## Branch
Bus_Info
| 14000 | From | [15 empty] | Market
Area Note | Filter Bus# | From Area | From (kV) | To Area | To (kV) | From_Bus_ID | From_Bus_Name | To_Bus_ID | To_Bus_Name | CKT | Average Power Flow (MW) | Shadow Price ($/MW) | Congestion Cost (K$) | Congestion Hours (Hrs) | Wheeling Charges (K$) | Loading Factor | Flow Limit (MW) | From | To | Note | Key | Note Exist | Area Note | Note
| FALSE | CIPV | 230 | CIPV | 230 | 30948 | ELKHIL_G | 34817 | OXY_230 | 1 | 165.305 | -584.699 | 846689.2 | 5136 | 0 | 0.67971 | 243.2 | CA | CA |  | 30948_34817_1 | FALSE
| FALSE | SPPC | 57.5 | SPPC | 57.5 | 64095 | SLVR PKX | 64094 | SLVER PK | 1 | 0.59983 | -4.0045 | 6773.891 | 4834 | 0 | 0.0371 | 16.15 | Inland | Inland |  | 64095_64094_1 | TRUE | Path 52 | 0
| FALSE | AESO | 240 | AESO | 240 | 55469 | BAT RV79 | 55499 | CORDEL 4 | 79 | 280.4784 | -2.1426 | 8904.16 | 3996 | 0 | 0.59285 | 473.1 | CAN | CAN |  | 55469_55499_79 | FALSE
| FALSE | CISD | 230 | CISD | 230 | 23284 | DW GEN5 | 23293 | DW GEN1 230 | 1 | 58.6833 | -24.7372 | 29931.95 | 3242 | 0 | 0.42601 | 137.75 | CA | CA | gen tie, a second unit was added | 23284_23293_1 | FALSE
| FALSE | VEA | 230 | VEA | 230 | 189160 | TROUT CANYON | 189040 | SLOAN CANYON | 1 | 113.1035 | -27.8862 | 66739.62 | 3140 | 0 | 0.41512 | 272.46 | SW | SW |  | 189160_189040_1 | FALSE
| FALSE | VEA | 230 | VEA | 230 | 189016 | INNOVATION | 189021 | DESERT VIEW | 1 | 134.3645 | -27.9857 | 77300.16 | 3069 | 0 | 0.4273 | 314.45 | SW | SW |  | 189016_189021_1 | FALSE
| FALSE | SPPC | 63 | CIPV | 69 | 64905 | MARBLE | 38136 | MARBLE | 1 | -9.8765 | 37.0827 | 6188.959 | 2821 | 0 | -0.51981 | 19 | Inland | CA |  | 64905_38136_1 | FALSE
| FALSE | WALC | 161 | CISC | 161 | 19020 | BLYTHE | 24017 | BLYTHESC | 1 | -87.0381 | 4.6369 | 7003.655 | 2627 | 0 | -0.50618 | 171.95 | SW | CA |  | 19020_24017_1 | FALSE
| FALSE | WACM | 230 | WACM | 230 | 72818 | WL_CHILD | 73009 | ARCHER | 1 | 317.531 | -22.6645 | 74517.54 | 2619 | 0 | 0.84833 | 374.3 | RM | RM |  | 72818_73009_1 | TRUE | RM: Wind Hub | 0
| FALSE | CISC | 230 | CISC | 230 | 29795 | NORTH BIGSKY | 29789 | ANTLOP2_C4i | T4 | 4.2887 | 0.0188 | 93.429 | 2565 | 0 | 0.0256 | 167.2 | CA | CA |  | 29795_29789_T4 | FALSE
| FALSE | CISC | 500 | CISC | 500 | 25375 | RP_WW_2 | 29402 | WIRLWIND | 1 | 146.9272 | -40.0449 | 134435.3 | 2523 | 0 | 0.38444 | 382.185 | CA | CA |  | 25375_29402_1 | FALSE
| FALSE | CISC | 230 | CISC | 230 | 25353 | RP_WINDHB_1W | 29399 | WINDHUB_B | 1 | 76.0956 | -17.3558 | 31138.56 | 1913 | 0 | 0.37256 | 204.25 | CA | CA |  | 25353_29399_1 | FALSE
| FALSE | BPAT | 230 | BPAT | 230 | 41402 | ROCK CK | 47385 | LUND_HILL# | 1 | -133.962 | 9.8199 | 25370.33 | 1887 | 0 | -0.45547 | 294.12 | NW | NW |  | 41402_47385_1 | FALSE
| FALSE | CIPV | 230 | CIPV | 230 | 30879 | HENTAP1 | 30881 | HENRIETA | 1 | -84.6827 | 13.6227 | 61136.58 | 1877 | 0 | -0.16575 | 510.91 | CA | CA |  | 30879_30881_1 | FALSE
| FALSE | BPAT | 500 | BPAT | 230 | 40585 | JOHN DAY | 40584 | JOHN DAY | 1 | -511.374 | 8.5339 | 93938.14 | 1728 | 0 | -0.40807 | 1253.145 | NW | NW |  | 40585_40584_1 | FALSE
| FALSE | PNM | 230 | PNM | 230 | 12181 | GLDSTNPS | 12101 | GLADSTON | 1 | 109.6238 | 7.5246 | 9174.477 | 1717 | 0 | 0.38465 | 285 | SW | SW |  | 12181_12101_1 | TRUE | 4Corn Area | 0
| FALSE | PSCO | 230 | PSCO | 230 | 70911 | CEP7_S1_3 | 99101 | mid_99101 | T1 | -20.4805 | 8.2022 | 4312.065 | 1491 | 0 | -0.3422 | 59.85 | RM | RM |  | 70911_99101_T1 | FALSE
| FALSE | CISC | 230 | CISC | 230 | 24979 | DRACKER | 24957 | COLRIVER | 1 | 224.0406 | -0.20298 | 1001.369 | 1221 | 0 | 0.3989 | 561.64 | CA | CA |  | 24979_24957_1 | FALSE
| FALSE | CISC | 230 | CISC | 230 | 29570 | SUNCREEK | 29574 | SUB 6D | 1 | -246.797 | 0.93856 | 3922.312 | 1113 | 0 | -0.51874 | 475.76 | CA | CA |  | 29570_29574_1 | FALSE
| FALSE | PNM | 345 | PNM | 345 | 10968 | CLINECORNER | 10116 | GUADLUPE | 1 | -522.792 | 3.9515 | 35480.7 | 1004 | 0 | -0.51144 | 1022.2 | SW | SW |  | 10968_10116_1 | FALSE
| FALSE | CIPB | 230 | CIPB | 230 | 30470 | SHILOH4JCT | 30479 | BDLSWSTA | 1 | 128.3751 | -7.6098 | 24130.82 | 842 | 0 | 0.22616 | 567.625 | CA | CA |  | 30470_30479_1 | FALSE
| FALSE | PNM | 345 | PNM | 345 | 10292 | SAN_JUAN | 10842 | JICARILLA | 1 | -141.004 | 1.8105 | 6798.585 | 701 | 0 | -0.32983 | 427.5 | SW | SW |  | 10292_10842_1 | FALSE
| FALSE | BCHA | 230 | BCHA | 230 | 50784 | NLY 230 | 50822 | NLY 2PS2 | 2 | -97.3051 | 1.4772 | 6369.993 | 700 | 0 | -0.25607 | 380 | CAN | CAN |  | 50784_50822_2 | TRUE | Path 1 | 0
| FALSE | LDWP | 230 | LDWP | 230 | 26983 | SO_PPA_21SUB | 26132 | BARRENRD | 1 | 136.2385 | -0.19495 | 877.521 | 697 | 0 | 0.26587 | 512.43 | CA | CA |  | 26983_26132_1 | FALSE
| FALSE | PACW | 115 | PACW | 115 | 45337 | WEED JPS | 45335 | WEED JCT | 1 | -63.6228 | 8.0349 | 5646.302 | 632 | 0 | -0.53577 | 118.75 | NW | NW |  | 45337_45335_1 | TRUE | PACW | 0
| FALSE | CISC | 500 | CISC | 500 | 24595 | MW_WRLWND_31 | 24594 | MW_WRLWND_32 | 3 | -784.792 | 0.5021 | 6299.104 | 614 | 0 | -0.24077 | 3259.545 | CA | CA |  | 24595_24594_3 | FALSE
| FALSE | EPE | 345 | EPE | 345 | 11014 | ARR___PS | 11017 | ARROYO | 1 | 35.5753 | -0.53481 | 2362.598 | 577 | 0 | 0.0936 | 380 | SW | SW |  | 11014_11017_1 | TRUE | So Line | 0
| FALSE | PSCO | 230 | PSCO | 230 | 78862 | PIKE_XFMRMP | 99010 | mid_99010 | 1 | -49.7114 | 0.32697 | 477.4843 | 521 | 0 | -0.29902 | 166.25 | RM | RM |  | 78862_99010_1 | FALSE
| FALSE | CISC | 230 | CISC | 230 | 29516 | VINCNT2 | 24260 | WINDSTAR1 | 1 | -174.371 | 0.97034 | 4367.699 | 519 | 0 | -0.34028 | 512.43 | CA | CA |  | 29516_24260_1 | FALSE
| FALSE | PGE | 230 | BPAT | 230 | 47844 | BIGLWCYN | 47486 | GOLDEN_HILL# | 1 | -178.293 | 0.0178 | 73.8747 | 492 | 0 | -0.25534 | 698.25 | NW | NW |  | 47844_47486_1 | FALSE
| FALSE | CISC | 230 | CISC | 230 | 25406 | J.HINDS | 24806 | MIRAGE | 1 | 125.6114 | -0.86991 | 2591.554 | 473 | 0 | 0.37037 | 339.15 | CA | CA |  | 25406_24806_1 | FALSE
| FALSE | WACM | 345 | WACM | 345 | 79060 | SANJN PS | 79990 | WATRFLW | 1 | 80.337 | -7.3935 | 18509.11 | 434 | 0 | 0.28188 | 285 | RM | RM |  | 79060_79990_1 | FALSE
| FALSE | AESO | 240 | AESO | 240 | 54161 | SARCEE 4 | 54162 | E CALGAR | 16 | -69.1724 | 0.42828 | 1538.266 | 314 | 0 | -0.14739 | 469.3 | CAN | CAN |  | 54161_54162_16 | FALSE
| FALSE | PACW | 230 | PACW | 230 | 45162 | DR W TP | 45075 | DALREED | 1 | 45.0065 | -1.4786 | 4417.235 | 308 | 0 | 0.092 | 489.25 | NW | NW |  | 45162_45075_1 | FALSE
| FALSE | BPAT | 230 | SPPC | 50 | 40537 | HILL TOP | 640518 | HIL TOP1 | 1 | -92.2815 | 0.64566 | 1773.346 | 294 | 0 | -0.32379 | 285 | NW | Inland |  | 40537_640518_1 | FALSE
| FALSE | LDWP | 345 | PAUT | 345 | 26043 | INTERMT | 65995 | MONA | 1 | 24.4479 | -0.14027 | 1579.598 | 282 | 0 | 0.0429 | 570 | CA | Inland |  | 26043_65995_1 | TRUE | Path 28 | 0
| FALSE | IPTV | 230 | IPTV | 230 | 60150 | HELLSCYN | 60095 | BROWNLEE | 1 | 147.666 | -3.023 | 12290.15 | 265 | 0 | 0.22045 | 669.845 | Inland | Inland |  | 60150_60095_1 | FALSE
| FALSE | PSCO | 230 | PSCO | 230 | 70481 | MONACO12 | 70365 | SULLIVN2 | 1 | 191.1349 | -3.5816 | 11835.5 | 259 | 0 | 0.50807 | 376.2 | RM | RM |  | 70481_70365_1 | FALSE
| FALSE | PGE | 230 | BPAT | 230 | 47844 | BIGLWCYN | 40584 | JOHN DAY | 1 | 305.189 | -0.85198 | 5579.587 | 258 | 0 | 0.31747 | 961.3049 | NW | NW |  | 47844_40584_1 | TRUE
| FALSE | PACW | 115 | CIPV | 115 | 45087 | DELTA | 31468 | CASCADE | 1 | 62.9826 | -4.1904 | 2898.845 | 252 | 0 | 0.53466 | 117.8 | NW | CA |  | 45087_31468_1 | FALSE
| FALSE | IPMV | 138 | IPMV | 138 | 61850 | HEYBURN | 60831 | RIVERTON | 1 | 44.3193 | -26.1965 | 18399.62 | 231 | 0 | 0.28291 | 156.655 | Inland | Inland |  | 61850_60831_1 | FALSE
| FALSE | VEA | 230 | VEA | 230 | 189043 | GAMEBIRD | 189160 | TROUT CANYON | 1 | -107.923 | 1.0521 | 2517.932 | 222 | 0 | -0.3961 | 272.46 | SW | SW |  | 189043_189160_1 | FALSE
| FALSE | LDWP | 230 | SPPC | 230 | 26041 | INTERMT | 64056 | GONDER | 1 | 30.3019 | -0.18144 | 408.8876 | 211 | 0 | 0.14499 | 209 | CA | Inland |  | 26041_64056_1 | FALSE
| FALSE | CISC | 230 | CISC | 230 | 29570 | SUNCREEK | 29399 | WINDHUB_B | 1 | 473.2998 | -0.74131 | 6801.631 | 209 | 0 | 0.45312 | 1044.525 | CA | CA |  | 29570_29399_1 | FALSE
| FALSE | CISC | 230 | CISC | 230 | 29407 | WINDHUB_A | 25366 | RP_WNDHB1A | 1 | -353.625 | 0.85351 | 8546.807 | 204 | 0 | -0.3102 | 1140 | CA | CA |  | 29407_25366_1 | FALSE
| FALSE | AESO | 240 | AESO | 240 | 54943 | MILO 1 | 547026 | TRAVERS_5 | 5 | -179.257 | 0.90811 | 3650.796 | 199 | 0 | -0.32472 | 552.045 | CAN | CAN |  | 54943_547026_5 | FALSE
| FALSE | AESO | 240 | AESO | 240 | 54421 | KEEPHIL5 | 54420 | KEEPHIL4 | PS | 255.2921 | -0.0701 | 350.765 | 195 | 0 | 0.44788 | 570 | CAN | CAN |  | 54421_54420_PS | TRUE | AESO | 0
| FALSE | NEVP | 138 | VEA | 138 | 18073 | IS TAP | 189101 | MERCRYSW | 1 | -25.4737 | 13.9306 | 7783.764 | 191 | 0 | -0.40081 | 63.555 | SW | SW |  | 18073_189101_1 | TRUE | VEA | 0
| FALSE | CIPV | 230 | CIPV | 230 | 30250 | CARIBOU | 30255 | CARBOU M | 11 | -64.6981 | 0.41416 | 580.6161 | 188 | 0 | -0.40538 | 159.6 | CA | CA |  | 30250_30255_11 | FALSE
| FALSE | IPTV | 500 | PACW | 500 | 60155 | HEMINWAY | 45029 | BURNS | 1 | 477.3111 | -0.15547 | 1798.159 | 176 | 0 | 0.36251 | 1316.7 | Inland | NW |  | 60155_45029_1 | FALSE
| FALSE | CIPB | 230 | CIPV | 230 | 30755 | MOSSLNSW | 30797 | LASAGUILASS | 2 | -58.2085 | 0.52596 | 1297.399 | 174 | 0 | -0.14124 | 412.11 | CA | CA |  | 30755_30797_2 | FALSE
| FALSE | SPPC | 120 | SPPC | 120 | 64025 | CAL SUB | 64023 | CAL S PS | 1 | 40.8355 | -0.26755 | 458.1362 | 166 | 0 | 0.28657 | 142.5 | Inland | Inland |  | 64025_64023_1 | TRUE | Path 76 | 0
| FALSE | CIPV | 230 | CIPV | 230 | 30280 | POE | 30330 | RIO OSO | 1 | 98.1518 | -0.19517 | 480.6062 | 157 | 0 | 0.32388 | 303.05 | CA | CA |  | 30280_30330_1 | FALSE
| FALSE | PAWY | 230 | WACM | 230 | 65420 | DAVEJOHN | 73107 | LAR.RIVR | 1 | 54.7003 | -1.2981 | 5177.836 | 145 | 0 | 0.12046 | 454.1 | Inland | RM |  | 65420_73107_1 | FALSE
| FALSE | NEVP | 345 | NEVP | 345 | 18002 | HA PS | 18001 | H ALLEN | 1 | 58.0529 | -0.19628 | 669.2632 | 135 | 0 | 0.20369 | 285 | SW | SW |  | 18002_18001_1 | FALSE
| FALSE | SPPC | 120 | SPPC | 120 | 64053 | FT CHUR | 64048 | FT CH PS | 1 | -82.1312 | 0.16991 | 149.2528 | 122 | 0 | -0.57636 | 142.5 | Inland | Inland |  | 64053_64048_1 | TRUE | FChurch 230 PAR | 0
| FALSE | SPPC | 345 | SPPC | 345 | 641120 | DODGEFLAT | 641121 | DGEFLT MPT1 | 1 | -55.3775 | 0.0219 | 41.1129 | 121 | 0 | -0.25908 | 213.75 | Inland | Inland |  | 641120_641121_1 | FALSE
| FALSE | PAWY | 230 | PAWY | 230 | 66335 | SHERIDAN | 66750 | YELOWTLP | 1 | 16.416 | 0.29495 | 1156.754 | 117 | 0 | 0.0364 | 451.25 | Inland | Inland |  | 66335_66750_1 | FALSE
| FALSE | PAUT | 138 | WACM | 138 | 66278 | RANGELY | 79265 | CALAMRDG | 1 | 46.7666 | -3.864 | 3872.102 | 114 | 0 | 0.43183 | 108.3 | Inland | RM |  | 66278_79265_1 | FALSE
| FALSE | BPAT | 500 | BPAT | 230 | 41113 | VANTAGE | 41111 | VANTAGE_N | 2 | -154.235 | 0.49847 | 2518.659 | 107 | 0 | -0.26813 | 575.225 | NW | NW |  | 41113_41111_2 | FALSE
| FALSE | CIPV | 230 | CIPV | 230 | 30900 | GATES D | 30889 | CALFLATSSS | 1 | -60.0577 | 0.23592 | 647.1127 | 107 | 0 | -0.13226 | 454.1 | CA | CA |  | 30900_30889_1 | FALSE
| FALSE | PSCO | 230 | PSCO | 230 | 70260 | LEETSDAL | 70291 | MONROEPS | 1 | 173.8112 | -1.0191 | 3384.8 | 101 | 0 | 0.4597 | 378.1 | RM | RM |  | 70260_70291_1 | TRUE | RM: to Denver Load | 0
| FALSE | IID | 230 | IID | 230 | 21690 | HIGHLINE | 21699 | MIDWAY230 | 1 | 205.9161 | -0.32851 | 1093.808 | 95 | 0 | 0.54324 | 379.05 | CA | CA |  | 21690_21699_1 | FALSE
| FALSE | NWMT | 161 | NWMT | 161 | 623005 | BLG RIMROCK | 623004 | PHSHFT RIMRK | PS | -25.9595 | 0.25893 | 300.4412 | 95 | 0 | -0.27326 | 95 | Inland | Inland |  | 623005_623004_PS | FALSE
| FALSE | CIPV | 230 | CIPV | 230 | 30515 | WARNERVL | 30516 | WILSONRCTR | 1 | 20.0412 | -0.13975 | 396.7656 | 94 | 0 | 0.0509 | 393.965 | CA | CA |  | 30515_30516_1 | FALSE
| FALSE | WACM | 230 | PSCO | 230 | 73192 | STORY | 70311 | PAWNEE | 1 | -243.363 | 0.19831 | 961.4687 | 91 | 0 | -0.44091 | 551.95 | RM | RM |  | 73192_70311_1 | TRUE | RM: Wind Hub | 0
| FALSE | CISC | 115 | CISC | 115 | 24728 | INYO | 24730 | INYO PS | 1 | 18.1271 | -0.25464 | 166.0577 | 89 | 0 | 0.17037 | 106.4 | CA | CA |  | 24728_24730_1 | FALSE
| FALSE | WAUW | 230 | WAUW | 230 | 630040 | CROSSOVER | 630041 | PHSHFT XOVER | PS | 54.6714 | -0.22446 | 600.9784 | 69 | 0 | 0.19183 | 285 | Inland | Inland |  | 630040_630041_PS | FALSE
| FALSE | IPMV | 138 | IPMV | 138 | 60821 | IDAHOME# | 61810 | MINIDOKA | 1 | -38.2875 | 6.7168 | 5372.587 | 59 | 0 | -0.21622 | 177.08 | Inland | Inland |  | 60821_61810_1 | FALSE
| FALSE | NEVP | 345 | NEVP | 345 | 18002 | HA PS | 18001 | H ALLEN | 2 | 58.0529 | -0.0938 | 234.8781 | 50 | 0 | 0.20369 | 285 | SW | SW |  | 18002_18001_2 | FALSE
| FALSE | BCHA | 345 | BCHA | 345 | 50191 | ROS 345 | 81805 | mid_81805 | 1 | 165.2084 | -5.3309 | 20705.3 | 50 | 0 | 0.38645 | 427.5 | CAN | CAN |  | 50191_81805_1 | FALSE
| FALSE | CIPV | 500 | CIPV | 500 | 30050 | LOSBANOS | 300501 | LB_GT_11 | 1 | -596.039 | 0.0361 | 581.6677 | 49 | 0 | -0.18286 | 3259.545 | CA | CA |  | 30050_300501_1 | FALSE
| FALSE | SPPC | 345 | SPPC | 345 | 64017 | BRDRTNPS | 64018 | BRDRTWN | 1 | -64.7907 | -0.1324 | 363.7509 | 47 | 0 | -0.22734 | 285 | Inland | Inland |  | 64017_64018_1 | FALSE
| FALSE | BPAT | 500 | BPAT | 500 | 44537 | BURNS_CAP | 41043 | SUMMER L | 1 | 477.3111 | -0.0498 | 575.5711 | 47 | 0 | 0.36251 | 1316.7 | NW | NW |  | 44537_41043_1 | FALSE
| FALSE | BCHA | 230 | BCHA | 345 | 50186 | ROS 230 | 81805 | mid_81805 | 1 | -165.208 | 5.237 | 20352.72 | 47 | 0 | -0.38645 | 427.5 | CAN | CAN |  | 50186_81805_1 | FALSE
| FALSE | SPPC | 345 | SPPC | 345 | 640916 | FISHSPRNG | 640917 | FSHSP-TER1 | 1 | -27.5499 | 0.00583 | 5.599 | 44 | 0 | -0.25217 | 109.25 | Inland | Inland |  | 640916_640917_1 | FALSE
| FALSE | PNM | 115 | PNM | 115 | 12008 | BERNARDO | 12007 | BELEN_PG | 1 | -25.2125 | 0.4503 | 278.0667 | 43 | 0 | -0.35864 | 70.3 | SW | SW |  | 12008_12007_1 | FALSE
| FALSE | PACW | 230 | PACW | 230 | 45327 | WALAWALA | 44609 | WALAWALA CAP | 1 | -94.6332 | 0.12 | 398.5359 | 43 | 0 | -0.25029 | 378.1 | NW | NW |  | 45327_44609_1 | FALSE
| FALSE | LDWP | 345 | PAUT | 345 | 26043 | INTERMT | 65995 | MONA | 2 | 24.4479 | -0.0501 | 289.3484 | 40 | 0 | 0.0429 | 570 | CA | Inland |  | 26043_65995_2 | TRUE | Path 28 | 0
| FALSE | NWMT | 230 | NWMT | 230 | 623001 | BLG STEAMPLT | 623002 | PHSHFT STMPL | PS | 8.5466 | 0.033265 | 155.873 | 37 | 0 | 0.03 | 285 | Inland | Inland |  | 623001_623002_PS | FALSE
| FALSE | BPAT | 230 | BPAT | 230 | 47814 | JONESCYN | 41079 | TUMBL_CREEK+ | 1 | 116.5442 | -0.33131 | 704.992 | 34 | 0 | 0.24059 | 484.405 | NW | NW |  | 47814_41079_1 | FALSE
| FALSE | CISC | 230 | CISC | 230 | 29408 | WIRLWIND | 29691 | DESRT_STR | 1 | -142.676 | 0.000881 | 3.5197 | 33 | 0 | -0.31367 | 454.86 | CA | CA |  | 29408_29691_1 | FALSE
| FALSE | CIPV | 230 | CIPV | 230 | 30516 | WILSONRCTR | 30800 | WILSONPGAE | BP | 20.0412 | -0.04639 | 113.025 | 32 | 0 | 0.0509 | 393.965 | CA | CA |  | 30516_30800_BP | FALSE
| FALSE | AESO | 500 | AESO | 500 | 54456 | BENNETTP | 99982 | mid_99982 | T1 | 421.9225 | -0.10383 | 1039.776 | 31 | 0 | 0.37011 | 1140 | CAN | CAN |  | 54456_99982_T1 | FALSE
| FALSE | NWMT | 161 | PAID | 161 | 621004 | DILLONSALMON | 65155 | BIGGRASS | 1 | 17.4469 | -0.2317 | 284.2192 | 28 | 0 | 0.1113 | 156.75 | Inland | Inland |  | 621004_65155_1 | FALSE
| FALSE | IID | 230 | IID | 230 | 21690 | HIGHLINE | 21699 | MIDWAY230 | 2 | 205.9161 | -0.087 | 289.6075 | 26 | 0 | 0.54324 | 379.05 | CA | CA |  | 21690_21699_2 | FALSE
| FALSE | AZPS | 230 | AZPS | 230 | 14238 | PANDA | 14258 | FREEDOM | 1 | 235.5472 | -0.0355 | 129.5952 | 25 | 0 | 0.56634 | 415.91 | SW | SW |  | 14238_14258_1 | FALSE
| FALSE | WALC | 230 | WALC | 230 | 19502 | ROGSWAPA | 19062 | PINPK | 1 | -105.926 | 0.40865 | 1333.366 | 23 | 0 | -0.28517 | 371.45 | SW | SW |  | 19502_19062_1 | FALSE
| FALSE | LDWP | 230 | LDWP | 230 | 26099 | SYLMAR2 | 26094 | SYLMARLA | 1 | 54.4169 | 0.0403 | 537.697 | 22 | 0 | 0.0358 | 1520 | CA | CA |  | 26099_26094_1 | FALSE
| FALSE | AESO | 240 | AESO | 240 | 54159 | LANGDON4 | 54943 | MILO 1 | 24 | -48.8823 | 0.0159 | 72.6872 | 20 | 0 | -0.0761 | 642.105 | CAN | CAN |  | 54159_54943_24 | FALSE
| FALSE | CIPB | 230 | CIPB | 230 | 30731 | LS ESTRS | 38901 | SSS | 1 | 355.1959 | -0.07194 | 252.1237 | 20 | 0 | 0.89021 | 399 | CA | CA |  | 30731_38901_1 | FALSE
| FALSE | SPPC | 230 | SPPC | 230 | 64500 | SALTWELL T | 64054 | FT CHUR | 1 | 237.4284 | -0.0213 | 63.7035 | 19 | 0 | 0.69714 | 340.575 | Inland | Inland |  | 64500_64054_1 | FALSE
| FALSE | AESO | 240 | AESO | 240 | 54187 | BEDDING1 | 54639 | JOHNSON1 | 18 | -46.3164 | 0.0153 | 39.2061 | 19 | 0 | -0.0882 | 525.35 | CAN | CAN |  | 54187_54639_18 | FALSE
| FALSE | BPAT | 230 | BPAT | 230 | 40039 | ALFALFA+ | 40141 | NBONVL E | 1 | 87.6037 | -0.67562 | 1100.515 | 17 | 0 | 0.23865 | 367.08 | NW | NW |  | 40039_40141_1 | FALSE
| FALSE | LDWP | 230 | LDWP | 230 | 26061 | RINALDI | 26094 | SYLMARLA | 1 | 51.5446 | 0.0322 | 192.6121 | 15 | 0 | 0.0766 | 672.6 | CA | CA |  | 26061_26094_1 | FALSE
| FALSE | NEVP | 500 | LDWP | 500 | 18452 | CRSTL N | 26123 | CRYSTAL | 1 | 174.9229 | -0.0242 | 131.3856 | 14 | 0 | 0.28328 | 617.5 | SW | CA |  | 18452_26123_1 | FALSE
| FALSE | TH_Mead | 230 | VEA | 230 | 19012 | MEAD S | 189040 | SLOAN CANYON | 1 | -135.808 | 0.00123 | 9.0821 | 14 | 0 | -0.16153 | 840.75 | SW | SW |  | 19012_189040_1 | FALSE
| FALSE | PAWY | 230 | PAWY | 230 | 65575 | FRANNIE | 69799 | BOWLER FLATS | 1 | -154.759 | 0.11664 | 310.4829 | 14 | 0 | -0.51067 | 303.05 | Inland | Inland |  | 65575_69799_1 | FALSE
| FALSE | CISD | 230 | CISC | 230 | 22844 | TALEGA | 24131 | S.ONOFRE | 1 | 165.5188 | -0.00747 | 28.4177 | 13 | 0 | 0.38208 | 433.2 | CA | CA |  | 22844_24131_1 | FALSE
| FALSE | BCHA | 230 | BCHA | 230 | 50697 | SAM 230 | 81802 | mid_81802 | 4 | 84.9399 | -0.46136 | 582.2605 | 13 | 0 | 0.59607 | 142.5 | CAN | CAN |  | 50697_81802_4 | FALSE
| FALSE | AESO | 240 | AESO | 500 | 54480 | BENNETTS | 99982 | mid_99982 | T1 | -421.923 | 0.0322 | 322.8231 | 12 | 0 | -0.37011 | 1140 | CAN | CAN |  | 54480_99982_T1 | FALSE
| FALSE | SPPC | 115 | CIPV | 115 | 64228 | SUMMIT 1 | 32218 | DRUM | 1 | 30.0928 | -0.0504 | 34.9426 | 10 | 0 | 0.26619 | 113.05 | Inland | CA |  | 64228_32218_1 | FALSE
| FALSE | PAUT | 345 | PAUT | 345 | 65995 | MONA | 65996 | CLOVER | 1 | -318.319 | 0.0137 | 119.3822 | 10 | 0 | -0.23077 | 1379.4 | Inland | Inland |  | 65995_65996_1 | FALSE
| FALSE | NEVP | 500 | LDWP | 500 | 18452 | CRSTL N | 26123 | CRYSTAL | 2 | 174.9229 | -0.0119 | 64.3808 | 10 | 0 | 0.28328 | 617.5 | SW | CA |  | 18452_26123_2 | FALSE
| FALSE | CIPV | 500 | CIPV | 500 | 300551 | GT_MW_11 | 30060 | MIDWAY | 1 | -824.817 | 0.0168 | 270.8698 | 10 | 0 | -0.25305 | 3259.45 | CA | CA |  | 300551_30060_1 | FALSE
| FALSE | PAWY | 230 | PAWY | 345 | 65220 | BRIDGER | 65385 | BRIDGER | 1 | -4.8697 | 0.106 | 176.9104 | 8 | 0 | -0.02563 | 190 | Inland | Inland |  | 65220_65385_1 | FALSE
| FALSE | CISD | 230 | CISD | 230 | 22430 | SILVERGT | 22596 | OLD TOWN | 1 | 182.3929 | -0.00124 | 4.7151 | 7 | 0 | 0.32707 | 557.65 | CA | CA |  | 22430_22596_1 | FALSE
| FALSE | AESO | 240 | AESO | 230 | 54451 | MATLB1 | 56451 | MATLB2 | PS | -164.529 | -0.0102 | 28.0027 | 7 | 0 | -0.52481 | 313.5 | CAN | CAN |  | 54451_56451_PS | FALSE
| FALSE | WALC | 230 | WALC | 230 | 19502 | ROGSWAPA | 19062 | PINPK | 2 | -105.926 | 0.18335 | 598.2357 | 6 | 0 | -0.28517 | 371.45 | SW | SW |  | 19502_19062_2 | FALSE
| FALSE | CIPV | 500 | CIPV | 500 | 300053 | RM_TM_21 | 300054 | RM_TM_22 | 2 | 932.3061 | -0.00676 | 107.486 | 5 | 0 | 0.37774 | 2468.1 | CA | CA |  | 300053_300054_2 | FALSE
| FALSE | CIPV | 230 | CIPV | 230 | 30906 | GATES F | 30935 | ARCO | 1 | -93.603 | 0.00473 | 11.6703 | 5 | 0 | -0.22713 | 412.11 | CA | CA |  | 30906_30935_1 | FALSE
| FALSE | CIPV | 230 | CIPV | 230 | 38206 | COTTLE | 37563 | MELONES | 1 | -25.7482 | 0.0124 | 30.6679 | 5 | 0 | -0.0658 | 391.4 | CA | CA |  | 38206_37563_1 | FALSE
| FALSE | WALC | 345 | WALC | 345 | 19053 | LIBERTY | 19315 | PEACOCK | 1 | -75.516 | 0.0352 | 149.0528 | 4 | 0 | -0.15648 | 482.6 | SW | SW |  | 19053_19315_1 | FALSE
| FALSE | AESO | 240 | AESO | 240 | 54943 | MILO 1 | 55012 | NEWELL2 | 23 | 130.0122 | -0.0016 | 7.3215 | 3 | 0 | 0.20245 | 642.2 | CAN | CAN |  | 54943_55012_23 | FALSE
| FALSE | CISD | 230 | CFE | 230 | 22609 | OTAYMESA | 20149 | TJI-230 | 1 | -197.742 | 0.000986 | 6.5469 | 3 | 0 | -0.24488 | 807.5 | CA | CA |  | 22609_20149_1 | FALSE
| FALSE | IID | 230 | IID | 230 | 21007 | CVSUB230 | 21699 | MIDWAY230 | 1 | -401.994 | 0.0155 | 82.5872 | 3 | 0 | -0.66429 | 605.15 | CA | CA |  | 21007_21699_1 | FALSE
| FALSE | AESO | 240 | AESO | 240 | 54943 | MILO 1 | 55737 | TRAVRS1 | 36 | -151.636 | 0.00718 | 28.8016 | 3 | 0 | -0.27473 | 551.95 | CAN | CAN |  | 54943_55737_36 | FALSE
| FALSE | CIPV | 230 | CIPV | 230 | 30879 | HENTAP1 | 30885 | MUSTANGSS | 1 | -108.33 | -0.00805 | 50.6658 | 3 | 0 | -0.13829 | 783.37 | CA | CA |  | 30879_30885_1 | FALSE
| FALSE | PGE | 230 | BPAT | 230 | 43459 | RIVRGATE | 40899 | ROSS_W | 1 | -215.868 | 0.00121 | 4.2974 | 3 | 0 | -0.43208 | 499.605 | NW | NW |  | 43459_40899_1 | FALSE
| FALSE | AESO | 240 | AESO | 240 | 54024 | SAUL_01 | 54128 | ELLERSLI | 12 | -111.523 | 0.00306 | 12.2953 | 2 | 0 | -0.20205 | 551.95 | CAN | CAN |  | 54024_54128_12 | FALSE
| FALSE | AESO | 240 | AESO | 240 | 54167 | N LETHB4 | 54451 | MATLB1 | 40 | -76.6175 | 0.00211 | 8.4809 | 2 | 0 | -0.16162 | 474.05 | CAN | CAN |  | 54167_54451_40 | FALSE
| FALSE | CISC | 230 | CISC | 230 | 24114 | PARDEE | 24155 | VINCENT | 2 | -140.545 | 7.39e-05 | 0.2849 | 2 | 0 | -0.32022 | 438.9 | CA | CA |  | 24114_24155_2 | FALSE
| FALSE | CIPV | 230 | CIPV | 230 | 30810 | GREGG | 30879 | HENTAP1 | 1 | -283.021 | 0.0084 | 54.4775 | 2 | 0 | -0.37394 | 756.865 | CA | CA |  | 30810_30879_1 | FALSE
| FALSE | PAUT | 345 | WACM | 345 | 65193 | BONANZA | 79014 | CRAIG | 1 | 207.6838 | -0.0103 | 77.1227 | 2 | 0 | 0.24399 | 851.2 | Inland | RM |  | 65193_79014_1 | FALSE
| FALSE | AESO | 240 | AESO | 240 | 54135 | SUNDANC4 | 54512 | DOME 4 | 9 | 41.3703 | -0.000414 | 1.6628 | 2 | 0 | 0.0873 | 474.05 | CAN | CAN |  | 54135_54512_9 | FALSE
| FALSE | CIPV | 500 | CIPV | 500 | 30050 | LOSBANOS | 300502 | LB_MW_11 | 1 | -683.057 | 0.000377 | 6.0788 | 2 | 0 | -0.20956 | 3259.545 | CA | CA |  | 30050_300502_1 | FALSE
| FALSE | CISC | 230 | CISC | 230 | 25730 | ARLINGTON | 25733 | ARLNG2MP1 | 1 | -40.9067 | 0.00116 | 1.46 | 2 | 0 | -0.28516 | 143.45 | CA | CA |  | 25730_25733_1 | FALSE
| FALSE | AESO | 240 | AESO | 240 | 55236 | MUSKEG1 | 55263 | JOSLYN4 | 66 | 225.8244 | -3.28e-05 | 0.10303 | 1 | 0 | 0.49215 | 458.85 | CAN | CAN |  | 55236_55263_66 | FALSE
| FALSE | IPMV | 230 | IPMV | 230 | 60177 | JUSTICE | 60232 | MIDPOINT | 1 | 36.26 | -1.71e-05 | 0.049555 | 1 | 0 | 0.0807 | 449.255 | Inland | Inland |  | 60177_60232_1 | FALSE
| FALSE | PAWY | 230 | PAWY | 230 | 65555 | FIREHOLE | 66315 | ROCKSPGS | 1 | -105.367 | 0.0219 | 74.1556 | 1 | 0 | -0.17143 | 614.65 | Inland | Inland |  | 65555_66315_1 | TRUE | PAWY | 0
| FALSE | LDWP | 230 | LDWP | 230 | 26061 | RINALDI | 26013 | AIRWAY | 1 | 152.6093 | -0.00865 | 33.1354 | 1 | 0 | 0.34998 | 436.05 | CA | CA |  | 26061_26013_1 | FALSE
| FALSE | CIPB | 230 | CIPB | 230 | 30518 | MARSHLD1 | 30525 | C.COSTAPPD | 1 | 1.7738 | -8.3e-05 | 0.29979 | 1 | 0 | 0.00319 | 555.465 | CA | CA |  | 30518_30525_1 | FALSE
| FALSE | CISC | 230 | CISC | 230 | 24971 | BLACK CREEK | 24957 | COLRIVER | 1 | 81.7031 | -1.42e-05 | 0.0546 | 1 | 0 | 0.18737 | 436.05 | CA | CA |  | 24971_24957_1 | FALSE
| FALSE | SPPC | 230 | SPPC | 230 | 64056 | GONDER | 64531 | OSCEOLA | 1 | -61.6078 | 0.0027 | 8.0825 | 1 | 0 | -0.18089 | 340.575 | Inland | Inland |  | 64056_64531_1 | FALSE
| FALSE | EPE | 345 | EPE | 345 | 11093 | LUNA | 11080 | HIDALGO | 1 | 43.2359 | -0.00058 | 3.1894 | 1 | 0 | 0.0691 | 625.575 | SW | SW |  | 11093_11080_1 | FALSE
| FALSE | CISC | 230 | CISC | 230 | 24960 | DSRTSUNLIGHT | 24375 | REDBLUFF | 1 | 125.5696 | -2.72e-05 | 0.14576 | 1 | 0 | 0.20556 | 610.85 | CA | CA |  | 24960_24375_1 | FALSE
| FALSE | PAWY | 230 | PAWY | 230 | 65420 | DAVEJOHN | 69745 | AMASA | 1 | -55.7645 | 0.000259 | 1.9217 | 1 | 0 | -0.0595 | 936.7001 | Inland | Inland |  | 65420_69745_1 | FALSE
| FALSE | CIPV | 500 | CIPV | 500 | 300151 | TM_VD_11 | 300152 | TM_VD_12 | 1 | 1014.675 | -0.00114 | 20.3352 | 1 | 0 | 0.41112 | 2468.1 | CA | CA |  | 300151_300152_1 | FALSE
| FALSE | SRP | 500 | AZPS | 230 | 159970 | GILARIVR | 14238 | PANDA | 1 | 188.6314 | -1.9e-05 | 0.0793 | 1 | 0 | 0.39712 | 475 | SW | SW |  | 159970_14238_1 | FALSE
| FALSE | BCHA | 230 | BCHA | 230 | 50190 | CBN 230 | 81171 | MLE 2B3 | 1 | 213.2563 | -0.06 | 239.3351 | 1 | 0 | 0.46962 | 454.1 | CAN | CAN |  | 50190_81171_1 | FALSE
| FALSE | BANC | 230 | BANC | 230 | 37585 | TRCY PMP | 37010 | HURLEY S | 1 | 98.5368 | -0.00692 | 20.6234 | 1 | 0 | 0.21699 | 454.1 | CA | CA |  | 37585_37010_1 | FALSE
| FALSE | AZPS | 230 | AZPS | 230 | 14207 | DEERVALY | 14259 | WESTWNGE | 1 | -200.245 | 0.000309 | 1.8687 | 1 | 0 | -0.29106 | 687.99 | SW | SW |  | 14207_14259_1 | FALSE
| FALSE | AVA | 115 | BPAT | 115 | 48419 | STRATFRD | 46447 | SUMERFAL | 1 | -40.8131 | 0 | 0 | 0 | 0 | -0.35951 | 113.525 | NW | NW |  | 48419_46447_1 | FALSE
| FALSE | AVA | 230 | PACW | 230 | 48443 | VANT AVA | 45327 | WALAWALA | 1 | -41.4254 | 0 | 0 | 0 | 0 | -0.0664 | 624.15 | NW | NW |  | 48443_45327_1 | FALSE
| FALSE | AVA | 115 | GCPD | 115 | 48455 | WARDEN A | 46117 | WARDEN T | 1 | 41.1285 | 0 | 0 | 0 | 0 | 0.36229 | 113.525 | NW | NW |  | 48455_46117_1 | FALSE
| FALSE | AVA | 230 | BPAT | 230 | 48463 | WEST | 41275 | WESTBPA1 | 1 | -103.042 | 0 | 0 | 0 | 0 | -0.22691 | 454.1 | NW | NW |  | 48463_41275_1 | FALSE
| FALSE | AVA | 230 | BPAT | 230 | 48463 | WEST | 41276 | WESTBPA2 | 1 | -1.0881 | 0 | 0 | 0 | 0 | -0.0024 | 454.1 | NW | NW |  | 48463_41276_1 | FALSE
| FALSE | AVA | 230 | AVA | 230 | 48512 | DRYCREEK | 48197 | LOLO | 1 | -5.8154 | 0 | 0 | 0 | 0 | -0.00955 | 608.95 | NW | NW |  | 48512_48197_1 | FALSE
| FALSE | AVA | 230 | AVA | 230 | 48512 | DRYCREEK | 48255 | N LEWIST | 1 | -35.1482 | 0 | 0 | 0 | 0 | -0.0569 | 617.595 | NW | NW |  | 48512_48255_1 | FALSE
| FALSE | AVA | 230 | AVA | 230 | 48512 | DRYCREEK | 48451 | WALA AVA | 1 | 5.0547 | 0 | 0 | 0 | 0 | 0.0081 | 624.055 | NW | NW |  | 48512_48451_1 | FALSE
| FALSE | AVA | 230 | AVA | 230 | 48524 | BOULDER | 48037 | BENEWAH | 1 | 6.466 | 0 | 0 | 0 | 0 | 0.0109 | 593.75 | NW | NW |  | 48524_48037_1 | FALSE
| FALSE | BCHA | 230 | BCHA | 230 | 50016 | CKY 230 | 50021 | LYN 2T1 | 1 | 127.5761 | 0 | 0 | 0 | 0 | 0.28254 | 451.535 | CAN | CAN |  | 50016_50021_1 | FALSE
| FALSE | BCHA | 230 | BCHA | 230 | 50016 | CKY 230 | 50022 | CYP 2T2 | 1 | 123.0064 | 0 | 0 | 0 | 0 | 0.27851 | 441.655 | CAN | CAN |  | 50016_50022_1 | FALSE
| FALSE | BCHA | 230 | BCHA | 230 | 50016 | CKY 230 | 51373 | FCN 2B1 | 1 | -63.1419 | 0 | 0 | 0 | 0 | -0.1665 | 379.24 | CAN | CAN |  | 50016_51373_1 | FALSE
| FALSE | BCHA | 230 | BCHA | 230 | 50016 | CKY 230 | 51440 | ASL 12P | 1 | -81.3903 | 0 | 0 | 0 | 0 | -0.18256 | 445.835 | CAN | CAN |  | 50016_51440_1 | FALSE
| FALSE | BCHA | 230 | BCHA | 230 | 50017 | MSA 230B | 50035 | HSP 230 | 1 | -34.5363 | 0 | 0 | 0 | 0 | -0.0971 | 355.775 | CAN | CAN |  | 50017_50035_1 | FALSE
| FALSE | BCHA | 230 | BCHA | 230 | 50017 | MSA 230B | 51534 | SAY 230 | 1 | -98.282 | 0 | 0 | 0 | 0 | -0.25068 | 392.065 | CAN | CAN |  | 50017_51534_1 | FALSE
| FALSE | BCHA | 230 | BCHA | 230 | 50018 | MDN 230 | 50019 | COK 230 | 1 | 298.3987 | 0 | 0 | 0 | 0 | 0.39426 | 756.865 | CAN | CAN |  | 50018_50019_1 | FALSE
| FALSE | BCHA | 230 | BCHA | 230 | 50018 | MDN 230 | 50019 | COK 230 | 2 | 298.3987 | 0 | 0 | 0 | 0 | 0.29444 | 1013.46 | CAN | CAN |  | 50018_50019_2 | FALSE
| FALSE | BCHA | 230 | BCHA | 230 | 50018 | MDN 230 | 50024 | HPN 230 | 1 | 122.3985 | 0 | 0 | 0 | 0 | 0.27881 | 438.995 | CAN | CAN |  | 50018_50024_1 | FALSE
| FALSE | BCHA | 230 | BCHA | 230 | 50018 | MDN 230 | 50188 | BSY 230 | 1 | 203.5242 | 0 | 0 | 0 | 0 | 0.39629 | 513.5699 | CAN | CAN |  | 50018_50188_1 | FALSE
| FALSE | BCHA | 230 | BCHA | 230 | 50018 | MDN 230 | 50188 | BSY 230 | 2 | 199.3282 | 0 | 0 | 0 | 0 | 0.3511 | 567.72 | CAN | CAN |  | 50018_50188_2 | FALSE
| FALSE | BCHA | 230 | BCHA | 230 | 50018 | MDN 230 | 50189 | WHY 2B2 | 1 | -50.3609 | 0 | 0 | 0 | 0 | -0.1109 | 454.1 | CAN | CAN |  | 50018_50189_1 | FALSE
| FALSE | BCHA | 230 | BCHA | 230 | 50019 | COK 230 | 50026 | BND 2T2 | 1 | 276.0118 | 0 | 0 | 0 | 0 | 0.58482 | 471.96 | CAN | CAN |  | 50019_50026_1 | FALSE
| FALSE | BCHA | 230 | BCHA | 230 | 50020 | CMS 230 | 51440 | ASL 12P | 1 | 63.739 | 0 | 0 | 0 | 0 | 0.14297 | 445.835 | CAN | CAN |  | 50020_51440_1 | FALSE
| FALSE | BCHA | 230 | BCHA | 230 | 50021 | LYN 2T1 | 80006 | LYN 2T2 | 1 | 127.5761 | 0 | 0 | 0 | 0 | 0.16856 | 756.865 | CAN | CAN |  | 50021_80006_1 | FALSE
| FALSE | BCHA | 230 | BCHA | 230 | 50022 | CYP 2T2 | 80007 | CYP 2T3 | 1 | 83.2699 | 0 | 0 | 0 | 0 | 0.11002 | 756.865 | CAN | CAN |  | 50022_80007_1 | FALSE
| FALSE | BCHA | 230 | BCHA | 230 | 50023 | WLT 230 | 50024 | HPN 230 | 1 | 69.1063 | 0 | 0 | 0 | 0 | 0.15218 | 454.1 | CAN | CAN |  | 50023_50024_1 | FALSE
| FALSE | BCHA | 230 | BCHA | 230 | 50023 | WLT 230 | 50188 | BSY 230 | 1 | -126.451 | 0 | 0 | 0 | 0 | -0.28805 | 438.995 | CAN | CAN |  | 50023_50188_1 | FALSE
| FALSE | BCHA | 230 | BCHA | 230 | 50023 | WLT 230 | 80006 | LYN 2T2 | 1 | -79.3976 | 0 | 0 | 0 | 0 | -0.17584 | 451.535 | CAN | CAN |  | 50023_80006_1 | FALSE
| FALSE | BCHA | 230 | BCHA | 230 | 50023 | WLT 230 | 80007 | CYP 2T3 | 1 | -41.7682 | 0 | 0 | 0 | 0 | -0.10015 | 417.05 | CAN | CAN |  | 50023_80007_1 | FALSE
| FALSE | BCHA | 230 | BCHA | 230 | 50025 | MUR 230 | 50028 | CSQ 230 | 1 | -37.3348 | 0 | 0 | 0 | 0 | -0.11887 | 314.07 | CAN | CAN |  | 50025_50028_1 | FALSE
| FALSE | BCHA | 230 | BCHA | 230 | 50025 | MUR 230 | 51778 | MUR 50H | 1 | -139.424 | 0 | 0 | 0 | 0 | -0.43862 | 317.87 | CAN | CAN |  | 50025_51778_1 | FALSE
| FALSE | BCHA | 230 | BCHA | 230 | 50028 | CSQ 230 | 50060 | MPT 230 | 1 | 46.99 | 0 | 0 | 0 | 0 | 0.10203 | 460.56 | CAN | CAN |  | 50028_50060_1 | FALSE
| FALSE | BCHA | 230 | BCHA | 230 | 50029 | NEL 230 | 51702 | HLT 39H | 1 | -98.658 | 0 | 0 | 0 | 0 | -0.27437 | 359.575 | CAN | CAN |  | 50029_51702_1 | FALSE
| FALSE | BCHA | 230 | BCHA | 230 | 50029 | NEL 230 | 51707 | HLT 40H | 1 | -92.8501 | 0 | 0 | 0 | 0 | -0.25822 | 359.575 | CAN | CAN |  | 50029_51707_1 | FALSE
| FALSE | BCHA | 230 | BCHA | 230 | 50030 | MAN 230 | 50033 | CSN 230 | 1 | 73.8748 | 0 | 0 | 0 | 0 | 0.26741 | 276.26 | CAN | CAN |  | 50030_50033_1 | FALSE
| FALSE | WALC | 115 | SRP | 115 | 17001 | APACHE | 15108 | HAYDENAZ | 1 | 12.9271 | 0 | 0 | 0 | 0 | 0.108 | 119.7 | SW | SW |  | 17001_15108_1 | FALSE
| FALSE | BCHA | 230 | BCHA | 230 | 50030 | MAN 230 | 51779 | MAN 56H | 1 | -165.98 | 0 | 0 | 0 | 0 | -0.53154 | 312.265 | CAN | CAN |  | 50030_51779_1 | FALSE
| FALSE | BCHA | 230 | BCHA | 230 | 50031 | KI2 230 | 51046 | STV 2B2 | 1 | -123.719 | 0 | 0 | 0 | 0 | -0.29993 | 412.49 | CAN | CAN |  | 50031_51046_1 | FALSE
| FALSE | BCHA | 230 | BCHA | 230 | 50031 | KI2 230 | 51157 | CAM 4P | 1 | -201.21 | 0 | 0 | 0 | 0 | -0.41866 | 480.605 | CAN | CAN |  | 50031_51157_1 | FALSE
| FALSE | BCHA | 230 | BCHA | 230 | 50031 | KI2 230 | 51742 | KI2 64H | 1 | 111.9968 | 0 | 0 | 0 | 0 | 0.38678 | 289.56 | CAN | CAN |  | 50031_51742_1 | FALSE
| FALSE | BCHA | 230 | BCHA | 230 | 50032 | SPG 230 | 50060 | MPT 230 | 1 | 20.224 | 0 | 0 | 0 | 0 | 0.0429 | 471.2 | CAN | CAN |  | 50032_50060_1 | FALSE
| FALSE | BCHA | 230 | BCHA | 230 | 50032 | SPG 230 | 51742 | KI2 64H | 1 | -111.997 | 0 | 0 | 0 | 0 | -0.38678 | 289.56 | CAN | CAN |  | 50032_51742_1 | FALSE
| FALSE | BCHA | 230 | BCHA | 230 | 50034 | STV 2B4 | 51046 | STV 2B2 | 1 | 154.8876 | 0 | 0 | 0 | 0 | 0.20464 | 756.865 | CAN | CAN |  | 50034_51046_1 | FALSE
| FALSE | BCHA | 230 | BCHA | 230 | 50034 | STV 2B4 | 51758 | STV 62H | 1 | -185.723 | 0 | 0 | 0 | 0 | -0.49071 | 378.48 | CAN | CAN |  | 50034_51758_1 | FALSE
| FALSE | WALC | 230 | WALC | 230 | 17002 | APACHE | 17007 | BUTERFLD | 1 | 74.8108 | 0 | 0 | 0 | 0 | 0.21997 | 340.1 | SW | SW |  | 17002_17007_1 | FALSE
| FALSE | BCHA | 230 | BCHA | 230 | 50039 | CAM 2B4 | 51157 | CAM 4P | 1 | -48.8482 | 0 | 0 | 0 | 0 | -0.0956 | 510.91 | CAN | CAN |  | 50039_51157_1 | FALSE
| FALSE | BCHA | 500 | BCHA | 500 | 50045 | CKY 500 | 50046 | MSA 500 | 1 | 279.0277 | 0 | 0 | 0 | 0 | 0.11305 | 2468.195 | CAN | CAN |  | 50045_50046_1 | FALSE
| FALSE | BCHA | 500 | BCHA | 500 | 50045 | CKY 500 | 50046 | MSA 500 | 2 | 278.2529 | 0 | 0 | 0 | 0 | 0.11274 | 2468.195 | CAN | CAN |  | 50045_50046_2 | FALSE
| FALSE | BCHA | 500 | BCHA | 500 | 50045 | CKY 500 | 50047 | MDN 500 | 1 | 67.5631 | 0 | 0 | 0 | 0 | 0.027373 | 2468.195 | CAN | CAN |  | 50045_50047_1 | FALSE
| FALSE | BCHA | 500 | BCHA | 500 | 50045 | CKY 500 | 51650 | CRK 5C1C | 1 | -624.844 | 0 | 0 | 0 | 0 | -0.25316 | 2468.195 | CAN | CAN |  | 50045_51650_1 | FALSE
| FALSE | WALC | 230 | WALC | 230 | 17002 | APACHE | 17018 | REDTAIL | 1 | 50.2984 | 0 | 0 | 0 | 0 | 0.11241 | 447.45 | SW | SW |  | 17002_17018_1 | FALSE
| FALSE | BCHA | 500 | BCHA | 500 | 50046 | MSA 500 | 51704 | CCB 31H | 1 | 350.7594 | 0 | 0 | 0 | 0 | 0.27776 | 1262.835 | CAN | CAN |  | 50046_51704_1 | FALSE
| FALSE | BCHA | 500 | BCHA | 500 | 50046 | MSA 500 | 51790 | CCB 29H | 1 | 350.1522 | 0 | 0 | 0 | 0 | 0.27727 | 1262.835 | CAN | CAN |  | 50046_51790_1 | FALSE
| FALSE | BCHA | 500 | BCHA | 500 | 50047 | MDN 500 | 50194 | ING 500 | 1 | -37.6941 | 0 | 0 | 0 | 0 | -0.0153 | 2468.195 | CAN | CAN |  | 50047_50194_1 | FALSE
| FALSE | BCHA | 500 | BCHA | 500 | 50047 | MDN 500 | 51654 | AMC 5C2M | 1 | -483.211 | 0 | 0 | 0 | 0 | -0.19578 | 2468.195 | CAN | CAN |  | 50047_51654_1 | FALSE
| FALSE | BCHA | 500 | BCHA | 500 | 50047 | MDN 500 | 51655 | RYC 5C3M | 2 | -501.42 | 0 | 0 | 0 | 0 | -0.20315 | 2468.195 | CAN | CAN |  | 50047_51655_2 | FALSE
| FALSE | BCHA | 500 | BCHA | 500 | 50048 | TIR 31R | 51708 | TXE 31H | 1 | -350.759 | 0 | 0 | 0 | 0 | -0.27776 | 1262.835 | CAN | CAN |  | 50048_51708_1 | FALSE
| FALSE | BCHA | 500 | BCHA | 500 | 50048 | TIR 31R | 51789 | TXW 31H | 1 | 350.7594 | 0 | 0 | 0 | 0 | 0.28423 | 1234.05 | CAN | CAN |  | 50048_51789_1 | FALSE
| FALSE | WALC | 230 | WALC | 230 | 17002 | APACHE | 17105 | WINCHESTER | 1 | 28.1759 | 0 | 0 | 0 | 0 | 0.063 | 447.45 | SW | SW |  | 17002_17105_1 | FALSE
| FALSE | WALC | 230 | WALC | 230 | 17007 | BUTERFLD | 17016 | PANTANO | 1 | 25.616 | 0 | 0 | 0 | 0 | 0.0753 | 340.1 | SW | SW |  | 17007_17016_1 | FALSE
| FALSE | WALC | 230 | WALC | 230 | 17008 | DOSCONDO | 17044 | HACKBERY | 1 | -0.88639 | 0 | 0 | 0 | 0 | -0.00201 | 440.8 | SW | SW |  | 17008_17044_1 | FALSE
| FALSE | BCHA | 500 | BCHA | 500 | 50116 | TIR 29R | 51791 | TXE 29H | 1 | -350.152 | 0 | 0 | 0 | 0 | -0.27727 | 1262.835 | CAN | CAN |  | 50116_51791_1 | FALSE
| FALSE | BCHA | 500 | BCHA | 500 | 50116 | TIR 29R | 51792 | TXW 29H | 1 | 350.1522 | 0 | 0 | 0 | 0 | 0.28374 | 1234.05 | CAN | CAN |  | 50116_51792_1 | FALSE
| FALSE | WALC | 230 | WALC | 230 | 17014 | MORENCI | 17009 | GREEN-AE | 1 | -57.907 | 0 | 0 | 0 | 0 | -0.12942 | 447.45 | SW | SW |  | 17014_17009_1 | FALSE
| FALSE | WALC | 230 | WALC | 230 | 17016 | PANTANO | 17676 | NEWTUCSN | 1 | 9.3542 | 0 | 0 | 0 | 0 | 0.0275 | 340.1 | SW | SW |  | 17016_17676_1 | FALSE
| FALSE | BCHA | 230 | BCHA | 230 | 50183 | ING 230 | 51068 | ARN 230 | 1 | 63.4094 | 0 | 0 | 0 | 0 | 0.15957 | 397.385 | CAN | CAN |  | 50183_51068_1 | FALSE
| FALSE | BCHA | 230 | BCHA | 230 | 50183 | ING 230 | 51156 | CAM 56P | 1 | 223.2685 | 0 | 0 | 0 | 0 | 0.49167 | 454.1 | CAN | CAN |  | 50183_51156_1 | FALSE
| FALSE | BCHA | 230 | BCHA | 230 | 50183 | ING 230 | 51157 | CAM 4P | 1 | 250.0582 | 0 | 0 | 0 | 0 | 0.5203 | 480.605 | CAN | CAN |  | 50183_51157_1 | FALSE
| FALSE | BCHA | 230 | BCHA | 230 | 50183 | ING 230 | 80080 | WHY 2B3 | 1 | 164.9954 | 0 | 0 | 0 | 0 | 0.36335 | 454.1 | CAN | CAN |  | 50183_80080_1 | FALSE
| FALSE | BCHA | 230 | BCHA | 230 | 50183 | ING 230 | 80674 | FLW 230 | 1 | 157.1045 | 0 | 0 | 0 | 0 | 0.17304 | 907.915 | CAN | CAN |  | 50183_80674_1 | FALSE
| FALSE | BCHA | 230 | BCHA | 230 | 50184 | MLN 230 | 80081 | MLE 2B1 | 1 | -116.118 | 0 | 0 | 0 | 0 | -0.25571 | 454.1 | CAN | CAN |  | 50184_80081_1 | FALSE
| FALSE | BCHA | 230 | BCHA | 230 | 50184 | MLN 230 | 80674 | FLW 230 | 1 | -90.0204 | 0 | 0 | 0 | 0 | -0.11894 | 756.865 | CAN | CAN |  | 50184_80674_1 | FALSE
| FALSE | WALC | 230 | WALC | 230 | 17018 | REDTAIL | 17008 | DOSCONDO | 1 | 34.6073 | 0 | 0 | 0 | 0 | 0.0773 | 447.45 | SW | SW |  | 17018_17008_1 | FALSE
| FALSE | BCHA | 230 | BCHA | 230 | 50187 | BRT 230 | 80559 | TIS 230 | 1 | 68.524 | 0 | 0 | 0 | 0 | 0.22633 | 302.765 | CAN | CAN |  | 50187_80559_1 | FALSE
| FALSE | BCHA | 230 | BCHA | 230 | 50188 | BSY 230 | 51778 | MUR 50H | 1 | 139.4237 | 0 | 0 | 0 | 0 | 0.43862 | 317.87 | CAN | CAN |  | 50188_51778_1 | FALSE
| FALSE | BCHA | 230 | BCHA | 230 | 50189 | WHY 2B2 | 80080 | WHY 2B3 | 3 | -109.532 | 0 | 0 | 0 | 0 | -0.14472 | 756.865 | CAN | CAN |  | 50189_80080_3 | FALSE
| FALSE | BCHA | 345 | BCHA | 345 | 50191 | ROS 345 | 50192 | WAH 345 | 1 | -7.7429 | 0 | 0 | 0 | 0 | -0.094 | 82.365 | CAN | CAN |  | 50191_50192_1 | FALSE
| FALSE | BCHA | 345 | BCHA | 345 | 50191 | ROS 345 | 51711 | UHT 345 | 1 | -157.466 | 0 | 0 | 0 | 0 | -0.23114 | 681.245 | CAN | CAN |  | 50191_51711_1 | FALSE
| FALSE | BCHA | 345 | BCHA | 345 | 50193 | BRT 345 | 50303 | BR1 3T1 | 1 | -36.6165 | 0 | 0 | 0 | 0 | -0.0806 | 454.1 | CAN | CAN |  | 50193_50303_1 | FALSE
| FALSE | BCHA | 345 | BCHA | 345 | 50193 | BRT 345 | 51727 | BR2 3X5 | 1 | -48.7049 | 0 | 0 | 0 | 0 | -0.10726 | 454.1 | CAN | CAN |  | 50193_51727_1 | FALSE
| FALSE | BCHA | 345 | BCHA | 345 | 50193 | BRT 345 | 51728 | BR2 3X7 | 2 | -48.7049 | 0 | 0 | 0 | 0 | -0.10726 | 454.1 | CAN | CAN |  | 50193_51728_2 | FALSE
| FALSE | BCHA | 345 | BCHA | 345 | 50193 | BRT 345 | 51755 | BR1 3T2 | 2 | -36.6165 | 0 | 0 | 0 | 0 | -0.0537 | 681.245 | CAN | CAN |  | 50193_51755_2 | FALSE
| FALSE | BCHA | 345 | BCHA | 345 | 50193 | BRT 345 | 51756 | SAC 345 | 1 | 60.7978 | 0 | 0 | 0 | 0 | 0.0892 | 681.245 | CAN | CAN |  | 50193_51756_1 | FALSE
| FALSE | BCHA | 500 | BCHA | 500 | 50194 | ING 500 | 50860 | CBN 500 | 1 | -87.5663 | 0 | 0 | 0 | 0 | -0.0355 | 2468.195 | CAN | CAN |  | 50194_50860_1 | FALSE
| FALSE | BCHA | 500 | BCHA | 500 | 50194 | ING 500 | 51653 | AMC 5C1I | 1 | -428.706 | 0 | 0 | 0 | 0 | -0.17369 | 2468.195 | CAN | CAN |  | 50194_51653_1 | FALSE
| FALSE | WALC | 230 | WALC | 230 | 17044 | HACKBERY | 17014 | MORENCI | 1 | -57.907 | 0 | 0 | 0 | 0 | -0.13137 | 440.8 | SW | SW |  | 17044_17014_1 | FALSE
| FALSE | WALC | 230 | WALC | 230 | 17102 | SAHUARIT | 17004 | BICKNELL | 1 | -5.373 | 0 | 0 | 0 | 0 | -0.0158 | 340.1 | SW | SW |  | 17102_17004_1 | FALSE
| FALSE | WALC | 115 | AZPS | 115 | 17608 | S.BRKRCH | 14358 | SNMANUEL | 1 | -11.3497 | 0 | 0 | 0 | 0 | -0.0888 | 127.87 | SW | SW |  | 17608_14358_1 | FALSE
| FALSE | WALC | 230 | WALC | 230 | 17676 | NEWTUCSN | 17102 | SAHUARIT | 1 | 0.31429 | 0 | 0 | 0 | 0 | 0.000924 | 340.1 | SW | SW |  | 17676_17102_1 | FALSE
| FALSE | NEVP | 345 | PAUT | 345 | 18002 | HA PS | 67657 | UTAH-NEV | 1 | -116.106 | 0 | 0 | 0 | 0 | -0.17043 | 681.245 | SW | Inland |  | 18002_67657_1 | FALSE
| FALSE | NEVP | 230 | NEVP | 230 | 18004 | ARDEN | 18017 | TOLSON | 1 | -12.8516 | 0 | 0 | 0 | 0 | -0.0189 | 678.205 | SW | SW |  | 18004_18017_1 | FALSE
| FALSE | NEVP | 230 | NEVP | 230 | 18032 | MAGNOLIA | 18004 | ARDEN | 1 | 2.7639 | 0 | 0 | 0 | 0 | 0.00365 | 756.865 | SW | SW |  | 18032_18004_1 | FALSE
| FALSE | NEVP | 230 | NEVP | 230 | 18051 | MCDONLD | 18004 | ARDEN | 1 | -78.5081 | 0 | 0 | 0 | 0 | -0.11576 | 678.205 | SW | SW |  | 18051_18004_1 | FALSE
| FALSE | NEVP | 230 | NEVP | 230 | 18004 | ARDEN | 18410 | BIGHORN | 1 | -129.045 | 0 | 0 | 0 | 0 | -0.13351 | 966.53 | SW | SW |  | 18004_18410_1 | FALSE
| FALSE | NEVP | 230 | NEVP | 230 | 18004 | ARDEN | 18410 | BIGHORN | 2 | -129.045 | 0 | 0 | 0 | 0 | -0.13351 | 966.53 | SW | SW |  | 18004_18410_2 | FALSE
| FALSE | NEVP | 230 | NEVP | 230 | 18004 | ARDEN | 18618 | SINATRA | 1 | 50.5341 | 0 | 0 | 0 | 0 | 0.12365 | 408.69 | SW | SW |  | 18004_18618_1 | FALSE
| FALSE | BCHA | 230 | BCHA | 230 | 50360 | VIT 230 | 50361 | SAT 230 | 1 | -72.3266 | 0 | 0 | 0 | 0 | -0.0956 | 756.865 | CAN | CAN |  | 50360_50361_1 | FALSE
| FALSE | BCHA | 230 | BCHA | 230 | 50360 | VIT 230 | 50361 | SAT 230 | 2 | -72.3266 | 0 | 0 | 0 | 0 | -0.0956 | 756.865 | CAN | CAN |  | 50360_50361_2 | FALSE
| FALSE | BCHA | 230 | BCHA | 230 | 50361 | SAT 230 | 50365 | PIK 230 | 1 | 128.8558 | 0 | 0 | 0 | 0 | 0.17025 | 756.865 | CAN | CAN |  | 50361_50365_1 | FALSE
| FALSE | BCHA | 230 | BCHA | 230 | 50361 | SAT 230 | 50365 | PIK 230 | 2 | 129.1679 | 0 | 0 | 0 | 0 | 0.17066 | 756.865 | CAN | CAN |  | 50361_50365_2 | FALSE
| FALSE | BCHA | 230 | BCHA | 230 | 50361 | SAT 230 | 50888 | HWW 128P | 2 | -201.421 | 0 | 0 | 0 | 0 | -0.23833 | 845.1199 | CAN | CAN |  | 50361_50888_2 | FALSE
| FALSE | BCHA | 230 | BCHA | 230 | 50361 | SAT 230 | 51061 | HWW 123P | 1 | -201.256 | 0 | 0 | 0 | 0 | -0.23814 | 845.1199 | CAN | CAN |  | 50361_51061_1 | FALSE
| FALSE | BCHA | 230 | BCHA | 230 | 50362 | KTG 230 | 50365 | PIK 230 | 1 | -23.0909 | 0 | 0 | 0 | 0 | -0.05085 | 454.1 | CAN | CAN |  | 50362_50365_1 | FALSE
| FALSE | BCHA | 230 | BCHA | 230 | 50362 | KTG 230 | 50365 | PIK 230 | 2 | -23.0424 | 0 | 0 | 0 | 0 | -0.0507 | 454.1 | CAN | CAN |  | 50362_50365_2 | FALSE
| FALSE | BCHA | 230 | BCHA | 230 | 50363 | DMR 230 | 50364 | GLD 230 | 1 | -42.2695 | 0 | 0 | 0 | 0 | -0.0931 | 454.1 | CAN | CAN |  | 50363_50364_1 | FALSE
| FALSE | BCHA | 230 | BCHA | 230 | 50363 | DMR 230 | 50888 | HWW 128P | 2 | 259.0463 | 0 | 0 | 0 | 0 | 0.30652 | 845.1199 | CAN | CAN |  | 50363_50888_2 | FALSE
| FALSE | BCHA | 230 | BCHA | 230 | 50363 | DMR 230 | 51061 | HWW 123P | 1 | 258.7576 | 0 | 0 | 0 | 0 | 0.30618 | 845.1199 | CAN | CAN |  | 50363_51061_1 | FALSE
| FALSE | NEVP | 230 | NEVP | 230 | 18008 | BELTWAY | 18004 | ARDEN | 2 | 27.1817 | 0 | 0 | 0 | 0 | 0.0333 | 817.4749 | SW | SW |  | 18008_18004_2 | FALSE
| FALSE | BCHA | 230 | BCHA | 230 | 50365 | PIK 230 | 50369 | BNT 145H | 1 | 92.8629 | 0 | 0 | 0 | 0 | 0.12269 | 756.865 | CAN | CAN |  | 50365_50369_1 | FALSE
| FALSE | BCHA | 230 | BCHA | 230 | 50365 | PIK 230 | 80141 | GOW 2B2 | 1 | 119.0275 | 0 | 0 | 0 | 0 | 0.26212 | 454.1 | CAN | CAN |  | 50365_80141_1 | FALSE
| FALSE | BCHA | 230 | BCHA | 230 | 50366 | GOW 2B1 | 50367 | HSY 230 | 1 | 83.3285 | 0 | 0 | 0 | 0 | 0.25307 | 329.27 | CAN | CAN |  | 50366_50367_1 | FALSE
| FALSE | BCHA | 230 | BCHA | 230 | 50366 | GOW 2B1 | 80141 | GOW 2B2 | 2 | -101.253 | 0 | 0 | 0 | 0 | -0.16721 | 605.53 | CAN | CAN |  | 50366_80141_2 | FALSE
| FALSE | BCHA | 230 | BCHA | 230 | 50367 | HSY 230 | 50368 | ESQ 2B3 | 1 | -50.8412 | 0 | 0 | 0 | 0 | -0.11159 | 455.62 | CAN | CAN |  | 50367_50368_1 | FALSE
| FALSE | BCHA | 230 | BCHA | 230 | 50368 | ESQ 2B3 | 80155 | ESQ 2B2 | 3 | -72.7701 | 0 | 0 | 0 | 0 | -0.0481 | 1513.825 | CAN | CAN |  | 50368_80155_3 | FALSE
| FALSE | BCHA | 230 | BCHA | 230 | 50369 | BNT 145H | 80155 | ESQ 2B2 | 1 | 92.8629 | 0 | 0 | 0 | 0 | 0.22492 | 412.87 | CAN | CAN |  | 50369_80155_1 | FALSE
| FALSE | BCHA | 500 | BCHA | 500 | 50370 | DMR 500 | 51470 | NCT 29H | 1 | -350.152 | 0 | 0 | 0 | 0 | -0.28374 | 1234.05 | CAN | CAN |  | 50370_51470_1 | FALSE
| FALSE | BCHA | 500 | BCHA | 500 | 50370 | DMR 500 | 51793 | NCT 31H | 1 | -350.759 | 0 | 0 | 0 | 0 | -0.28423 | 1234.05 | CAN | CAN |  | 50370_51793_1 | FALSE
| FALSE | NEVP | 230 | NEVP | 230 | 18009 | CLARK 6 | 18018 | FAULKNER | 1 | -23.9937 | 0 | 0 | 0 | 0 | -0.0587 | 408.69 | SW | SW |  | 18009_18018_1 | FALSE
| FALSE | BCHA | 287 | BCHA | 287 | 50455 | RUP 287 | 50456 | SKA 287 | 1 | -14.659 | 0 | 0 | 0 | 0 | -0.0776 | 188.86 | CAN | CAN |  | 50455_50456_1 | FALSE
| FALSE | BCHA | 287 | BCHA | 287 | 50456 | SKA 287 | 50458 | MIN 287 | 1 | 552.3693 | 0 | 0 | 0 | 0 | 1.088 | 507.68 | CAN | CAN |  | 50456_50458_1 | FALSE
| FALSE | BCHA | 287 | BCHA | 287 | 50458 | MIN 287 | 50459 | KIT 287E | 1 | 374.6601 | 0 | 0 | 0 | 0 | 0.66116 | 566.675 | CAN | CAN |  | 50458_50459_1 | FALSE
| FALSE | BCHA | 287 | BCHA | 287 | 50459 | KIT 287E | 80768 | KIT 287W | 1 | 352.3126 | 0 | 0 | 0 | 0 | 0.18651 | 1888.98 | CAN | CAN |  | 50459_80768_1 | FALSE
| FALSE | BCHA | 287 | BCHA | 287 | 50460 | KMO 287N | 80767 | KMO 287S | 1 | -0.52165 | 0 | 0 | 0 | 0 | -0.000368 | 1416.735 | CAN | CAN |  | 50460_80767_1 | FALSE
| FALSE | BCHA | 287 | BCHA | 287 | 50460 | KMO 287N | 80769 | KSC SC87S | 1 | 159.7137 | 0 | 0 | 0 | 0 | 0.2146 | 744.23 | CAN | CAN |  | 50460_80769_1 | FALSE
| FALSE | NEVP | 230 | NEVP | 230 | 18014 | CRYSTAL | 18019 | H ALLEN | 2 | 112.9235 | 0 | 0 | 0 | 0 | 0.11683 | 966.53 | SW | SW |  | 18014_18019_2 | FALSE
| FALSE | NEVP | 230 | NEVP | 230 | 18014 | CRYSTAL | 18019 | H ALLEN | 3 | 112.9235 | 0 | 0 | 0 | 0 | 0.11683 | 966.53 | SW | SW |  | 18014_18019_3 | FALSE
| FALSE | NEVP | 230 | NEVP | 230 | 18015 | DECATUR | 18028 | WESTSIDE | 1 | -77.6208 | 0 | 0 | 0 | 0 | -0.10337 | 750.88 | SW | SW |  | 18015_18028_1 | FALSE
| FALSE | NEVP | 230 | NEVP | 230 | 18015 | DECATUR | 18051 | MCDONLD | 1 | -26.8994 | 0 | 0 | 0 | 0 | -0.0658 | 408.69 | SW | SW |  | 18015_18051_1 | FALSE
| FALSE | NEVP | 230 | NEVP | 230 | 18015 | DECATUR | 18618 | SINATRA | 1 | -21.0292 | 0 | 0 | 0 | 0 | -0.0519 | 404.985 | SW | SW |  | 18015_18618_1 | FALSE
| FALSE | NEVP | 230 | NEVP | 230 | 18017 | TOLSON | 18018 | FAULKNER | 1 | -63.1517 | 0 | 0 | 0 | 0 | -0.1071 | 589.665 | SW | SW |  | 18017_18018_1 | FALSE
| FALSE | NEVP | 230 | LDWP | 230 | 18017 | TOLSON | 26046 | MCCULLGH | 1 | -54.3561 | 0 | 0 | 0 | 0 | -0.133 | 408.69 | SW | CA |  | 18017_26046_1 | FALSE
| FALSE | BCHA | 230 | BCHA | 230 | 50540 | GMS 230 | 51580 | DKT 230 | 1 | 21.1062 | 0 | 0 | 0 | 0 | 0.0436 | 484.405 | CAN | CAN |  | 50540_51580_1 | FALSE
| FALSE | BCHA | 230 | BCHA | 230 | 50541 | KDS 230 | 51017 | KMI 230 | 1 | 3.1725 | 0 | 0 | 0 | 0 | 0.013 | 243.295 | CAN | CAN |  | 50541_51017_1 | FALSE
| FALSE | BCHA | 230 | BCHA | 230 | 50541 | KDS 230 | 80851 | MML 230 | 1 | 56.5925 | 0 | 0 | 0 | 0 | 0.13209 | 428.45 | CAN | CAN |  | 50541_80851_1 | FALSE
| FALSE | BCHA | 230 | BCHA | 230 | 50542 | WSN 230 | 50544 | SVY 230 | 1 | 5.6556 | 0 | 0 | 0 | 0 | 0.0127 | 446.595 | CAN | CAN |  | 50542_50544_1 | FALSE
| FALSE | BCHA | 230 | BCHA | 230 | 50542 | WSN 230 | 50545 | BLW 230 | 1 | 118.5509 | 0 | 0 | 0 | 0 | 0.39156 | 302.765 | CAN | CAN |  | 50542_50545_1 | FALSE
| FALSE | BCHA | 230 | BCHA | 230 | 50543 | GLN 230 | 50555 | TAC 230 | 1 | 3.7441 | 0 | 0 | 0 | 0 | 0.033 | 113.525 | CAN | CAN |  | 50543_50555_1 | FALSE
| FALSE | BCHA | 230 | BCHA | 230 | 50545 | BLW 230 | 50550 | QRP 230 | 1 | 74.2583 | 0 | 0 | 0 | 0 | 0.16353 | 454.1 | CAN | CAN |  | 50545_50550_1 | FALSE
| FALSE | BCHA | 230 | BCHA | 230 | 50545 | BLW 230 | 80222 | RBF 2B1 | 1 | 30.326 | 0 | 0 | 0 | 0 | 0.0807 | 375.82 | CAN | CAN |  | 50545_80222_1 | FALSE
| FALSE | BCHA | 230 | BCHA | 230 | 50546 | SCK 230 | 50554 | RBF 2B2 | 1 | -13.7109 | 0 | 0 | 0 | 0 | -0.0453 | 302.765 | CAN | CAN |  | 50546_50554_1 | FALSE
| FALSE | BCHA | 230 | BCHA | 230 | 50546 | SCK 230 | 50692 | KLY 230 | 1 | -19.2116 | 0 | 0 | 0 | 0 | -0.0635 | 302.765 | CAN | CAN |  | 50546_50692_1 | FALSE
| FALSE | BCHA | 230 | BCHA | 230 | 50546 | SCK 230 | 80200 | HMH 2B4 | 1 | -8.5465 | 0 | 0 | 0 | 0 | -0.0282 | 302.765 | CAN | CAN |  | 50546_80200_1 | FALSE
| FALSE | BCHA | 230 | BCHA | 230 | 50547 | HMH 2B6 | 50692 | KLY 230 | 1 | -24.0368 | 0 | 0 | 0 | 0 | -0.0794 | 302.765 | CAN | CAN |  | 50547_50692_1 | FALSE
| FALSE | BCHA | 230 | BCHA | 230 | 50547 | HMH 2B6 | 80200 | HMH 2B4 | 1 | 16.2882 | 0 | 0 | 0 | 0 | 0.0215 | 756.865 | CAN | CAN |  | 50547_80200_1 | FALSE
| FALSE | BCHA | 230 | BCHA | 230 | 50551 | TLR 230 | 80472 | QTY 230 | 1 | -18.8839 | 0 | 0 | 0 | 0 | -0.0449 | 420.47 | CAN | CAN |  | 50551_80472_1 | FALSE
| FALSE | NEVP | 230 | NEVP | 230 | 18019 | H ALLEN | 18024 | PECOS | 1 | 176.2131 | 0 | 0 | 0 | 0 | 0.23282 | 756.865 | SW | SW |  | 18019_18024_1 | FALSE
| FALSE | BCHA | 230 | BCHA | 230 | 50553 | BMT 230 | 80707 | SGB 230 | 1 | -94.8752 | 0 | 0 | 0 | 0 | -0.12535 | 756.865 | CAN | CAN |  | 50553_80707_1 | FALSE
| FALSE | BCHA | 230 | BCHA | 230 | 50553 | BMT 230 | 80707 | SGB 230 | 2 | -94.8752 | 0 | 0 | 0 | 0 | -0.12535 | 756.865 | CAN | CAN |  | 50553_80707_2 | FALSE
| FALSE | BCHA | 230 | BCHA | 230 | 50554 | RBF 2B2 | 80222 | RBF 2B1 | 1 | -22.0067 | 0 | 0 | 0 | 0 | -0.0291 | 756.865 | CAN | CAN |  | 50554_80222_1 | FALSE
| FALSE | BCHA | 230 | BCHA | 230 | 50556 | LAP 230 | 80192 | SLS 230 | 1 | -1.6915 | 0 | 0 | 0 | 0 | -0.00349 | 484.405 | CAN | CAN |  | 50556_80192_1 | FALSE
| FALSE | NEVP | 230 | NEVP | 230 | 18019 | H ALLEN | 18024 | PECOS | 2 | 173.2827 | 0 | 0 | 0 | 0 | 0.22895 | 756.865 | SW | SW |  | 18019_18024_2 | FALSE
| FALSE | BCHA | 230 | BCHA | 230 | 50557 | SNK 230 | 50837 | KGP 230 | 1 | -44.3053 | 0 | 0 | 0 | 0 | -0.0915 | 484.405 | CAN | CAN |  | 50557_50837_1 | FALSE
| FALSE | BCHA | 230 | BCHA | 230 | 50557 | SNK 230 | 80192 | SLS 230 | 1 | 73.9652 | 0 | 0 | 0 | 0 | 0.15269 | 484.405 | CAN | CAN |  | 50557_80192_1 | FALSE
| FALSE | BCHA | 500 | BCHA | 500 | 50558 | GMS 500 | 50559 | PCN 500 | 1 | 82.6455 | 0 | 0 | 0 | 0 | 0.0335 | 2468.195 | CAN | CAN |  | 50558_50559_1 | FALSE
| FALSE | BCHA | 500 | BCHA | 500 | 50559 | PCN 500 | 51298 | SBK 500 | 1 | -108.754 | 0 | 0 | 0 | 0 | -0.0441 | 2468.195 | CAN | CAN |  | 50559_51298_1 | FALSE
| FALSE | BCHA | 500 | BCHA | 500 | 50559 | PCN 500 | 51298 | SBK 500 | 2 | -108.905 | 0 | 0 | 0 | 0 | -0.0269 | 4047.854 | CAN | CAN |  | 50559_51298_2 | FALSE
| FALSE | NEVP | 230 | NEVP | 230 | 18019 | H ALLEN | 18024 | PECOS | 3 | 176.2131 | 0 | 0 | 0 | 0 | 0.23282 | 756.865 | SW | SW |  | 18019_18024_3 | FALSE
| FALSE | BCHA | 500 | BCHA | 500 | 50561 | WSN 500 | 51101 | KDY 5C3W | 1 | -632.548 | 0 | 0 | 0 | 0 | -0.25628 | 2468.195 | CAN | CAN |  | 50561_51101_1 | FALSE
| FALSE | BCHA | 500 | BCHA | 500 | 50561 | WSN 500 | 51665 | KDY 5C1W | 1 | -696.699 | 0 | 0 | 0 | 0 | -0.28227 | 2468.195 | CAN | CAN |  | 50561_51665_1 | FALSE
| FALSE | BCHA | 500 | BCHA | 500 | 50561 | WSN 500 | 51666 | KDY 5C2W | 2 | -701.877 | 0 | 0 | 0 | 0 | -0.28437 | 2468.195 | CAN | CAN |  | 50561_51666_2 | FALSE
| FALSE | NEVP | 230 | NEVP | 230 | 18020 | IRONMTN | 18022 | NWEST | 1 | 55.8137 | 0 | 0 | 0 | 0 | 0.0737 | 756.865 | SW | SW |  | 18020_18022_1 | FALSE
| FALSE | NEVP | 230 | NEVP | 230 | 18020 | IRONMTN | 18024 | PECOS | 1 | -118.919 | 0 | 0 | 0 | 0 | -0.15712 | 756.865 | SW | SW |  | 18020_18024_1 | FALSE
| FALSE | NEVP | 230 | NEVP | 230 | 18020 | IRONMTN | 18135 | GRTETON | 1 | -143.646 | 0 | 0 | 0 | 0 | -0.18979 | 756.865 | SW | SW |  | 18020_18135_1 | FALSE
| FALSE | NEVP | 230 | NEVP | 230 | 18022 | NWEST | 18008 | BELTWAY | 2 | 128.4746 | 0 | 0 | 0 | 0 | 0.15716 | 817.4749 | SW | SW |  | 18022_18008_2 | FALSE
| FALSE | BCHA | 500 | BCHA | 500 | 50596 | MLS 5C3W | 51672 | MLS 5C3K | CX | 425.0982 | 0 | 0 | 0 | 0 | 0.26496 | 1604.36 | CAN | CAN |  | 50596_51672_CX | FALSE
| FALSE | NEVP | 230 | NEVP | 230 | 18022 | NWEST | 18026 | AVERA | 1 | 105.4948 | 0 | 0 | 0 | 0 | 0.13938 | 756.865 | SW | SW |  | 18022_18026_1 | FALSE
| FALSE | BCHA | 500 | BCHA | 500 | 50648 | CHP 5C1K | 50704 | KLY 500 | 1 | -487.534 | 0 | 0 | 0 | 0 | -0.19753 | 2468.195 | CAN | CAN |  | 50648_50704_1 | FALSE
| FALSE | BCHA | 500 | BCHA | 500 | 50648 | CHP 5C1K | 51652 | CHP 5C1C | CX | 487.534 | 0 | 0 | 0 | 0 | 0.3119 | 1563.13 | CAN | CAN |  | 50648_51652_CX | FALSE
| FALSE | BCHA | 500 | BCHA | 500 | 50649 | CRK 5C1K | 50704 | KLY 500 | 1 | -624.844 | 0 | 0 | 0 | 0 | -0.25316 | 2468.195 | CAN | CAN |  | 50649_50704_1 | FALSE
| FALSE | BCHA | 500 | BCHA | 500 | 50649 | CRK 5C1K | 51650 | CRK 5C1C | CX | 624.8437 | 0 | 0 | 0 | 0 | 0.34839 | 1793.505 | CAN | CAN |  | 50649_51650_CX | FALSE
| FALSE | NEVP | 230 | NEVP | 230 | 18025 | RD GDNR | 18019 | H ALLEN | 1 | 140.4869 | 0 | 0 | 0 | 0 | 0.17186 | 817.4749 | SW | SW |  | 18025_18019_1 | FALSE
| FALSE | NEVP | 230 | NEVP | 230 | 18025 | RD GDNR | 18019 | H ALLEN | 2 | 140.4869 | 0 | 0 | 0 | 0 | 0.18562 | 756.865 | SW | SW |  | 18025_18019_2 | FALSE
| FALSE | NEVP | 230 | NEVP | 230 | 18025 | RD GDNR | 18027 | TORTISE | 1 | 22.3818 | 0 | 0 | 0 | 0 | 0.0548 | 408.69 | SW | SW |  | 18025_18027_1 | FALSE
| FALSE | BCHA | 230 | BCHA | 230 | 50689 | REV 230 | 50696 | ILL 230 | 1 | -12.3977 | 0 | 0 | 0 | 0 | -0.10921 | 113.525 | CAN | CAN |  | 50689_50696_1 | FALSE
| FALSE | BCHA | 230 | BCHA | 230 | 50690 | ACK 230 | 50693 | VNT 230 | 1 | 148.11 | 0 | 0 | 0 | 0 | 0.32616 | 454.1 | CAN | CAN |  | 50690_50693_1 | FALSE
| FALSE | BCHA | 230 | BCHA | 230 | 50690 | ACK 230 | 50693 | VNT 230 | 2 | 148.11 | 0 | 0 | 0 | 0 | 0.32616 | 454.1 | CAN | CAN |  | 50690_50693_2 | FALSE
| FALSE | BCHA | 230 | BCHA | 230 | 50690 | ACK 230 | 50697 | SAM 230 | 1 | 84.9399 | 0 | 0 | 0 | 0 | 0.50202 | 169.195 | CAN | CAN |  | 50690_50697_1 | FALSE
| FALSE | BCHA | 230 | BCHA | 230 | 50692 | KLY 230 | 50695 | SVA 2B4 | 2 | 43.6692 | 0 | 0 | 0 | 0 | 0.14424 | 302.765 | CAN | CAN |  | 50692_50695_2 | FALSE
| FALSE | BCHA | 230 | BCHA | 230 | 50692 | KLY 230 | 80255 | SVA 2B6 | 1 | 44.1262 | 0 | 0 | 0 | 0 | 0.14574 | 302.765 | CAN | CAN |  | 50692_80255_1 | FALSE
| FALSE | BCHA | 230 | BCHA | 230 | 50693 | VNT 230 | 52316 | LEE 230 | 1 | 93.8091 | 0 | 0 | 0 | 0 | 0.20741 | 452.295 | CAN | CAN |  | 50693_52316_1 | FALSE
| FALSE | BCHA | 230 | BCHA | 230 | 50693 | VNT 230 | 52316 | LEE 230 | 2 | 95.7533 | 0 | 0 | 0 | 0 | 0.21171 | 452.295 | CAN | CAN |  | 50693_52316_2 | FALSE
| FALSE | BCHA | 500 | BCHA | 500 | 50700 | MCA 500 | 50879 | SYA 5C1M | 1 | 434.865 | 0 | 0 | 0 | 0 | 0.17619 | 2468.195 | CAN | CAN |  | 50700_50879_1 | FALSE
| FALSE | BCHA | 500 | BCHA | 500 | 50700 | MCA 500 | 50880 | SYA 5C2M | 2 | 435.594 | 0 | 0 | 0 | 0 | 0.17648 | 2468.195 | CAN | CAN |  | 50700_50880_2 | FALSE
| FALSE | BCHA | 500 | BCHA | 500 | 50701 | REV 500 | 50702 | ACK 500 | 1 | 486.0803 | 0 | 0 | 0 | 0 | 0.19694 | 2468.195 | CAN | CAN |  | 50701_50702_1 | FALSE
| FALSE | BCHA | 500 | BCHA | 500 | 50701 | REV 500 | 50702 | ACK 500 | 2 | 485.7266 | 0 | 0 | 0 | 0 | 0.19679 | 2468.195 | CAN | CAN |  | 50701_50702_2 | FALSE
| FALSE | BCHA | 500 | BCHA | 500 | 50702 | ACK 500 | 50703 | NIC 500 | 1 | 340.3789 | 0 | 0 | 0 | 0 | 0.13791 | 2468.195 | CAN | CAN |  | 50702_50703_1 | FALSE
| FALSE | BCHA | 500 | BCHA | 500 | 50702 | ACK 500 | 50703 | NIC 500 | 2 | 341.8683 | 0 | 0 | 0 | 0 | 0.13851 | 2468.195 | CAN | CAN |  | 50702_50703_2 | FALSE
| FALSE | BCHA | 500 | BCHA | 500 | 50702 | ACK 500 | 50792 | SEL 500 | 1 | -91.6001 | 0 | 0 | 0 | 0 | -0.0371 | 2468.195 | CAN | CAN |  | 50702_50792_1 | FALSE
| FALSE | BCHA | 500 | BCHA | 500 | 50703 | NIC 500 | 50877 | SYA 5C1N | 1 | -434.865 | 0 | 0 | 0 | 0 | -0.17619 | 2468.195 | CAN | CAN |  | 50703_50877_1 | FALSE
| FALSE | BCHA | 500 | BCHA | 500 | 50703 | NIC 500 | 50878 | SYA 5C2N | 2 | -435.594 | 0 | 0 | 0 | 0 | -0.17648 | 2468.195 | CAN | CAN |  | 50703_50878_2 | FALSE
| FALSE | BCHA | 500 | BCHA | 500 | 50703 | NIC 500 | 51674 | AMC 5C1N | 1 | 428.7064 | 0 | 0 | 0 | 0 | 0.17369 | 2468.195 | CAN | CAN |  | 50703_51674_1 | FALSE
| FALSE | BCHA | 500 | BCHA | 500 | 50703 | NIC 500 | 51675 | AMC 5C2N | 1 | 483.2114 | 0 | 0 | 0 | 0 | 0.19578 | 2468.195 | CAN | CAN |  | 50703_51675_1 | FALSE
| FALSE | BCHA | 500 | BCHA | 500 | 50703 | NIC 500 | 51676 | RYC 5C3N | 2 | 501.4199 | 0 | 0 | 0 | 0 | 0.20315 | 2468.195 | CAN | CAN |  | 50703_51676_2 | FALSE
| FALSE | BCHA | 500 | BCHA | 500 | 50703 | NIC 500 | 51677 | GUI 5C1N | 1 | -16.378 | 0 | 0 | 0 | 0 | -0.00664 | 2468.195 | CAN | CAN |  | 50703_51677_1 | FALSE
| FALSE | BCHA | 500 | BCHA | 500 | 50704 | KLY 500 | 51668 | GUI 5C1K | 1 | 16.378 | 0 | 0 | 0 | 0 | 0.00664 | 2468.195 | CAN | CAN |  | 50704_51668_1 | FALSE
| FALSE | BCHA | 500 | BCHA | 500 | 50704 | KLY 500 | 51670 | MLS 5C1K | 1 | -418.141 | 0 | 0 | 0 | 0 | -0.16941 | 2468.195 | CAN | CAN |  | 50704_51670_1 | FALSE
| FALSE | BCHA | 500 | BCHA | 500 | 50704 | KLY 500 | 51671 | MLS 5C2K | 2 | -419.278 | 0 | 0 | 0 | 0 | -0.16987 | 2468.195 | CAN | CAN |  | 50704_51671_2 | FALSE
| FALSE | BCHA | 500 | BCHA | 500 | 50704 | KLY 500 | 51672 | MLS 5C3K | 3 | -425.098 | 0 | 0 | 0 | 0 | -0.17223 | 2468.195 | CAN | CAN |  | 50704_51672_3 | FALSE
| FALSE | BCHA | 230 | BCHA | 230 | 50782 | CBK 230 | 50786 | INV 230 | 1 | 29.3797 | 0 | 0 | 0 | 0 | 0.097038 | 302.765 | CAN | CAN |  | 50782_50786_1 | FALSE
| FALSE | BCHA | 230 | BCHA | 230 | 50782 | CBK 230 | 50787 | NTL 230 | 1 | 62.1202 | 0 | 0 | 0 | 0 | 0.20518 | 302.765 | CAN | CAN |  | 50782_50787_1 | FALSE
| FALSE | BCHA | 230 | BCHA | 230 | 50782 | CBK 230 | 50789 | AAL 2T1 | 1 | -90.1492 | 0 | 0 | 0 | 0 | -0.19852 | 454.1 | CAN | CAN |  | 50782_50789_1 | FALSE
| FALSE | BCHA | 230 | BCHA | 230 | 50783 | SEL 230 | 50784 | NLY 230 | 1 | -24.5869 | 0 | 0 | 0 | 0 | -0.0541 | 454.1 | CAN | CAN |  | 50783_50784_1 | FALSE
| FALSE | BCHA | 230 | BCHA | 230 | 50783 | SEL 230 | 50785 | SEV 230A | 1 | -143.086 | 0 | 0 | 0 | 0 | -0.18905 | 756.865 | CAN | CAN |  | 50783_50785_1 | FALSE
| FALSE | BCHA | 230 | BCHA | 230 | 50783 | SEL 230 | 50788 | KCL 230 | 1 | -117.762 | 0 | 0 | 0 | 0 | -0.24387 | 482.885 | CAN | CAN |  | 50783_50788_1 | FALSE
| FALSE | BCHA | 230 | BCHA | 230 | 50783 | SEL 230 | 50788 | KCL 230 | 2 | -117.648 | 0 | 0 | 0 | 0 | -0.24364 | 482.885 | CAN | CAN |  | 50783_50788_2 | FALSE
| FALSE | BCHA | 230 | BCHA | 230 | 50783 | SEL 230 | 51350 | SEV 230B | 2 | -143.086 | 0 | 0 | 0 | 0 | -0.18905 | 756.865 | CAN | CAN |  | 50783_51350_2 | FALSE
| FALSE | BCHA | 230 | BCHA | 230 | 50783 | SEL 230 | 52502 | BTS 230 | 1 | -143.227 | 0 | 0 | 0 | 0 | -0.26543 | 539.6 | CAN | CAN |  | 50783_52502_1 | FALSE
| FALSE | BCHA | 230 | BCHA | 230 | 50784 | NLY 230 | 80640 | AAL 2T3 | 1 | 105.412 | 0 | 0 | 0 | 0 | 0.23213 | 454.1 | CAN | CAN |  | 50784_80640_1 | FALSE
| FALSE | BCHA | 230 | BCHA | 230 | 50786 | INV 230 | 51731 | KHS 230 | 1 | 16.2507 | 0 | 0 | 0 | 0 | 0.0859 | 189.24 | CAN | CAN |  | 50786_51731_1 | FALSE
| FALSE | BCHA | 230 | BCHA | 230 | 50788 | KCL 230 | 52502 | BTS 230 | 1 | 27.0939 | 0 | 0 | 0 | 0 | 0.0599 | 452.295 | CAN | CAN |  | 50788_52502_1 | FALSE
| FALSE | BCHA | 230 | BCHA | 230 | 50789 | AAL 2T1 | 80640 | AAL 2T3 | 23 | -95.9248 | 0 | 0 | 0 | 0 | -0.21124 | 454.1 | CAN | CAN |  | 50789_80640_23 | FALSE
| FALSE | BCHA | 500 | BCHA | 500 | 50791 | CBK 500 | 50792 | SEL 500 | 1 | -441.072 | 0 | 0 | 0 | 0 | -0.20708 | 2129.995 | CAN | CAN |  | 50791_50792_1 | FALSE
| FALSE | BCHA | 500 | BCHA | 500 | 50792 | SEL 500 | 51134 | VAS 500 | 1 | 275.2327 | 0 | 0 | 0 | 0 | 0.11151 | 2468.195 | CAN | CAN |  | 50792_51134_1 | FALSE
| FALSE | BCHA | 138 | AESO | 138 | 50830 | BCK 274P | 54329 | POCATER7 | 1 | 23.1107 | 0 | 0 | 0 | 0 | 0.16964 | 136.23 | CAN | CAN |  | 50830_54329_1 | FALSE
| FALSE | BCHA | 230 | BCHA | 230 | 50837 | KGP 230 | 80644 | MNK 230 | 1 | -44.6063 | 0 | 0 | 0 | 0 | -0.0921 | 484.405 | CAN | CAN |  | 50837_80644_1 | FALSE
| FALSE | BCHA | 500 | BCHA | 500 | 50860 | CBN 500 | 51652 | CHP 5C1C | 1 | -487.534 | 0 | 0 | 0 | 0 | -0.19753 | 2468.195 | CAN | CAN |  | 50860_51652_1 | FALSE
| FALSE | BCHA | 500 | BCHA | 500 | 50877 | SYA 5C1N | 50879 | SYA 5C1M | CX | -434.865 | 0 | 0 | 0 | 0 | -0.17619 | 2468.195 | CAN | CAN |  | 50877_50879_CX | FALSE
| FALSE | BCHA | 500 | BCHA | 500 | 50878 | SYA 5C2N | 50880 | SYA 5C2M | CX | -435.594 | 0 | 0 | 0 | 0 | -0.17648 | 2468.195 | CAN | CAN |  | 50878_50880_CX | FALSE
| FALSE | BCHA | 230 | BCHA | 230 | 50888 | HWW 128P | 80135 | HWW 230B | 2 | 57.6252 | 0 | 0 | 0 | 0 | 0.12773 | 451.155 | CAN | CAN |  | 50888_80135_2 | FALSE
| FALSE | BCHA | 287 | BCHA | 287 | 50889 | KSC SC87N | 80768 | KIT 287W | 1 | 159.7137 | 0 | 0 | 0 | 0 | 0.2146 | 744.23 | CAN | CAN |  | 50889_80768_1 | FALSE
| FALSE | BCHA | 287 | BCHA | 287 | 50889 | KSC SC87N | 80769 | KSC SC87S | CX | -159.714 | 0 | 0 | 0 | 0 | -0.2127 | 750.88 | CAN | CAN |  | 50889_80769_CX | FALSE
| FALSE | BCHA | 287 | BCHA | 287 | 50890 | KSC SC88N | 80768 | KIT 287W | 2 | 158.6704 | 0 | 0 | 0 | 0 | 0.2132 | 744.23 | CAN | CAN |  | 50890_80768_2 | FALSE
| FALSE | BCHA | 287 | BCHA | 287 | 50890 | KSC SC88N | 80770 | KSC SC88S | CX | -158.67 | 0 | 0 | 0 | 0 | -0.21131 | 750.88 | CAN | CAN |  | 50890_80770_CX | FALSE
| FALSE | BCHA | 500 | BCHA | 500 | 50987 | MLS 5C1W | 51670 | MLS 5C1K | CX | 418.1412 | 0 | 0 | 0 | 0 | 0.26063 | 1604.36 | CAN | CAN |  | 50987_51670_CX | FALSE
| FALSE | BCHA | 230 | BCHA | 230 | 51061 | HWW 123P | 80134 | HWW 230A | 1 | 57.8154 | 0 | 0 | 0 | 0 | 0.12815 | 451.155 | CAN | CAN |  | 51061_80134_1 | FALSE
| FALSE | BCHA | 230 | BCHA | 230 | 51068 | ARN 230 | 51222 | EBT 129H | 1 | -42.7418 | 0 | 0 | 0 | 0 | -0.0573 | 745.94 | CAN | CAN |  | 51068_51222_1 | FALSE
| FALSE | BCHA | 230 | BCHA | 230 | 51068 | ARN 230 | 51757 | ARN 62H | 1 | 185.7233 | 0 | 0 | 0 | 0 | 0.49071 | 378.48 | CAN | CAN |  | 51068_51757_1 | FALSE
| FALSE | BCHA | 287 | BCHA | 287 | 51112 | BQN 287 | 80685 | BQN 2CX | CX | 77.4088 | 0 | 0 | 0 | 0 | 0.25219 | 306.945 | CAN | CAN |  | 51112_80685_CX | FALSE
| FALSE | BCHA | 287 | BCHA | 287 | 51112 | BQN 287 | 80809 | VOL 379P | 1 | -104.471 | 0 | 0 | 0 | 0 | -0.20056 | 520.885 | CAN | CAN |  | 51112_80809_1 | FALSE
| FALSE | BCHA | 230 | BCHA | 230 | 51146 | RUT 230 | 51748 | RUT 2P | 1 | 17.6867 | 0 | 0 | 0 | 0 | 0.036685 | 482.125 | CAN | CAN |  | 51146_51748_1 | FALSE
| FALSE | BCHA | 230 | BCHA | 230 | 51155 | CAM 2B5 | 51156 | CAM 56P | 1 | -57.2881 | 0 | 0 | 0 | 0 | -0.11707 | 489.345 | CAN | CAN |  | 51155_51156_1 | FALSE
| FALSE | BCHA | 230 | BCHA | 230 | 51156 | CAM 56P | 51779 | MAN 56H | 1 | 165.9804 | 0 | 0 | 0 | 0 | 0.53154 | 312.265 | CAN | CAN |  | 51156_51779_1 | FALSE
| FALSE | BCHA | 230 | BCHA | 230 | 51222 | EBT 129H | 51415 | TBY 129H | 1 | -42.7418 | 0 | 0 | 0 | 0 | -0.0748 | 571.045 | CAN | CAN |  | 51222_51415_1 | FALSE
| FALSE | BCHA | 230 | BCHA | 230 | 51233 | VIT 2B41 | 51498 | SAL 230 | 1 | 42.7418 | 0 | 0 | 0 | 0 | 0.0637 | 670.985 | CAN | CAN |  | 51233_51498_1 | FALSE
| FALSE | BCHA | 500 | BCHA | 500 | 51298 | SBK 500 | 80744 | STC 5T1 | 1 | -177.977 | 0 | 0 | 0 | 0 | -0.0596 | 2984.805 | CAN | CAN |  | 51298_80744_1 | FALSE
| FALSE | BCHA | 230 | BCHA | 230 | 51373 | FCN 2B1 | 80355 | FCN 2B2 | 3 | -65.6064 | 0 | 0 | 0 | 0 | -0.14448 | 454.1 | CAN | CAN |  | 51373_80355_3 | FALSE
| FALSE | BCHA | 230 | BCHA | 230 | 51415 | TBY 129H | 51726 | MTG 129H | 1 | -42.7418 | 0 | 0 | 0 | 0 | -0.0587 | 728.555 | CAN | CAN |  | 51415_51726_1 | FALSE
| FALSE | NEVP | 230 | NEVP | 230 | 18055 | BC TAP | 18007 | BC TAPNV | 1 | 0 | 0 | 0 | 0 | 0 | 0 | 314.83 | SW | SW |  | 18055_18007_1 | FALSE
| FALSE | BCHA | 230 | BCHA | 230 | 51440 | ASL 12P | 51441 | ASL 230 | 1 | -17.6513 | 0 | 0 | 0 | 0 | -0.23313 | 75.715 | CAN | CAN |  | 51440_51441_1 | FALSE
| FALSE | NEVP | 230 | TH_Mead | 230 | 18055 | BC TAP | 19011 | MEAD N | 1 | -34.2739 | 0 | 0 | 0 | 0 | -0.0906 | 378.48 | SW | SW |  | 18055_19011_1 | FALSE
| FALSE | BCHA | 500 | BCHA | 500 | 51470 | NCT 29H | 51792 | TXW 29H | 1 | -350.152 | 0 | 0 | 0 | 0 | -0.27727 | 1262.835 | CAN | CAN |  | 51470_51792_1 | FALSE
| FALSE | BCHA | 230 | BCHA | 230 | 51498 | SAL 230 | 51725 | MBO 129H | 1 | 42.7418 | 0 | 0 | 0 | 0 | 0.0637 | 670.985 | CAN | CAN |  | 51498_51725_1 | FALSE
| FALSE | BCHA | 230 | BCHA | 230 | 51533 | ETR 230 | 80554 | JMC 230 | 1 | 52.1123 | 0 | 0 | 0 | 0 | 0.13769 | 378.48 | CAN | CAN |  | 51533_80554_1 | FALSE
| FALSE | BCHA | 230 | BCHA | 230 | 51534 | SAY 230 | 80560 | PSY 230 | 1 | -75.5321 | 0 | 0 | 0 | 0 | -0.16633 | 454.1 | CAN | CAN |  | 51534_80560_1 | FALSE
| FALSE | BCHA | 230 | BCHA | 230 | 51535 | MTC 230 | 51536 | MTC 29P | 1 | 0 | 0 | 0 | 0 | 0 | 0 | 151.43 | CAN | CAN |  | 51535_51536_1 | FALSE
| FALSE | BCHA | 230 | BCHA | 230 | 51536 | MTC 29P | 80554 | JMC 230 | 1 | -75.5321 | 0 | 0 | 0 | 0 | -0.19957 | 378.48 | CAN | CAN |  | 51536_80554_1 | FALSE
| FALSE | BCHA | 230 | BCHA | 230 | 51536 | MTC 29P | 80560 | PSY 230 | 1 | 75.5321 | 0 | 0 | 0 | 0 | 0.16633 | 454.1 | CAN | CAN |  | 51536_80560_1 | FALSE
| FALSE | BCHA | 345 | BCHA | 345 | 51554 | KWL 345 | 51711 | UHT 345 | 1 | 86.705 | 0 | 0 | 0 | 0 | 0.0764 | 1135.345 | CAN | CAN |  | 51554_51711_1 | FALSE
| FALSE | BCHA | 230 | BCHA | 230 | 51572 | DKW 230 | 51580 | DKT 230 | 1 | 8.5537 | 0 | 0 | 0 | 0 | 0.0452 | 189.24 | CAN | CAN |  | 51572_51580_1 | FALSE
| FALSE | BCHA | 500 | BCHA | 500 | 51653 | AMC 5C1I | 51674 | AMC 5C1N | CX | -428.706 | 0 | 0 | 0 | 0 | -0.24579 | 1744.2 | CAN | CAN |  | 51653_51674_CX | FALSE
| FALSE | BCHA | 500 | BCHA | 500 | 51654 | AMC 5C2M | 51675 | AMC 5C2N | CX | -483.211 | 0 | 0 | 0 | 0 | -0.27704 | 1744.2 | CAN | CAN |  | 51654_51675_CX | FALSE
| FALSE | BCHA | 500 | BCHA | 500 | 51655 | RYC 5C3M | 51676 | RYC 5C3N | CX | -501.42 | 0 | 0 | 0 | 0 | -0.20315 | 2468.195 | CAN | CAN |  | 51655_51676_CX | FALSE
| FALSE | BCHA | 500 | BCHA | 500 | 51662 | KDY 5C1G | 51665 | KDY 5C1W | CX | 696.6986 | 0 | 0 | 0 | 0 | 0.36659 | 1900.475 | CAN | CAN |  | 51662_51665_CX | FALSE
| FALSE | BCHA | 500 | BCHA | 500 | 51663 | KDY 5C2G | 51666 | KDY 5C2W | CX | 701.8772 | 0 | 0 | 0 | 0 | 0.36932 | 1900.475 | CAN | CAN |  | 51663_51666_CX | FALSE
| FALSE | BCHA | 500 | BCHA | 500 | 51667 | MLS 5C2W | 51671 | MLS 5C2K | CX | 419.278 | 0 | 0 | 0 | 0 | 0.26134 | 1604.36 | CAN | CAN |  | 51667_51671_CX | FALSE
| FALSE | BCHA | 500 | BCHA | 500 | 51668 | GUI 5C1K | 51677 | GUI 5C1N | CX | 16.378 | 0 | 0 | 0 | 0 | 0.00829 | 1974.575 | CAN | CAN |  | 51668_51677_CX | FALSE
| FALSE | BCHA | 500 | BCHA | 500 | 51704 | CCB 31H | 51708 | TXE 31H | 1 | 350.7594 | 0 | 0 | 0 | 0 | 0.27776 | 1262.835 | CAN | CAN |  | 51704_51708_1 | FALSE
| FALSE | BCHA | 345 | BCHA | 345 | 51711 | UHT 345 | 51756 | SAC 345 | 1 | -60.7287 | 0 | 0 | 0 | 0 | -0.0891 | 681.245 | CAN | CAN |  | 51711_51756_1 | FALSE
| FALSE | BCHA | 230 | BCHA | 230 | 51725 | MBO 129H | 51726 | MTG 129H | 1 | 42.7418 | 0 | 0 | 0 | 0 | 0.075 | 570 | CAN | CAN |  | 51725_51726_1 | FALSE
| FALSE | BCHA | 230 | BCHA | 230 | 51748 | RUT 2P | 80559 | TIS 230 | 1 | -107.296 | 0 | 0 | 0 | 0 | -0.20602 | 520.79 | CAN | CAN |  | 51748_80559_1 | FALSE
| FALSE | BCHA | 230 | BCHA | 230 | 51757 | ARN 62H | 51758 | STV 62H | 1 | 185.7233 | 0 | 0 | 0 | 0 | 0.49071 | 378.48 | CAN | CAN |  | 51757_51758_1 | FALSE
| FALSE | BCHA | 500 | BCHA | 500 | 51789 | TXW 31H | 51793 | NCT 31H | 1 | 350.7594 | 0 | 0 | 0 | 0 | 0.27776 | 1262.835 | CAN | CAN |  | 51789_51793_1 | FALSE
| FALSE | BCHA | 500 | BCHA | 500 | 51790 | CCB 29H | 51791 | TXE 29H | 1 | 350.1522 | 0 | 0 | 0 | 0 | 0.27727 | 1262.835 | CAN | CAN |  | 51790_51791_1 | FALSE
| FALSE | BCHA | 230 | BCHA | 230 | 52211 | RGA 230 | 52320 | DGB 230 | 1 | 58.5391 | 0 | 0 | 0 | 0 | 0.12943 | 452.295 | CAN | CAN |  | 52211_52320_1 | FALSE
| FALSE | BCHA | 230 | BCHA | 230 | 52211 | RGA 230 | 52435 | VAS 230 | 1 | -63.8208 | 0 | 0 | 0 | 0 | -0.1411 | 452.295 | CAN | CAN |  | 52211_52435_1 | FALSE
| FALSE | BCHA | 230 | BCHA | 230 | 52211 | RGA 230 | 52435 | VAS 230 | 2 | -63.8208 | 0 | 0 | 0 | 0 | -0.1411 | 452.295 | CAN | CAN |  | 52211_52435_2 | FALSE
| FALSE | BCHA | 230 | BCHA | 230 | 51150 | NLY TAP | 52219 | WHS 230 | 1 | -32.6938 | 0 | 0 | 0 | 0 | -0.072 | 454.1 | CAN | CAN |  | 51150_52219_1 | FALSE
| FALSE | BCHA | 230 | BCHA | 230 | 52262 | BEN 230 | 52435 | VAS 230 | 1 | -36.3707 | 0 | 0 | 0 | 0 | -0.0804 | 452.295 | CAN | CAN |  | 52262_52435_1 | FALSE
| FALSE | BCHA | 230 | BCHA | 230 | 52316 | LEE 230 | 52320 | DGB 230 | 1 | -1.0316 | 0 | 0 | 0 | 0 | -0.00228 | 452.295 | CAN | CAN |  | 52316_52320_1 | FALSE
| FALSE | BCHA | 230 | BCHA | 230 | 52502 | BTS 230 | 52525 | WTS 230 | 1 | 92.4404 | 0 | 0 | 0 | 0 | 0.15646 | 590.805 | CAN | CAN |  | 52502_52525_1 | FALSE
| FALSE | BCHA | 230 | BCHA | 230 | 52502 | BTS 230 | 52558 | BRX 230 | 1 | -45.3263 | 0 | 0 | 0 | 0 | -0.0767 | 590.805 | CAN | CAN |  | 52502_52558_1 | FALSE
| FALSE | BCHA | 230 | BCHA | 230 | 52502 | BTS 230 | 52561 | ALH 230 | 1 | -106.56 | 0 | 0 | 0 | 0 | -0.42344 | 251.655 | CAN | CAN |  | 52502_52561_1 | FALSE
| FALSE | AESO | 240 | AESO | 240 | 54024 | SAUL_01 | 54081 | BIGSTON4 | 14 | 65.7176 | 0 | 0 | 0 | 0 | 0.13863 | 474.05 | CAN | CAN |  | 54024_54081_14 | FALSE
| FALSE | AESO | 240 | AESO | 240 | 54024 | SAUL_01 | 54128 | ELLERSLI | 40 | -111.095 | 0 | 0 | 0 | 0 | -0.20128 | 551.95 | CAN | CAN |  | 54024_54128_40 | FALSE
| FALSE | AESO | 240 | AESO | 240 | 54024 | SAUL_01 | 55788 | WOLFCREK | 10 | 38.6948 | 0 | 0 | 0 | 0 | 0.0701 | 551.95 | CAN | CAN |  | 54024_55788_10 | FALSE
| FALSE | AESO | 240 | AESO | 240 | 54057 | LAMOURE4 | 54514 | CLOVERB4 | 21 | -15.6833 | 0 | 0 | 0 | 0 | -0.0331 | 474.05 | CAN | CAN |  | 54057_54514_21 | FALSE
| FALSE | AESO | 240 | AESO | 240 | 54057 | LAMOURE4 | 54519 | CASTLEDN | 20 | 61.385 | 0 | 0 | 0 | 0 | 0.12949 | 474.05 | CAN | CAN |  | 54057_54519_20 | FALSE
| FALSE | AESO | 240 | AESO | 240 | 54081 | BIGSTON4 | 54147 | GAETZ 4 | 14 | 21.2377 | 0 | 0 | 0 | 0 | 0.0448 | 474.05 | CAN | CAN |  | 54081_54147_14 | FALSE
| FALSE | AESO | 240 | AESO | 240 | 54090 | BICKERD4 | 54135 | SUNDANC4 | 73 | -60.3711 | 0 | 0 | 0 | 0 | -0.19084 | 316.35 | CAN | CAN |  | 54090_54135_73 | FALSE
| FALSE | AESO | 240 | AESO | 240 | 54090 | BICKERD4 | 54135 | SUNDANC4 | 74 | -60.3576 | 0 | 0 | 0 | 0 | -0.19079 | 316.35 | CAN | CAN |  | 54090_54135_74 | FALSE
| FALSE | AESO | 240 | AESO | 240 | 54109 | DEERLAN4 | 55348 | WHITFISH | 60 | -11.274 | 0 | 0 | 0 | 0 | -0.026 | 434.15 | CAN | CAN |  | 54109_55348_60 | FALSE
| FALSE | AESO | 240 | AESO | 240 | 54109 | DEERLAN4 | 55348 | WHITFISH | 61 | -11.274 | 0 | 0 | 0 | 0 | -0.026 | 434.15 | CAN | CAN |  | 54109_55348_61 | FALSE
| FALSE | AESO | 240 | AESO | 240 | 54128 | ELLERSLI | 54136 | E EDMON4 | 46 | 127.3241 | 0 | 0 | 0 | 0 | 0.2687 | 473.86 | CAN | CAN |  | 54128_54136_46 | FALSE
| FALSE | AESO | 240 | AESO | 240 | 54128 | ELLERSLI | 54511 | SUMMERS1 | 57 | 196.4856 | 0 | 0 | 0 | 0 | 0.29012 | 677.255 | CAN | CAN |  | 54128_54511_57 | FALSE
| FALSE | AESO | 240 | AESO | 240 | 54128 | ELLERSLI | 54514 | CLOVERB4 | 47 | 94.2934 | 0 | 0 | 0 | 0 | 0.16242 | 580.545 | CAN | CAN |  | 54128_54514_47 | FALSE
| FALSE | AESO | 240 | AESO | 240 | 54128 | ELLERSLI | 54518 | ARGYLL E | 56 | 123.9348 | 0 | 0 | 0 | 0 | 0.25234 | 491.15 | CAN | CAN |  | 54128_54518_56 | FALSE
| FALSE | AESO | 240 | AESO | 240 | 54135 | SUNDANC4 | 54155 | BENALTO4 | 22 | 50.6651 | 0 | 0 | 0 | 0 | 0.10692 | 473.86 | CAN | CAN |  | 54135_54155_22 | FALSE
| FALSE | AESO | 240 | AESO | 240 | 54135 | SUNDANC4 | 54155 | BENALTO4 | 26 | 50.7537 | 0 | 0 | 0 | 0 | 0.10706 | 474.05 | CAN | CAN |  | 54135_54155_26 | FALSE
| FALSE | AESO | 240 | AESO | 240 | 54135 | SUNDANC4 | 54163 | SAGITAW4 | 19 | 86.9306 | 0 | 0 | 0 | 0 | 0.15276 | 569.05 | CAN | CAN |  | 54135_54163_19 | FALSE
| FALSE | AESO | 240 | AESO | 240 | 54135 | SUNDANC4 | 54163 | SAGITAW4 | 89 | 82.6033 | 0 | 0 | 0 | 0 | 0.14516 | 569.05 | CAN | CAN |  | 54135_54163_89 | FALSE
| FALSE | AESO | 240 | AESO | 240 | 54135 | SUNDANC4 | 54488 | CHERHIL1 | 46 | 65.8983 | 0 | 0 | 0 | 0 | 0.17043 | 386.65 | CAN | CAN |  | 54135_54488_46 | FALSE
| FALSE | AESO | 240 | AESO | 240 | 54136 | E EDMON4 | 54514 | CLOVERB4 | 15 | 20.9621 | 0 | 0 | 0 | 0 | 0.0442 | 474.05 | CAN | CAN |  | 54136_54514_15 | FALSE
| FALSE | AESO | 240 | AESO | 240 | 54136 | E EDMON4 | 54785 | 1059A_TP | 59 | -30.1399 | 0 | 0 | 0 | 0 | -0.06361 | 473.86 | CAN | CAN |  | 54136_54785_59 | FALSE
| FALSE | AESO | 240 | AESO | 240 | 54137 | N CALDE4 | 54519 | CASTLEDN | 20 | 53.1357 | 0 | 0 | 0 | 0 | 0.11209 | 474.05 | CAN | CAN |  | 54137_54519_20 | FALSE
| FALSE | AESO | 240 | AESO | 240 | 54137 | N CALDE4 | 54955 | PDMAKER1 | 30 | -51.0753 | 0 | 0 | 0 | 0 | -0.10774 | 474.05 | CAN | CAN |  | 54137_54955_30 | FALSE
| FALSE | AESO | 240 | AESO | 240 | 54138 | N BARRH4 | 54488 | CHERHIL1 | 13 | -56.1168 | 0 | 0 | 0 | 0 | -0.14514 | 386.65 | CAN | CAN |  | 54138_54488_13 | FALSE
| FALSE | AESO | 240 | AESO | 240 | 54138 | N BARRH4 | 55228 | MITS E.4 | 13 | 23.5004 | 0 | 0 | 0 | 0 | 0.0497 | 473.1 | CAN | CAN |  | 54138_55228_13 | FALSE
| FALSE | AESO | 240 | AESO | 240 | 54150 | W.GRN TP | 54153 | BRAZEAU4 | 95 | -18.162 | 0 | 0 | 0 | 0 | -0.0574 | 316.35 | CAN | CAN |  | 54150_54153_95 | FALSE
| FALSE | AESO | 240 | AESO | 240 | 54150 | W.GRN TP | 54155 | BENALTO4 | 95 | 2.673 | 0 | 0 | 0 | 0 | 0.00703 | 380 | CAN | CAN |  | 54150_54155_95 | FALSE
| FALSE | AESO | 240 | AESO | 240 | 54152 | RED DEE4 | 54160 | JANET 4 | 25 | -0.38308 | 0 | 0 | 0 | 0 | -0.000721 | 531.145 | CAN | CAN |  | 54152_54160_25 | FALSE
| FALSE | AESO | 240 | AESO | 240 | 54152 | RED DEE4 | 54661 | HAZLWOD1 | 82 | 37.7937 | 0 | 0 | 0 | 0 | 0.0655 | 576.65 | CAN | CAN |  | 54152_54661_82 | FALSE
| FALSE | AESO | 240 | AESO | 240 | 54155 | BENALTO4 | 54420 | KEEPHIL4 | 90 | -75.7724 | 0 | 0 | 0 | 0 | -0.15984 | 474.05 | CAN | CAN |  | 54155_54420_90 | FALSE
| FALSE | AESO | 240 | AESO | 240 | 54159 | LANGDON4 | 54160 | JANET 4 | 64 | -94.4309 | 0 | 0 | 0 | 0 | -0.0957 | 987.05 | CAN | CAN |  | 54159_54160_64 | FALSE
| FALSE | AESO | 240 | AESO | 240 | 54159 | LANGDON4 | 54160 | JANET 4 | 65 | -94.4309 | 0 | 0 | 0 | 0 | -0.0823 | 1147.6 | CAN | CAN |  | 54159_54160_65 | FALSE
| FALSE | AESO | 240 | AESO | 240 | 54159 | LANGDON4 | 54162 | E CALGAR | 36 | 147.6251 | 0 | 0 | 0 | 0 | 0.25728 | 573.8 | CAN | CAN |  | 54159_54162_36 | FALSE
| FALSE | AESO | 240 | AESO | 240 | 54159 | LANGDON4 | 54162 | E CALGAR | 37 | 148.3365 | 0 | 0 | 0 | 0 | 0.25852 | 573.8 | CAN | CAN |  | 54159_54162_37 | FALSE
| FALSE | AESO | 240 | AESO | 240 | 54159 | LANGDON4 | 54485 | CROSS1 | DC | 412.6814 | 0 | 0 | 0 | 0 | 0.0434 | 9499.05 | CAN | CAN |  | 54159_54485_DC | FALSE
| FALSE | AESO | 240 | AESO | 240 | 54159 | LANGDON4 | 54943 | MILO 1 | 27 | -48.9765 | 0 | 0 | 0 | 0 | -0.0725 | 675.45 | CAN | CAN |  | 54159_54943_27 | FALSE
| FALSE | AESO | 240 | AESO | 240 | 54160 | JANET 4 | 54187 | BEDDING1 | 32 | 160.1457 | 0 | 0 | 0 | 0 | 0.29014 | 551.95 | CAN | CAN |  | 54160_54187_32 | FALSE
| FALSE | AESO | 240 | AESO | 240 | 54160 | JANET 4 | 54661 | HAZLWOD1 | 29 | 7.1768 | 0 | 0 | 0 | 0 | 0.013 | 551.95 | CAN | CAN |  | 54160_54661_29 | FALSE
| FALSE | AESO | 240 | AESO | 240 | 54160 | JANET 4 | 54772 | ENMX25S7 | 85 | -365.753 | 0 | 0 | 0 | 0 | -0.37062 | 986.8601 | CAN | CAN |  | 54160_54772_85 | FALSE
| FALSE | AESO | 240 | AESO | 240 | 54163 | SAGITAW4 | 55260 | LOU CR.4 | 38 | 30.1284 | 0 | 0 | 0 | 0 | 0.0637 | 473.1 | CAN | CAN |  | 54163_55260_38 | FALSE
| FALSE | AESO | 240 | AESO | 240 | 54163 | SAGITAW4 | 55260 | LOU CR.4 | 39 | 30.1732 | 0 | 0 | 0 | 0 | 0.0638 | 473.1 | CAN | CAN |  | 54163_55260_39 | FALSE
| FALSE | AESO | 240 | AESO | 240 | 54165 | PEIGAN 4 | 56346 | GOOSEL4 | 55 | -154.92 | 0 | 0 | 0 | 0 | -0.21708 | 713.64 | CAN | CAN |  | 54165_56346_55 | FALSE
| FALSE | AESO | 240 | AESO | 240 | 54165 | PEIGAN 4 | 56346 | GOOSEL4 | 56 | -154.767 | 0 | 0 | 0 | 0 | -0.21693 | 713.45 | CAN | CAN |  | 54165_56346_56 | FALSE
| FALSE | AESO | 240 | AESO | 240 | 54167 | N LETHB4 | 55737 | TRAVRS1 | 41 | 64.6517 | 0 | 0 | 0 | 0 | 0.13638 | 474.05 | CAN | CAN |  | 54167_55737_41 | FALSE
| FALSE | AESO | 240 | AESO | 240 | 54204 | MCMILLA4 | 54920 | ROUND01 | 55 | 93.7631 | 0 | 0 | 0 | 0 | 0.1406 | 666.9 | CAN | CAN |  | 54204_54920_55 | FALSE
| FALSE | AESO | 240 | AESO | 240 | 54204 | MCMILLA4 | 55655 | DAWES240 | 89 | -84.5436 | 0 | 0 | 0 | 0 | -0.12695 | 665.95 | CAN | CAN |  | 54204_55655_89 | FALSE
| FALSE | AESO | 240 | AESO | 240 | 54221 | CRR-W1 | 56346 | GOOSEL4 | 72 | 109.1578 | 0 | 0 | 0 | 0 | 0.0955 | 1142.85 | CAN | CAN |  | 54221_56346_72 | FALSE
| FALSE | AESO | 240 | AESO | 240 | 54225 | WARE JCT | 54260 | JENNER 4 | 44 | 10.4165 | 0 | 0 | 0 | 0 | 0.0161 | 645.05 | CAN | CAN |  | 54225_54260_44 | FALSE
| FALSE | AESO | 240 | AESO | 240 | 54225 | WARE JCT | 54260 | JENNER 4 | 51 | 10.417 | 0 | 0 | 0 | 0 | 0.0161 | 645.05 | CAN | CAN |  | 54225_54260_51 | FALSE
| FALSE | AESO | 240 | AESO | 240 | 54225 | WARE JCT | 54430 | W BROOK4 | 31 | 60.0794 | 0 | 0 | 0 | 0 | 0.0951 | 631.75 | CAN | CAN |  | 54225_54430_31 | FALSE
| FALSE | AESO | 240 | AESO | 240 | 54225 | WARE JCT | 54918 | CASS01 | 53 | 55.1408 | 0 | 0 | 0 | 0 | 0.0698 | 789.45 | CAN | CAN |  | 54225_54918_53 | FALSE
| FALSE | AESO | 240 | AESO | 240 | 54225 | WARE JCT | 55484 | ANDERSO4 | 33 | -59.0147 | 0 | 0 | 0 | 0 | -0.0937 | 629.85 | CAN | CAN |  | 54225_55484_33 | FALSE
| FALSE | AESO | 240 | AESO | 240 | 54225 | WARE JCT | 55484 | ANDERSO4 | 34 | -59.0162 | 0 | 0 | 0 | 0 | -0.0937 | 629.85 | CAN | CAN |  | 54225_55484_34 | FALSE
| FALSE | AESO | 240 | AESO | 240 | 54225 | WARE JCT | 55484 | ANDERSO4 | 50 | -58.7678 | 0 | 0 | 0 | 0 | -0.0933 | 629.85 | CAN | CAN |  | 54225_55484_50 | FALSE
| FALSE | AESO | 138 | BCHA | 138 | 54232 | COLEMAN7 | 50776 | NTL 138 | 1 | 18.5223 | 0 | 0 | 0 | 0 | 0.14782 | 125.305 | CAN | CAN |  | 54232_50776_1 | TRUE | Path 1 | 0
| FALSE | AESO | 240 | AESO | 240 | 54260 | JENNER 4 | 54677 | CYPRES2 | 45 | 23.2817 | 0 | 0 | 0 | 0 | 0.036104 | 644.86 | CAN | CAN |  | 54260_54677_45 | FALSE
| FALSE | AESO | 240 | AESO | 240 | 54262 | DOME EM4 | 54677 | CYPRES2 | 11 | 1.1296 | 0 | 0 | 0 | 0 | 0.00357 | 316.35 | CAN | CAN |  | 54262_54677_11 | FALSE
| FALSE | AESO | 240 | AESO | 240 | 54282 | HEARTLAK1 | 54920 | ROUND01 | 47 | -84.4264 | 0 | 0 | 0 | 0 | -0.1266 | 666.9 | CAN | CAN |  | 54282_54920_47 | FALSE
| FALSE | AESO | 240 | AESO | 240 | 54282 | HEARTLAK1 | 54949 | ILAKE_01 | 17 | 12.4498 | 0 | 0 | 0 | 0 | 0.0117 | 1061.15 | CAN | CAN |  | 54282_54949_17 | FALSE
| FALSE | AESO | 240 | AESO | 240 | 54282 | HEARTLAK1 | 55348 | WHITFISH | 22 | 41.2692 | 0 | 0 | 0 | 0 | 0.0872 | 473.1 | CAN | CAN |  | 54282_55348_22 | FALSE
| FALSE | AESO | 240 | AESO | 240 | 54313 | JOSEPH1 | 54771 | AMELIA1 | 20 | -82.4332 | 0 | 0 | 0 | 0 | -0.12291 | 670.7 | CAN | CAN |  | 54313_54771_20 | FALSE
| FALSE | AESO | 240 | AESO | 240 | 54348 | LEISMER4 | 54369 | CHRISLK1 | 57 | 83.7965 | 0 | 0 | 0 | 0 | 0.12373 | 677.255 | CAN | CAN |  | 54348_54369_57 | FALSE
| FALSE | AESO | 240 | AESO | 240 | 54369 | CHRISLK1 | 54878 | JFISH01 | 90 | 90.053 | 0 | 0 | 0 | 0 | 0.13297 | 677.255 | CAN | CAN |  | 54369_54878_90 | FALSE
| FALSE | AESO | 240 | AESO | 240 | 54430 | W BROOK4 | 54918 | CASS01 | 51 | 49.3824 | 0 | 0 | 0 | 0 | 0.0782 | 631.845 | CAN | CAN |  | 54430_54918_51 | FALSE
| FALSE | AESO | 240 | AESO | 240 | 54430 | W BROOK4 | 54918 | CASS01 | 52 | 49.3824 | 0 | 0 | 0 | 0 | 0.0782 | 631.845 | CAN | CAN |  | 54430_54918_52 | FALSE
| FALSE | AESO | 240 | AESO | 240 | 54505 | JASPER 4 | 54521 | PETROLIA | 44 | -116.968 | 0 | 0 | 0 | 0 | -0.21192 | 551.95 | CAN | CAN |  | 54505_54521_44 | FALSE
| FALSE | AESO | 240 | AESO | 240 | 54505 | JASPER 4 | 54955 | PDMAKER1 | 98 | 103.3194 | 0 | 0 | 0 | 0 | 0.18157 | 569.05 | CAN | CAN |  | 54505_54955_98 | FALSE
| FALSE | AESO | 240 | AESO | 240 | 54506 | BELLAMY4 | 54509 | ARGYLL W | A3 | -53.6408 | 0 | 0 | 0 | 0 | -0.11788 | 455.05 | CAN | CAN |  | 54506_54509_A3 | FALSE
| FALSE | AESO | 240 | AESO | 240 | 54506 | BELLAMY4 | 54518 | ARGYLL E | A2 | -123.935 | 0 | 0 | 0 | 0 | -0.27235 | 455.05 | CAN | CAN |  | 54506_54518_A2 | FALSE
| FALSE | AESO | 240 | AESO | 240 | 54509 | ARGYLL W | 54521 | PETROLIA | 55 | 13.1222 | 0 | 0 | 0 | 0 | 0.026717 | 491.15 | CAN | CAN |  | 54509_54521_55 | FALSE
| FALSE | AESO | 240 | AESO | 240 | 54511 | SUMMERS1 | 55764 | 1058JOIN | 58 | 127.501 | 0 | 0 | 0 | 0 | 0.18882 | 675.26 | CAN | CAN |  | 54511_55764_58 | FALSE
| FALSE | AESO | 240 | AESO | 240 | 54513 | LAMBTON4 | 54891 | 904AL TP | 59 | 53.6823 | 0 | 0 | 0 | 0 | 0.11324 | 474.05 | CAN | CAN |  | 54513_54891_59 | FALSE
| FALSE | AESO | 240 | AESO | 240 | 54513 | LAMBTON4 | 55764 | 1058JOIN | 58 | -127.501 | 0 | 0 | 0 | 0 | -0.26907 | 473.86 | CAN | CAN |  | 54513_55764_58 | FALSE
| FALSE | AESO | 500 | AESO | 500 | 54525 | GENESEE4 | 54630 | SUNNYB1 | 38 | 9.1749 | 0 | 0 | 0 | 0 | 0.00279 | 3290.895 | CAN | CAN |  | 54525_54630_38 | FALSE
| FALSE | AESO | 500 | AESO | 500 | 54525 | GENESEE4 | 54630 | SUNNYB1 | 39 | 9.3118 | 0 | 0 | 0 | 0 | 0.00283 | 3290.895 | CAN | CAN |  | 54525_54630_39 | FALSE
| FALSE | AESO | 240 | AESO | 240 | 54545 | EAST IN4 | 54785 | 1059A_TP | 59 | -23.5424 | 0 | 0 | 0 | 0 | -0.0497 | 474.05 | CAN | CAN |  | 54545_54785_59 | FALSE
| FALSE | AESO | 500 | AESO | 500 | 54610 | KEEPHIL2 | 56510 | KEEPHIL3 | 14 | -12.4725 | 0 | 0 | 0 | 0 | -0.00505 | 2468.195 | CAN | CAN |  | 54610_56510_14 | FALSE
| FALSE | AESO | 500 | AESO | 500 | 54623 | SUNNYB2 | 54630 | SUNNYB1 | DC | 403.9995 | 0 | 0 | 0 | 0 | 0.0425 | 9499.05 | CAN | CAN |  | 54623_54630_DC | FALSE
| FALSE | AESO | 240 | AESO | 240 | 54642 | SC1C | 59643 | SC1D | S1 | 155.8746 | 0 | 0 | 0 | 0 | 0.13158 | 1184.65 | CAN | CAN |  | 54642_59643_S1 | FALSE
| FALSE | AESO | 240 | AESO | 240 | 54666 | DOVER | 55274 | MACKAY | 43 | -108.819 | 0 | 0 | 0 | 0 | -0.16317 | 666.9 | CAN | CAN |  | 54666_55274_43 | FALSE
| FALSE | AESO | 240 | AESO | 240 | 54666 | DOVER | 55670 | BWC01 | 74 | 139.3817 | 0 | 0 | 0 | 0 | 0.27893 | 499.7 | CAN | CAN |  | 54666_55670_74 | FALSE
| FALSE | AESO | 138 | AESO | 138 | 54674 | CYPRES1 | 55473 | MCNEILL | 30 | 0.1 | 0 | 0 | 0 | 0 | 0.000485 | 206.15 | CAN | CAN |  | 54674_55473_30 | FALSE
| FALSE | AESO | 240 | AESO | 240 | 54772 | ENMX25S7 | 56544 | ENMX65S4 | 80 | 25.9404 | 0 | 0 | 0 | 0 | 0.0452 | 573.8 | CAN | CAN |  | 54772_56544_80 | FALSE
| FALSE | NEVP | 69 | NEVP | 69 | 18130 | BB TAP1 | 18175 | MEAD NPC | 1 | -8.2282 | 0 | 0 | 0 | 0 | -0.0671 | 122.645 | SW | SW |  | 18130_18175_1 | FALSE
| FALSE | AESO | 240 | AESO | 240 | 54785 | 1059A_TP | 54891 | 904AL TP | 59 | -53.6823 | 0 | 0 | 0 | 0 | -0.11324 | 474.05 | CAN | CAN |  | 54785_54891_59 | FALSE
| FALSE | AESO | 240 | AESO | 240 | 54878 | JFISH01 | 54902 | BCKSP_01 | 99 | 14.7678 | 0 | 0 | 0 | 0 | 0.0203 | 725.8 | CAN | CAN |  | 54878_54902_99 | FALSE
| FALSE | AESO | 240 | AESO | 240 | 54879 | 539S_240 | 54902 | BCKSP_01 | 18 | -50.7634 | 0 | 0 | 0 | 0 | -0.0666 | 761.805 | CAN | CAN |  | 54879_54902_18 | FALSE
| FALSE | AESO | 240 | AESO | 240 | 54902 | BCKSP_01 | 54974 | PIKE_01 | 15 | 40.3469 | 0 | 0 | 0 | 0 | 0.038022 | 1061.15 | CAN | CAN |  | 54902_54974_15 | FALSE
| FALSE | AESO | 240 | AESO | 240 | 54918 | CASS01 | 54943 | MILO 1 | 35 | -103.022 | 0 | 0 | 0 | 0 | -0.16044 | 642.105 | CAN | CAN |  | 54918_54943_35 | FALSE
| FALSE | AESO | 240 | AESO | 240 | 54949 | ILAKE_01 | 54974 | PIKE_01 | 16 | -36.8059 | 0 | 0 | 0 | 0 | -0.0347 | 1061.15 | CAN | CAN |  | 54949_54974_16 | FALSE
| FALSE | AESO | 240 | AESO | 240 | 55080 | WESLY C4 | 55163 | L. SMOKY | 11 | 15.9713 | 0 | 0 | 0 | 0 | 0.0338 | 473.1 | CAN | CAN |  | 55080_55163_11 | FALSE
| FALSE | AESO | 240 | AESO | 240 | 55080 | WESLY C4 | 55280 | BRINT02 | 15 | -47.7422 | 0 | 0 | 0 | 0 | -0.0717 | 665.855 | CAN | CAN |  | 55080_55280_15 | FALSE
| FALSE | AESO | 240 | AESO | 240 | 55125 | HORMIN1 | 55262 | HORUP1 | 31 | -2.5416 | 0 | 0 | 0 | 0 | -0.00512 | 496.755 | CAN | CAN |  | 55125_55262_31 | FALSE
| FALSE | AESO | 240 | AESO | 240 | 55125 | HORMIN1 | 55262 | HORUP1 | 41 | -2.5416 | 0 | 0 | 0 | 0 | -0.00512 | 496.755 | CAN | CAN |  | 55125_55262_41 | FALSE
| FALSE | AESO | 240 | AESO | 240 | 55125 | HORMIN1 | 55263 | JOSLYN4 | 11 | -91.6414 | 0 | 0 | 0 | 0 | -0.0922 | 993.6049 | CAN | CAN |  | 55125_55263_11 | FALSE
| FALSE | AESO | 240 | AESO | 240 | 55125 | HORMIN1 | 55263 | JOSLYN4 | 21 | -91.6414 | 0 | 0 | 0 | 0 | -0.0922 | 993.6049 | CAN | CAN |  | 55125_55263_21 | FALSE
| FALSE | AESO | 240 | AESO | 240 | 55200 | RUTH LK4 | 55205 | SYNC_D04 | L1 | -26.1423 | 0 | 0 | 0 | 0 | -0.0688 | 379.905 | CAN | CAN |  | 55200_55205_L1 | FALSE
| FALSE | AESO | 240 | AESO | 240 | 55200 | RUTH LK4 | 55205 | SYNC_D04 | L2 | -26.1423 | 0 | 0 | 0 | 0 | -0.0688 | 379.905 | CAN | CAN |  | 55200_55205_L2 | FALSE
| FALSE | AESO | 240 | AESO | 240 | 55200 | RUTH LK4 | 55208 | MILLENN4 | 91 | -108.867 | 0 | 0 | 0 | 0 | -0.12565 | 866.4 | CAN | CAN |  | 55200_55208_91 | FALSE
| FALSE | AESO | 240 | AESO | 240 | 55200 | RUTH LK4 | 55208 | MILLENN4 | 92 | -108.867 | 0 | 0 | 0 | 0 | -0.12565 | 866.4 | CAN | CAN |  | 55200_55208_92 | FALSE
| FALSE | AESO | 240 | AESO | 240 | 55200 | RUTH LK4 | 55402 | SALTCR1 | 23 | 147.3352 | 0 | 0 | 0 | 0 | 0.23392 | 629.85 | CAN | CAN |  | 55200_55402_23 | FALSE
| FALSE | AESO | 240 | AESO | 240 | 55205 | SYNC_D04 | 55206 | AURORA 4 | L1 | -19.6402 | 0 | 0 | 0 | 0 | -0.0548 | 358.15 | CAN | CAN |  | 55205_55206_L1 | FALSE
| FALSE | AESO | 240 | AESO | 240 | 55205 | SYNC_D04 | 55206 | AURORA 4 | L2 | -19.6402 | 0 | 0 | 0 | 0 | -0.0548 | 358.15 | CAN | CAN |  | 55205_55206_L2 | FALSE
| FALSE | AESO | 240 | AESO | 240 | 55208 | MILLENN4 | 55212 | MIL_G5 4 | 94 | -83.612 | 0 | 0 | 0 | 0 | -0.15824 | 528.39 | CAN | CAN |  | 55208_55212_94 | FALSE
| FALSE | AESO | 240 | AESO | 240 | 55208 | MILLENN4 | 55213 | MIL_G6 4 | 93 | -83.612 | 0 | 0 | 0 | 0 | -0.15824 | 528.39 | CAN | CAN |  | 55208_55213_93 | FALSE
| FALSE | AESO | 240 | AESO | 240 | 55208 | MILLENN4 | 56214 | EDD34 | 5 | -86.4666 | 0 | 0 | 0 | 0 | -0.15069 | 573.8 | CAN | CAN |  | 55208_56214_5 | FALSE
| FALSE | AESO | 240 | AESO | 240 | 55208 | MILLENN4 | 56214 | EDD34 | 6 | -86.4666 | 0 | 0 | 0 | 0 | -0.15069 | 573.8 | CAN | CAN |  | 55208_56214_6 | FALSE
| FALSE | AESO | 240 | AESO | 240 | 55226 | WABASCA4 | 55228 | MITS E.4 | 56 | 64.9219 | 0 | 0 | 0 | 0 | 0.13723 | 473.1 | CAN | CAN |  | 55226_55228_56 | FALSE
| FALSE | AESO | 240 | AESO | 240 | 55226 | WABASCA4 | 55280 | BRINT02 | 56 | -74.9071 | 0 | 0 | 0 | 0 | -0.12636 | 592.8 | CAN | CAN |  | 55226_55280_56 | FALSE
| FALSE | AESO | 240 | AESO | 240 | 55228 | MITS E.4 | 55260 | LOU CR.4 | 40 | 19.5567 | 0 | 0 | 0 | 0 | 0.0413 | 473.1 | CAN | CAN |  | 55228_55260_40 | FALSE
| FALSE | AESO | 240 | AESO | 240 | 55245 | KINOSIS1 | 55402 | SALTCR1 | 85 | -65.0103 | 0 | 0 | 0 | 0 | -0.10322 | 629.85 | CAN | CAN |  | 55245_55402_85 | FALSE
| FALSE | AESO | 240 | AESO | 240 | 55263 | JOSLYN4 | 55680 | BITUMONT | 32 | 172.9738 | 0 | 0 | 0 | 0 | 0.21911 | 789.45 | CAN | CAN |  | 55263_55680_32 | FALSE
| FALSE | AESO | 240 | AESO | 240 | 55276 | S-SHINE1 | 55277 | BLK_FLY1 | 39 | -9.1258 | 0 | 0 | 0 | 0 | -0.0137 | 666.9 | CAN | CAN |  | 55276_55277_39 | FALSE
| FALSE | AESO | 240 | AESO | 240 | 55277 | BLK_FLY1 | 55286 | S-SHINE4 | 77 | 20.8505 | 0 | 0 | 0 | 0 | 0.0313 | 666.9 | CAN | CAN |  | 55277_55286_77 | FALSE
| FALSE | AESO | 240 | AESO | 240 | 55277 | BLK_FLY1 | 55402 | SALTCR1 | 84 | -48.5044 | 0 | 0 | 0 | 0 | -0.0614 | 789.45 | CAN | CAN |  | 55277_55402_84 | FALSE
| FALSE | AESO | 240 | AESO | 240 | 55312 | MARG LK4 | 55348 | WHITFISH | 36 | -44.5189 | 0 | 0 | 0 | 0 | -0.0941 | 473.1 | CAN | CAN |  | 55312_55348_36 | FALSE
| FALSE | AESO | 240 | AESO | 240 | 55312 | MARG LK4 | 55348 | WHITFISH | 37 | -44.5189 | 0 | 0 | 0 | 0 | -0.0941 | 473.1 | CAN | CAN |  | 55312_55348_37 | FALSE
| FALSE | AESO | 240 | AESO | 240 | 55403 | PAINTRT4 | 55499 | CORDEL 4 | 27 | -75.4519 | 0 | 0 | 0 | 0 | -0.19906 | 379.05 | CAN | CAN |  | 55403_55499_27 | FALSE
| FALSE | AESO | 240 | AESO | 240 | 55403 | PAINTRT4 | 55649 | HANSMAN7 | 48 | 69.7218 | 0 | 0 | 0 | 0 | 0.18394 | 379.05 | CAN | CAN |  | 55403_55649_48 | FALSE
| FALSE | AESO | 240 | AESO | 240 | 55422 | NEVIS 4 | 55499 | CORDEL 4 | 20 | -72.488 | 0 | 0 | 0 | 0 | -0.15322 | 473.1 | CAN | CAN |  | 55422_55499_20 | FALSE
| FALSE | AESO | 240 | AESO | 240 | 55431 | TNCHBRY1 | 55435 | HALKIRK1 | 93 | -41.226 | 0 | 0 | 0 | 0 | -0.17428 | 236.55 | CAN | CAN |  | 55431_55435_93 | FALSE
| FALSE | AESO | 240 | AESO | 240 | 55431 | TNCHBRY1 | 55484 | ANDERSO4 | 59 | 31.1971 | 0 | 0 | 0 | 0 | 0.0469 | 665.855 | CAN | CAN |  | 55431_55484_59 | FALSE
| FALSE | AESO | 240 | AESO | 240 | 55431 | TNCHBRY1 | 55499 | CORDEL 4 | 16 | 29.3632 | 0 | 0 | 0 | 0 | 0.0466 | 629.85 | CAN | CAN |  | 55431_55499_16 | FALSE
| FALSE | AESO | 240 | AESO | 240 | 55481 | SHEER 14 | 55484 | ANDERSO4 | 99 | 173.7591 | 0 | 0 | 0 | 0 | 0.36728 | 473.1 | CAN | CAN |  | 55481_55484_99 | FALSE
| FALSE | AESO | 240 | AESO | 240 | 55484 | ANDERSO4 | 55946 | OAKLND1 | 70 | 27.9546 | 0 | 0 | 0 | 0 | 0.03541 | 789.45 | CAN | CAN |  | 55484_55946_70 | FALSE
| FALSE | AESO | 240 | AESO | 240 | 55484 | ANDERSO4 | 55946 | OAKLND1 | 97 | 27.906 | 0 | 0 | 0 | 0 | 0.0353 | 789.45 | CAN | CAN |  | 55484_55946_97 | FALSE
| FALSE | AESO | 240 | AESO | 240 | 55489 | BAT RV80 | 55499 | CORDEL 4 | 80 | -85.8933 | 0 | 0 | 0 | 0 | -0.27233 | 315.4 | CAN | CAN |  | 55489_55499_80 | FALSE
| FALSE | AESO | 240 | AESO | 240 | 55499 | CORDEL 4 | 55574 | NILREM3 | 53 | 76.0084 | 0 | 0 | 0 | 0 | 0.1604 | 473.86 | CAN | CAN |  | 55499_55574_53 | FALSE
| FALSE | AESO | 240 | AESO | 240 | 55574 | NILREM3 | 55649 | HANSMAN7 | 47 | 18.7525 | 0 | 0 | 0 | 0 | 0.0396 | 474.05 | CAN | CAN |  | 55574_55649_47 | FALSE
| FALSE | AESO | 240 | AESO | 240 | 55649 | HANSMAN7 | 55932 | PEMUKN1 | 66 | 4.8266 | 0 | 0 | 0 | 0 | 0.0153 | 315.4 | CAN | CAN |  | 55649_55932_66 | FALSE
| FALSE | AESO | 240 | AESO | 240 | 55653 | SC1B | 59952 | SC1A | S2 | -156.072 | 0 | 0 | 0 | 0 | -0.13175 | 1184.65 | CAN | CAN |  | 55653_59952_S2 | FALSE
| FALSE | AESO | 240 | AESO | 240 | 55677 | EDD56 | 56214 | EDD34 | 14 | -25.7172 | 0 | 0 | 0 | 0 | -0.0577 | 445.455 | CAN | CAN |  | 55677_56214_14 | FALSE
| FALSE | AESO | 240 | AESO | 240 | 55688 | EDD56-1 | 56214 | EDD34 | 15 | -22.5198 | 0 | 0 | 0 | 0 | -0.0506 | 445.455 | CAN | CAN |  | 55688_56214_15 | FALSE
| FALSE | AESO | 240 | AESO | 240 | 55736 | BSR_1 | 55737 | TRAVRS1 | 42 | 86.9842 | 0 | 0 | 0 | 0 | 0.15109 | 575.7 | CAN | CAN |  | 55736_55737_42 | FALSE
| FALSE | AESO | 240 | AESO | 240 | 55946 | OAKLND1 | 55959 | LANFIN1 | 24 | 27.5752 | 0 | 0 | 0 | 0 | 0.0349 | 789.45 | CAN | CAN |  | 55946_55959_24 | FALSE
| FALSE | AESO | 240 | AESO | 240 | 55946 | OAKLND1 | 55963 | 963S_HV | 29 | 28.2854 | 0 | 0 | 0 | 0 | 0.0358 | 789.45 | CAN | CAN |  | 55946_55963_29 | FALSE
| FALSE | IPMV | 345 | IPMV | 345 | 60005 | ADEL TAP | 60006 | ADELAIDE | 1 | 71.3585 | 0 | 0 | 0 | 0 | 0.051182 | 1394.22 | Inland | Inland |  | 60005_60006_1 | FALSE
| FALSE | IPMV | 345 | IPMV | 345 | 60005 | ADEL TAP | 60235 | MIDPOINT | 1 | 90.5182 | 0 | 0 | 0 | 0 | 0.0641 | 1411.225 | Inland | Inland |  | 60005_60235_1 | FALSE
| FALSE | IPMV | 345 | IPMV | 345 | 60006 | ADELAIDE | 60235 | MIDPOINT | 2 | 80.4538 | 0 | 0 | 0 | 0 | 0.0577 | 1394.22 | Inland | Inland |  | 60006_60235_2 | FALSE
| FALSE | IPMV | 138 | IPMV | 138 | 60010 | ADELAIDE | 61810 | MINIDOKA | 1 | 10.004 | 0 | 0 | 0 | 0 | 0.0492 | 203.49 | Inland | Inland |  | 60010_61810_1 | FALSE
| FALSE | IPFE | 138 | IPFE | 138 | 60020 | AMFLS | 61646 | LAMB | 1 | 80.1024 | 0 | 0 | 0 | 0 | 0.28729 | 278.825 | Inland | Inland |  | 60020_61646_1 | FALSE
| FALSE | IPFE | 161 | PAID | 161 | 60030 | BLACKFT | 65670 | GOSHEN | 1 | -61.2581 | 0 | 0 | 0 | 0 | -0.28406 | 215.65 | Inland | Inland |  | 60030_65670_1 | FALSE
| FALSE | IPTV | 230 | IPTV | 230 | 60045 | BOISEBCH | 60130 | DRAM | 1 | -11.5331 | 0 | 0 | 0 | 0 | -0.0243 | 473.86 | Inland | Inland |  | 60045_60130_1 | FALSE
| FALSE | IPTV | 230 | IPTV | 230 | 60045 | BOISEBCH | 60249 | HUBBARD | 1 | 47.9572 | 0 | 0 | 0 | 0 | 0.0716 | 669.845 | Inland | Inland |  | 60045_60249_1 | FALSE
| FALSE | IPMV | 345 | IPMV | 345 | 60060 | BORAH | 60005 | ADEL TAP | 1 | 161.8767 | 0 | 0 | 0 | 0 | 0.11471 | 1411.225 | Inland | Inland |  | 60060_60005_1 | FALSE
| FALSE | IPMV | 345 | IPMV | 345 | 60060 | BORAH | 60006 | ADELAIDE | 2 | 182.022 | 0 | 0 | 0 | 0 | 0.13056 | 1394.22 | Inland | Inland |  | 60060_60006_2 | FALSE
| FALSE | IPMV | 345 | PAID | 345 | 60060 | BORAH | 67790 | POPULUS | 1 | -232.885 | 0 | 0 | 0 | 0 | -0.19535 | 1192.155 | Inland | Inland |  | 60060_67790_1 | FALSE
| FALSE | IPMV | 345 | PAID | 345 | 60060 | BORAH | 67790 | POPULUS | 2 | -184.721 | 0 | 0 | 0 | 0 | -0.16436 | 1123.85 | Inland | Inland |  | 60060_67790_2 | FALSE
| FALSE | IPFE | 500 | IPMV | 500 | 60061 | BORAH | 60240 | MIDPOINT | 1 | 246.4373 | 0 | 0 | 0 | 0 | 0.0594 | 4146.75 | Inland | Inland |  | 60061_60240_1 | FALSE
| FALSE | PAID | 500 | IPFE | 500 | 67794 | POPULUS | 60061 | BORAH | 1 | 0 | 0 | 0 | 0 | 0 | 0 | 3892.34 | Inland | Inland |  | 67794_60061_1 | FALSE
| FALSE | IPFE | 230 | IPFE | 230 | 60062 | BORAH | 60072 | BRADY TP | 1 | -75.2871 | 0 | 0 | 0 | 0 | -0.11239 | 669.845 | Inland | Inland |  | 60062_60072_1 | FALSE
| FALSE | IPFE | 230 | IPMV | 230 | 60062 | BORAH | 60073 | BRADY | 2 | -102.432 | 0 | 0 | 0 | 0 | -0.15292 | 669.845 | Inland | Inland |  | 60062_60073_2 | FALSE
| FALSE | IPFE | 230 | IPMV | 230 | 60062 | BORAH | 60165 | HUNT | 1 | 74.6702 | 0 | 0 | 0 | 0 | 0.10281 | 726.275 | Inland | Inland |  | 60062_60165_1 | FALSE
| FALSE | IPFE | 230 | IPMV | 230 | 60072 | BRADY TP | 60073 | BRADY | 2 | -109.637 | 0 | 0 | 0 | 0 | -0.17326 | 632.795 | Inland | Inland |  | 60072_60073_2 | FALSE
| FALSE | IPFE | 230 | IPFE | 230 | 60072 | BRADY TP | 60185 | KINPORT | 2 | 34.3501 | 0 | 0 | 0 | 0 | 0.0725 | 473.86 | Inland | Inland |  | 60072_60185_2 | FALSE
| FALSE | IPMV | 230 | IPFE | 230 | 60073 | BRADY | 60185 | KINPORT | 1 | 35.7627 | 0 | 0 | 0 | 0 | 0.0801 | 446.215 | Inland | Inland |  | 60073_60185_1 | FALSE
| FALSE | IPMV | 230 | PAID | 230 | 60073 | BRADY | 65075 | ANTLOPE | 1 | -98.204 | 0 | 0 | 0 | 0 | -0.15519 | 632.795 | Inland | Inland |  | 60073_65075_1 | FALSE
| FALSE | IPMV | 230 | PAID | 230 | 60073 | BRADY | 69520 | SUNBEAM | 1 | -73.32 | 0 | 0 | 0 | 0 | -0.18376 | 399 | Inland | Inland |  | 60073_69520_1 | FALSE
| FALSE | IPTV | 230 | IPTV | 230 | 60095 | BROWNLEE | 60102 | HORSEFLT | 4 | 84.5857 | 0 | 0 | 0 | 0 | 0.15122 | 559.36 | Inland | Inland |  | 60095_60102_4 | FALSE
| FALSE | IPTV | 230 | IPTV | 230 | 60095 | BROWNLEE | 60310 | QUARTZTP | 1 | 56.2634 | 0 | 0 | 0 | 0 | 0.11087 | 507.49 | Inland | Inland |  | 60095_60310_1 | FALSE
| FALSE | IPTV | 230 | IPTV | 230 | 60110 | CALDWELL | 60400 | GARNET | 1 | 14.3647 | 0 | 0 | 0 | 0 | 0.0187 | 770.165 | Inland | Inland |  | 60110_60400_1 | FALSE
| FALSE | IPTV | 230 | PACW | 230 | 60150 | HELLSCYN | 45103 | HURICANE | 1 | 102.8709 | 0 | 0 | 0 | 0 | 0.18181 | 565.8199 | Inland | NW |  | 60150_45103_1 | FALSE
| FALSE | IPTV | 230 | IPTV | 230 | 60156 | HEMINWAY | 60064 | BOWMONT | 1 | 91.5282 | 0 | 0 | 0 | 0 | 0.11884 | 770.165 | Inland | Inland |  | 60156_60064_1 | FALSE
| FALSE | IPMV | 500 | IPTV | 500 | 60159 | CEDARHIL | 60155 | HEMINWAY | 1 | 415.6362 | 0 | 0 | 0 | 0 | 0.10678 | 3892.34 | Inland | Inland |  | 60159_60155_1 | FALSE
| FALSE | IPMV | 230 | IPTV | 230 | 60177 | JUSTICE | 60405 | MTNAIRTP | 1 | -19.3339 | 0 | 0 | 0 | 0 | -0.043 | 449.255 | Inland | Inland |  | 60177_60405_1 | FALSE
| FALSE | IPFE | 345 | IPMV | 345 | 60190 | KINPORT | 60060 | BORAH | 1 | 86.1625 | 0 | 0 | 0 | 0 | 0.0467 | 1843.95 | Inland | Inland |  | 60190_60060_1 | FALSE
| FALSE | IPFE | 345 | PAID | 345 | 60190 | KINPORT | 65665 | GOSHEN | 1 | -60.7592 | 0 | 0 | 0 | 0 | -0.0669 | 908.295 | Inland | Inland |  | 60190_65665_1 | FALSE
| FALSE | IPFE | 345 | PAID | 345 | 60190 | KINPORT | 67790 | POPULUS | 1 | -131.076 | 0 | 0 | 0 | 0 | -0.10995 | 1192.155 | Inland | Inland |  | 60190_67790_1 | FALSE
| FALSE | IPMV | 138 | IPMV | 138 | 60195 | L MALAD | 61918 | CAWP TAP | 1 | -13.1587 | 0 | 0 | 0 | 0 | -0.0738 | 178.22 | Inland | Inland |  | 60195_61918_1 | FALSE
| FALSE | IPTV | 230 | IPTV | 230 | 60207 | LOCUST | 60400 | GARNET | 1 | -14.3647 | 0 | 0 | 0 | 0 | -0.0187 | 770.165 | Inland | Inland |  | 60207_60400_1 | FALSE
| FALSE | IPMV | 230 | IPMV | 230 | 60232 | MIDPOINT | 60165 | HUNT | 1 | 26.7514 | 0 | 0 | 0 | 0 | 0.0378 | 707.655 | Inland | Inland |  | 60232_60165_1 | FALSE
| FALSE | IPTV | 138 | IPTV | 138 | 60270 | OXBOW | 60217 | STARKEY | 1 | 21.8884 | 0 | 0 | 0 | 0 | 0.11185 | 195.7 | Inland | Inland |  | 60270_60217_1 | FALSE
| FALSE | IPTV | 230 | IPTV | 230 | 60275 | OXBOW | 60095 | BROWNLEE | 1 | 50.3094 | 0 | 0 | 0 | 0 | 0.0751 | 669.845 | Inland | Inland |  | 60275_60095_1 | FALSE
| FALSE | IPTV | 230 | IPTV | 230 | 60275 | OXBOW | 60095 | BROWNLEE | 2 | 64.7265 | 0 | 0 | 0 | 0 | 0.0579 | 1118.72 | Inland | Inland |  | 60275_60095_2 | FALSE
| FALSE | IPTV | 138 | IPTV | 138 | 60305 | QUARTZ | 61055 | NELSN TP | 1 | -4.4459 | 0 | 0 | 0 | 0 | -0.0227 | 195.7 | Inland | Inland |  | 60305_61055_1 | FALSE
| FALSE | IPTV | 230 | IPTV | 230 | 60310 | QUARTZTP | 60306 | QUARTZ | 1 | 40.4031 | 0 | 0 | 0 | 0 | 0.0796 | 507.49 | Inland | Inland |  | 60310_60306_1 | FALSE
| FALSE | IPTV | 230 | IPTV | 230 | 60310 | QUARTZTP | 60312 | N POWDER | 1 | 15.8603 | 0 | 0 | 0 | 0 | 0.0313 | 507.49 | Inland | Inland |  | 60310_60312_1 | FALSE
| FALSE | IPTV | 230 | IPTV | 230 | 60394 | DANSKIN | 60249 | HUBBARD | 1 | 87.4998 | 0 | 0 | 0 | 0 | 0.11361 | 770.165 | Inland | Inland |  | 60394_60249_1 | FALSE
| FALSE | IPTV | 230 | IPTV | 230 | 60394 | DANSKIN | 60396 | BNET MTN | 1 | -86.5873 | 0 | 0 | 0 | 0 | -0.11243 | 770.165 | Inland | Inland |  | 60394_60396_1 | FALSE
| FALSE | IPTV | 230 | IPTV | 230 | 60395 | RTLSNAKE | 60396 | BNET MTN | 1 | -39.8623 | 0 | 0 | 0 | 0 | -0.0595 | 669.845 | Inland | Inland |  | 60395_60396_1 | FALSE
| FALSE | IPTV | 230 | IPTV | 230 | 60405 | MTNAIRTP | 60407 | MTNAIR W | 1 | -26.6688 | 0 | 0 | 0 | 0 | -0.0587 | 454.1 | Inland | Inland |  | 60405_60407_1 | FALSE
| FALSE | IPMV | 138 | IPMV | 138 | 60813 | BRIDGE | 60814 | CEDAR_CK+ | 1 | 8.8351 | 0 | 0 | 0 | 0 | 0.0423 | 208.905 | Inland | Inland |  | 60813_60814_1 | FALSE
| FALSE | IPMV | 138 | IPMV | 138 | 60813 | BRIDGE | 60837 | VALLEY_MALT+ | 1 | -21.3367 | 0 | 0 | 0 | 0 | -0.12049 | 177.08 | Inland | Inland |  | 60813_60837_1 | FALSE
| FALSE | IPMV | 138 | IPMV | 138 | 60816 | E HILLS | 61950 | UNITY | 1 | 3.1352 | 0 | 0 | 0 | 0 | 0.0216 | 145.35 | Inland | Inland |  | 60816_61950_1 | FALSE
| FALSE | IPMV | 138 | IPMV | 138 | 60818 | HAYMILL+ | 61850 | HEYBURN | 1 | 33.1635 | 0 | 0 | 0 | 0 | 0.11065 | 299.725 | Inland | Inland |  | 60818_61850_1 | FALSE
| FALSE | IPMV | 138 | IPMV | 138 | 60824 | MINICO | 61850 | HEYBURN | 1 | 18.0232 | 0 | 0 | 0 | 0 | 0.0639 | 282.245 | Inland | Inland |  | 60824_61850_1 | FALSE
| FALSE | IPMV | 138 | IPMV | 138 | 60842 | NEW BURL | 60831 | RIVERTON | 1 | -35.4296 | 0 | 0 | 0 | 0 | -0.22616 | 156.655 | Inland | Inland |  | 60842_60831_1 | FALSE
| FALSE | IPMV | 138 | IPMV | 138 | 60832 | ROE CNR | 60833 | ROE_CR# | 1 | -13.2679 | 0 | 0 | 0 | 0 | -0.0453 | 292.885 | Inland | Inland |  | 60832_60833_1 | FALSE
| FALSE | IPTV | 138 | IPMV | 138 | 61201 | BLK MESA | 60414 | HIGHMESA | 1 | -4.8719 | 0 | 0 | 0 | 0 | -0.0273 | 178.22 | Inland | Inland |  | 61201_60414_1 | FALSE
| FALSE | IPMV | 138 | IPFE | 138 | 61491 | RFT R T | 61654 | PLVLY TP | 1 | -59.5896 | 0 | 0 | 0 | 0 | -0.20958 | 284.335 | Inland | Inland |  | 61491_61654_1 | FALSE
| FALSE | IPMV | 138 | IPMV | 138 | 61900 | RAFT | 61491 | RFT R T | 1 | -21.211 | 0 | 0 | 0 | 0 | -0.11978 | 177.08 | Inland | Inland |  | 61900_61491_1 | FALSE
| FALSE | IPMV | 138 | IPMV | 138 | 60812 | CANAL# | 61810 | MINIDOKA | 1 | -24.2005 | 0 | 0 | 0 | 0 | -0.1665 | 145.35 | Inland | Inland |  | 60812_61810_1 | FALSE
| FALSE | IPMV | 138 | IPMV | 138 | 61810 | MINIDOKA | 61491 | RFT R T | 1 | -38.3786 | 0 | 0 | 0 | 0 | -0.13498 | 284.335 | Inland | Inland |  | 61810_61491_1 | FALSE
| FALSE | IPTV | 115 | BPAT | 115 | 61826 | HINES | 40507 | HARNEY | 1 | 17.9493 | 0 | 0 | 0 | 0 | 0.11514 | 155.895 | Inland | NW |  | 61826_40507_1 | FALSE
| FALSE | IPTV | 138 | IPMV | 138 | 61864 | RFT R2TP | 61865 | RFT RIDL | 1 | 1.4366 | 0 | 0 | 0 | 0 | 0.0141 | 101.745 | Inland | Inland |  | 61864_61865_1 | FALSE
| FALSE | SPPC | 230 | SPPC | 230 | 64005 | ANACONDA | 64248 | ROUNDMTN | 1 | 16.6899 | 0 | 0 | 0 | 0 | 0.0551 | 302.765 | Inland | Inland |  | 64005_64248_1 | FALSE
| FALSE | SPPC | 230 | SPPC | 230 | 64005 | ANACONDA | 64379 | CRSNT DUNE | 1 | -26.9351 | 0 | 0 | 0 | 0 | -0.0791 | 340.575 | Inland | Inland |  | 64005_64379_1 | FALSE
| FALSE | SPPC | 230 | SPPC | 230 | 64006 | AUSTIN | 64045 | FRONTIER | 1 | -66.5373 | 0 | 0 | 0 | 0 | -0.22513 | 295.545 | Inland | Inland |  | 64006_64045_1 | FALSE
| FALSE | NEVP | 69 | NEVP | 69 | 18290 | NELSONTP | 18175 | MEAD NPC | 1 | -3.7952 | 0 | 0 | 0 | 0 | -0.18495 | 20.52 | SW | SW |  | 18290_18175_1 | FALSE
| FALSE | SPPC | 345 | SPPC | 345 | 64032 | COYOTECR | 64059 | HUMBOLDT | 1 | 23.4331 | 0 | 0 | 0 | 0 | 0.0281 | 834.1 | Inland | Inland |  | 64032_64059_1 | FALSE
| FALSE | SPPC | 230 | SPPC | 230 | 64045 | FRONTIER | 64069 | MACHACEK | 1 | 151.9741 | 0 | 0 | 0 | 0 | 0.42098 | 361 | Inland | Inland |  | 64045_64069_1 | FALSE
| FALSE | SPPC | 230 | SPPC | 230 | 64045 | FRONTIER | 64248 | ROUNDMTN | 1 | 8.6126 | 0 | 0 | 0 | 0 | 0.0284 | 302.765 | Inland | Inland |  | 64045_64248_1 | FALSE
| FALSE | SPPC | 230 | SPPC | 230 | 64056 | GONDER | 64069 | MACHACEK | 1 | -144.662 | 0 | 0 | 0 | 0 | -0.40073 | 361 | Inland | Inland |  | 64056_64069_1 | FALSE
| FALSE | SPPC | 230 | SPPC | 230 | 64056 | GONDER | 64460 | ROBINSON | 1 | 33.9365 | 0 | 0 | 0 | 0 | 0.11209 | 302.765 | Inland | Inland |  | 64056_64460_1 | FALSE
| FALSE | SPPC | 345 | SPPC | 345 | 64059 | HUMBOLDT | 64061 | IDAHO-NV | 1 | -28.0528 | 0 | 0 | 0 | 0 | -0.0286 | 979.83 | Inland | Inland |  | 64059_64061_1 | FALSE
| FALSE | NEVP | 500 | NEVP | 500 | 18400 | SLHWK | 18450 | H ALLEN | 1 | 213.3838 | 0 | 0 | 0 | 0 | 0.0865 | 2468.195 | SW | SW |  | 18400_18450_1 | FALSE
| FALSE | SPPC | 345 | SPPC | 345 | 64077 | MIRA LMA | 64951 | TRACY W | 1 | -48.6469 | 0 | 0 | 0 | 0 | -0.04761 | 1021.82 | Inland | Inland |  | 64077_64951_1 | FALSE
| FALSE | NEVP | 500 | NEVP | 500 | 18425 | HA CC | 18450 | H ALLEN | 1 | 287.1206 | 0 | 0 | 0 | 0 | 0.11633 | 2468.195 | SW | SW |  | 18425_18450_1 | FALSE
| FALSE | SPPC | 57.5 | SPPC | 57.5 | 64096 | SLVR PS | 64230 | NEVBD501 | 1 | 0.33247 | 0 | 0 | 0 | 0 | 0.0113 | 29.355 | Inland | Inland |  | 64096_64230_1 | FALSE
| FALSE | SPPC | 57.5 | SPPC | 57.5 | 64096 | SLVR PS | 64231 | NEVBD502 | 1 | 0.26736 | 0 | 0 | 0 | 0 | 0.00745 | 35.91 | Inland | Inland |  | 64096_64231_1 | FALSE
| FALSE | SPPC | 345 | SPPC | 345 | 64115 | TRACY E | 64128 | VAL RD N | 1 | 121.6315 | 0 | 0 | 0 | 0 | 0.17854 | 681.245 | Inland | Inland |  | 64115_64128_1 | FALSE
| FALSE | SPPC | 345 | SPPC | 345 | 64115 | TRACY E | 64130 | VALMY | 2 | 1.7995 | 0 | 0 | 0 | 0 | 0.00176 | 1021.82 | Inland | Inland |  | 64115_64130_2 | FALSE
| FALSE | SPPC | 345 | SPPC | 345 | 64115 | TRACY E | 64305 | NANIWA | 1 | 0 | 0 | 0 | 0 | 0 | 0 | 1146.745 | Inland | Inland |  | 64115_64305_1 | FALSE
| FALSE | SPPC | 230 | PAUT | 230 | 64124 | UTAH-NEV | 68168 | BLACKROC | 1 | -43.2895 | 0 | 0 | 0 | 0 | -0.097 | 446.5 | Inland | Inland |  | 64124_68168_1 | FALSE
| FALSE | SPPC | 345 | SPPC | 345 | 64128 | VAL RD N | 64018 | BRDRTWN | 1 | 78.9884 | 0 | 0 | 0 | 0 | 0.17394 | 454.1 | Inland | Inland |  | 64128_64018_1 | FALSE
| FALSE | NEVP | 500 | NEVP | 500 | 18430 | LENZIE | 18451 | NWEST | 1 | -35.9872 | 0 | 0 | 0 | 0 | -0.0146 | 2468.195 | SW | SW |  | 18430_18451_1 | FALSE
| FALSE | SPPC | 345 | SPPC | 345 | 64130 | VALMY | 64032 | COYOTECR | 1 | 147.3941 | 0 | 0 | 0 | 0 | 0.22584 | 652.65 | Inland | Inland |  | 64130_64032_1 | FALSE
| FALSE | SPPC | 345 | SPPC | 345 | 64130 | VALMY | 64043 | FALCON | 1 | 87.9868 | 0 | 0 | 0 | 0 | 0.0879 | 1001.205 | Inland | Inland |  | 64130_64043_1 | FALSE
| FALSE | NEVP | 500 | NEVP | 500 | 18450 | H ALLEN | 18430 | LENZIE | 1 | -271.525 | 0 | 0 | 0 | 0 | -0.11001 | 2468.195 | SW | SW |  | 18450_18430_1 | FALSE
| FALSE | NEVP | 500 | NEVP | 500 | 18450 | H ALLEN | 18430 | LENZIE | 2 | -271.525 | 0 | 0 | 0 | 0 | -0.11001 | 2468.195 | SW | SW |  | 18450_18430_2 | FALSE
| FALSE | NEVP | 500 | NEVP | 500 | 18450 | H ALLEN | 18452 | CRSTL N | 1 | 349.8457 | 0 | 0 | 0 | 0 | 0.10631 | 3290.895 | SW | SW |  | 18450_18452_1 | FALSE
| FALSE | SPPC | 230 | SPPC | 230 | 64205 | GONDER1 | 64056 | GONDER | 1 | 0 | 0 | 0 | 0 | 0 | 0 | 341.05 | Inland | Inland |  | 64205_64056_1 | FALSE
| FALSE | SPPC | 115 | CIPV | 115 | 64229 | SUMMIT 2 | 32218 | DRUM | 1 | 25.5206 | 0 | 0 | 0 | 0 | 0.3358 | 76 | Inland | CA |  | 64229_32218_1 | FALSE
| FALSE | SPPC | 345 | SPPC | 345 | 64310 | GONDER | 64884 | RBGONPS | 1 | 176.9356 | 0 | 0 | 0 | 0 | 0.17172 | 1030.37 | Inland | Inland |  | 64310_64884_1 | FALSE
| FALSE | NEVP | 500 | TH_Mead | 500 | 18450 | H ALLEN | 19038 | MEAD | 1 | 271.1449 | 0 | 0 | 0 | 0 | 0.0824 | 3290.895 | SW | SW |  | 18450_19038_1 | FALSE
| FALSE | SPPC | 230 | SPPC | 230 | 64500 | SALTWELL T | 64501 | SALTWELL | 1 | -28.5686 | 0 | 0 | 0 | 0 | -0.21207 | 134.71 | Inland | Inland |  | 64500_64501_1 | FALSE
| FALSE | NEVP | 500 | CISC | 500 | 18461 | LAUGHLIN1 | 24097 | MOHAVE | 1 | 3.6993 | 0 | 0 | 0 | 0 | 0.00562 | 658.16 | SW | CA |  | 18461_24097_1 | FALSE
| FALSE | NEVP | 500 | CISC | 500 | 18462 | LAUGHLIN2 | 24097 | MOHAVE | 2 | 3.6993 | 0 | 0 | 0 | 0 | 0.00562 | 658.16 | SW | CA |  | 18462_24097_2 | FALSE
| FALSE | SPPC | 345 | SPPC | 345 | 64884 | RBGONPS | 64885 | ROBINSON | 2 | 176.9356 | 0 | 0 | 0 | 0 | 0.17172 | 1030.37 | Inland | Inland |  | 64884_64885_2 | FALSE
| FALSE | SPPC | 345 | SPPC | 345 | 64900 | FT SAGE | 64017 | BRDRTNPS | 1 | -64.7907 | 0 | 0 | 0 | 0 | -0.14268 | 454.1 | Inland | Inland |  | 64900_64017_1 | FALSE
| FALSE | SPPC | 345 | SPPC | 345 | 64901 | FTSAGEPS | 64058 | HIL TOP | 1 | 92.2815 | 0 | 0 | 0 | 0 | 0.20322 | 454.1 | Inland | Inland |  | 64901_64058_1 | FALSE
| FALSE | SPPC | 345 | SPPC | 345 | 64901 | FTSAGEPS | 64900 | FT SAGE | 2 | -92.2815 | 0 | 0 | 0 | 0 | -0.20322 | 454.1 | Inland | Inland |  | 64901_64900_2 | FALSE
| FALSE | SPPC | 345 | SPPC | 345 | 64951 | TRACY W | 64115 | TRACY E | 1 | 31.7542 | 0 | 0 | 0 | 0 | 0.031076 | 1021.82 | Inland | Inland |  | 64951_64115_1 | FALSE
| FALSE | PAID | 230 | PAID | 230 | 65025 | AMPS | 65075 | ANTLOPE | 1 | -41.021 | 0 | 0 | 0 | 0 | -0.0698 | 588.05 | Inland | Inland |  | 65025_65075_1 | FALSE
| FALSE | PAWY | 230 | PAWY | 230 | 65060 | ANT MINE | 66745 | YELLOWCK | 1 | 88.5763 | 0 | 0 | 0 | 0 | 0.15161 | 584.25 | Inland | Inland |  | 65060_66745_1 | FALSE
| FALSE | PAWY | 230 | WACM | 230 | 65060 | ANT MINE | 73276 | TEKLA | 1 | -89.7339 | 0 | 0 | 0 | 0 | -0.21361 | 420.09 | Inland | RM |  | 65060_73276_1 | FALSE
| FALSE | PAID | 230 | PAID | 230 | 65075 | ANTLOPE | 65910 | LOST RIV | 1 | 31.8747 | 0 | 0 | 0 | 0 | 0.0793 | 401.85 | Inland | Inland |  | 65075_65910_1 | FALSE
| FALSE | PAUT | 138 | WACM | 138 | 65085 | ASHLEY | 79067 | VERNAL | 1 | -37.8063 | 0 | 0 | 0 | 0 | -0.29048 | 130.15 | Inland | RM |  | 65085_79067_1 | FALSE
| FALSE | PAWY | 230 | PAWY | 230 | 65090 | ATLANTIC | 66315 | ROCKSPGS | 1 | 25.2241 | 0 | 0 | 0 | 0 | 0.0555 | 454.1 | Inland | Inland |  | 65090_66315_1 | FALSE
| FALSE | PAWY | 230 | PAWY | 230 | 65090 | ATLANTIC | 66740 | WYOPO | 1 | -25.2833 | 0 | 0 | 0 | 0 | -0.0433 | 584.25 | Inland | Inland |  | 65090_66740_1 | FALSE
| FALSE | PAWY | 230 | PAWY | 230 | 65090 | ATLANTIC | 67485 | COL GEN | 1 | 0.0592 | 0 | 0 | 0 | 0 | 0.00138 | 42.75 | Inland | Inland |  | 65090_67485_1 | FALSE
| FALSE | PAWY | 230 | PAWY | 230 | 65095 | BADWATER | 66535 | THERMOPL | 1 | 6.6541 | 0 | 0 | 0 | 0 | 0.0158 | 419.9 | Inland | Inland |  | 65095_66535_1 | FALSE
| FALSE | PAWY | 230 | PAWY | 230 | 65105 | BAR-X | 67529 | BITR CRK | 1 | 96.0122 | 0 | 0 | 0 | 0 | 0.21143 | 454.1 | Inland | Inland |  | 65105_67529_1 | FALSE
| FALSE | PAWY | 230 | PAWY | 230 | 65105 | BAR-X | 67530 | ECHOSPRG | 1 | -98.0121 | 0 | 0 | 0 | 0 | -0.21584 | 454.1 | Inland | Inland |  | 65105_67530_1 | FALSE
| FALSE | PAUT | 345 | PAUT | 345 | 65135 | BENLOMND | 66476 | SYRACUSE | 1 | 151.7361 | 0 | 0 | 0 | 0 | 0.092485 | 1640.65 | Inland | Inland |  | 65135_66476_1 | FALSE
| FALSE | PAUT | 345 | PAUT | 345 | 65135 | BENLOMND | 66510 | TERMINAL | 3 | 7.1997 | 0 | 0 | 0 | 0 | 0.00385 | 1872.45 | Inland | Inland |  | 65135_66510_3 | FALSE
| FALSE | PAUT | 345 | PAUT | 345 | 65135 | BENLOMND | 66510 | TERMINAL | 4 | 7.1997 | 0 | 0 | 0 | 0 | 0.00385 | 1872.45 | Inland | Inland |  | 65135_66510_4 | FALSE
| FALSE | PAUT | 345 | PAID | 345 | 65135 | BENLOMND | 67790 | POPULUS | 1 | -59.816 | 0 | 0 | 0 | 0 | -0.0319 | 1872.45 | Inland | Inland |  | 65135_67790_1 | FALSE
| FALSE | PAUT | 345 | PAID | 345 | 65135 | BENLOMND | 67790 | POPULUS | 2 | -59.816 | 0 | 0 | 0 | 0 | -0.0319 | 1872.45 | Inland | Inland |  | 65135_67790_2 | FALSE
| FALSE | PAUT | 230 | PAWY | 230 | 65140 | BENLOMND | 65160 | BIRCH CK | 1 | -104.539 | 0 | 0 | 0 | 0 | -0.11368 | 919.6 | Inland | Inland |  | 65140_65160_1 | FALSE
| FALSE | PAUT | 230 | PAWY | 230 | 65140 | BENLOMND | 66050 | NAUGHTON | 1 | -103.169 | 0 | 0 | 0 | 0 | -0.13132 | 785.65 | Inland | Inland |  | 65140_66050_1 | FALSE
| FALSE | PAWY | 230 | PAWY | 230 | 65160 | BIRCH CK | 66050 | NAUGHTON | 1 | -101.495 | 0 | 0 | 0 | 0 | -0.12704 | 798.95 | Inland | Inland |  | 65160_66050_1 | FALSE
| FALSE | PAWY | 230 | PAWY | 230 | 65160 | BIRCH CK | 66270 | RAILROAD | 1 | -3.0443 | 0 | 0 | 0 | 0 | -0.00593 | 513 | Inland | Inland |  | 65160_66270_1 | FALSE
| FALSE | PAWY | 230 | PAWY | 230 | 65165 | BLACKSFK | 66010 | MONUMENT | 1 | 12.3275 | 0 | 0 | 0 | 0 | 0.0202 | 609.9 | Inland | Inland |  | 65165_66010_1 | FALSE
| FALSE | PAWY | 230 | PAWY | 230 | 65165 | BLACKSFK | 66670 | WESTVACO | 1 | -60.211 | 0 | 0 | 0 | 0 | -0.09872 | 609.9 | Inland | Inland |  | 65165_66670_1 | FALSE
| FALSE | PAWY | 230 | PAWY | 230 | 65175 | BLUE RIM | 65176 | MANSFACE | 1 | -55.7605 | 0 | 0 | 0 | 0 | -0.10481 | 532 | Inland | Inland |  | 65175_65176_1 | FALSE
| FALSE | PAWY | 230 | PAWY | 230 | 65175 | BLUE RIM | 66325 | S. TRONA | 1 | 55.7605 | 0 | 0 | 0 | 0 | 0.0962 | 579.5 | Inland | Inland |  | 65175_66325_1 | FALSE
| FALSE | PAWY | 230 | PAWY | 230 | 65176 | MANSFACE | 65215 | BRDGR PP | 1 | 7.6135 | 0 | 0 | 0 | 0 | 0.0143 | 532 | Inland | Inland |  | 65176_65215_1 | FALSE
| FALSE | PAWY | 230 | PAWY | 230 | 65176 | MANSFACE | 65555 | FIREHOLE | 1 | -71.3899 | 0 | 0 | 0 | 0 | -0.12319 | 579.5 | Inland | Inland |  | 65176_65555_1 | FALSE
| FALSE | PAUT | 345 | PAUT | 345 | 65193 | BONANZA | 65995 | MONA | 1 | -46.9808 | 0 | 0 | 0 | 0 | -0.0659 | 712.5 | Inland | Inland |  | 65193_65995_1 | FALSE
| FALSE | PAWY | 230 | PAWY | 230 | 65220 | BRIDGER | 66020 | MUSTANG | 1 | -24.0985 | 0 | 0 | 0 | 0 | -0.0418 | 576.65 | Inland | Inland |  | 65220_66020_1 | FALSE
| FALSE | PAWY | 230 | PAWY | 230 | 65220 | BRIDGER | 66250 | PT ROCKS | 1 | -13.1958 | 0 | 0 | 0 | 0 | -0.0215 | 614.65 | Inland | Inland |  | 65220_66250_1 | FALSE
| FALSE | PAWY | 230 | PAWY | 230 | 65220 | BRIDGER | 66315 | ROCKSPGS | 1 | 43.4045 | 0 | 0 | 0 | 0 | 0.0753 | 576.65 | Inland | Inland |  | 65220_66315_1 | FALSE
| FALSE | NEVP | 230 | CISC | 230 | 18595 | NSO | 24041 | ELDORDO | 1 | 78.1855 | 0 | 0 | 0 | 0 | 0.1053 | 742.52 | SW | CA |  | 18595_24041_1 | FALSE
| FALSE | PAWY | 230 | PAWY | 230 | 65235 | BUFFALO | 65293 | CARR DRA | 1 | -127.15 | 0 | 0 | 0 | 0 | -0.28001 | 454.1 | Inland | Inland |  | 65235_65293_1 | FALSE
| FALSE | PAWY | 230 | PAWY | 230 | 65235 | BUFFALO | 65875 | KAYCEE | 1 | 107.1195 | 0 | 0 | 0 | 0 | 0.35347 | 303.05 | Inland | Inland |  | 65235_65875_1 | FALSE
| FALSE | PAWY | 230 | PAWY | 230 | 65235 | BUFFALO | 66335 | SHERIDAN | 1 | 9.6185 | 0 | 0 | 0 | 0 | 0.0284 | 338.2 | Inland | Inland |  | 65235_66335_1 | FALSE
| FALSE | PAUT | 345 | PAUT | 345 | 65259 | CAMPSVC | 65260 | CAMP WIL | 1 | 0 | 0 | 0 | 0 | 0 | 0 | 950 | Inland | Inland |  | 65259_65260_1 | FALSE
| FALSE | PAUT | 345 | PAUT | 345 | 65260 | CAMP WIL | 65511 | STEEL MILL | 1 | -430.638 | 0 | 0 | 0 | 0 | -0.22964 | 1875.3 | Inland | Inland |  | 65260_65511_1 | FALSE
| FALSE | PAUT | 345 | PAUT | 345 | 65260 | CAMP WIL | 65995 | MONA | 1 | -283.281 | 0 | 0 | 0 | 0 | -0.15206 | 1862.95 | Inland | Inland |  | 65260_65995_1 | FALSE
| FALSE | PAUT | 345 | PAUT | 345 | 65260 | CAMP WIL | 65996 | CLOVER | 3 | -275.777 | 0 | 0 | 0 | 0 | -0.17755 | 1553.25 | Inland | Inland |  | 65260_65996_3 | FALSE
| FALSE | PAUT | 345 | PAUT | 345 | 65260 | CAMP WIL | 66080 | NINETY S | 1 | 220.9704 | 0 | 0 | 0 | 0 | 0.12801 | 1726.15 | Inland | Inland |  | 65260_66080_1 | FALSE
| FALSE | PAUT | 345 | PAUT | 345 | 65260 | CAMP WIL | 66080 | NINETY S | 2 | 212.8621 | 0 | 0 | 0 | 0 | 0.12539 | 1697.65 | Inland | Inland |  | 65260_66080_2 | FALSE
| FALSE | PAUT | 345 | PAUT | 345 | 65260 | CAMP WIL | 66080 | NINETY S | 3 | 212.8621 | 0 | 0 | 0 | 0 | 0.10417 | 2043.45 | Inland | Inland |  | 65260_66080_3 | FALSE
| FALSE | PAUT | 345 | PAUT | 345 | 65260 | CAMP WIL | 66080 | NINETY S | 4 | 212.8621 | 0 | 0 | 0 | 0 | 0.10417 | 2043.45 | Inland | Inland |  | 65260_66080_4 | FALSE
| FALSE | PAUT | 345 | PAUT | 345 | 65260 | CAMP WIL | 66133 | OQUIRRH | 1 | 294.6185 | 0 | 0 | 0 | 0 | 0.1504 | 1958.9 | Inland | Inland |  | 65260_66133_1 | FALSE
| FALSE | PAUT | 345 | PAUT | 345 | 65260 | CAMP WIL | 66133 | OQUIRRH | 2 | 294.6185 | 0 | 0 | 0 | 0 | 0.1504 | 1958.9 | Inland | Inland |  | 65260_66133_2 | FALSE
| FALSE | PAUT | 345 | PAUT | 345 | 65260 | CAMP WIL | 66400 | SPAN FRK | 1 | -263.278 | 0 | 0 | 0 | 0 | -0.16047 | 1640.65 | Inland | Inland |  | 65260_66400_1 | FALSE
| FALSE | PAWY | 230 | PAWY | 230 | 65293 | CARR DRA | 66725 | WYODAK | 1 | -66.9967 | 0 | 0 | 0 | 0 | -0.14754 | 454.1 | Inland | Inland |  | 65293_66725_1 | FALSE
| FALSE | PAWY | 230 | WACM | 230 | 65293 | CARR DRA | 76401 | BARBERCK | 1 | 79.6608 | 0 | 0 | 0 | 0 | 0.17009 | 468.35 | Inland | RM |  | 65293_76401_1 | FALSE
| FALSE | PAWY | 230 | WACM | 230 | 65293 | CARR DRA | 76402 | DRYFORK | 1 | -147.46 | 0 | 0 | 0 | 0 | -0.31485 | 468.35 | Inland | RM |  | 65293_76402_1 | FALSE
| FALSE | PAWY | 230 | PAWY | 230 | 65300 | CASPERPP | 65420 | DAVEJOHN | 1 | -142.131 | 0 | 0 | 0 | 0 | -0.15832 | 897.75 | Inland | Inland |  | 65300_65420_1 | FALSE
| FALSE | PAWY | 230 | PAWY | 230 | 65300 | CASPERPP | 65954 | CLAIMJMP | 1 | -44.7083 | 0 | 0 | 0 | 0 | -0.13219 | 338.2 | Inland | Inland |  | 65300_65954_1 | FALSE
| FALSE | PAWY | 230 | PAWY | 230 | 65300 | CASPERPP | 66305 | RIVERTON | 1 | 68.6523 | 0 | 0 | 0 | 0 | 0.11693 | 587.1 | Inland | Inland |  | 65300_66305_1 | FALSE
| FALSE | PAWY | 230 | PAWY | 230 | 65300 | CASPERPP | 66410 | SPENCE | 1 | 93.1016 | 0 | 0 | 0 | 0 | 0.22172 | 419.9 | Inland | Inland |  | 65300_66410_1 | TRUE | PAWY | 0
| FALSE | PAWY | 230 | PAWY | 230 | 65300 | CASPERPP | 69512 | LATIGO | 1 | -141.397 | 0 | 0 | 0 | 0 | -0.14493 | 975.6499 | Inland | Inland |  | 65300_69512_1 | FALSE
| FALSE | PAWY | 115 | WACM | 115 | 65305 | CASPERPP | 73167 | REFNRYTP | 1 | -21.61 | 0 | 0 | 0 | 0 | -0.19442 | 111.15 | Inland | RM |  | 65305_73167_1 | FALSE
| FALSE | PAUT | 345 | PAUT | 345 | 65311 | THREE &1 | 65312 | THREE PK | 1 | -16.351 | 0 | 0 | 0 | 0 | -0.016 | 1022.2 | Inland | Inland |  | 65311_65312_1 | FALSE
| FALSE | PAUT | 345 | PAUT | 345 | 65311 | THREE &1 | 66340 | SIGURD | 1 | 16.351 | 0 | 0 | 0 | 0 | 0.0115 | 1419.3 | Inland | Inland |  | 65311_66340_1 | FALSE
| FALSE | PAUT | 345 | PAUT | 345 | 65312 | THREE PK | 66280 | REDBUTTE | 1 | 233.7868 | 0 | 0 | 0 | 0 | 0.20593 | 1135.25 | Inland | Inland |  | 65312_66280_1 | FALSE
| FALSE | PAWY | 230 | PAWY | 230 | 65320 | CHAPPELC | 65374 | CRAVENCK | 1 | -67.7876 | 0 | 0 | 0 | 0 | -0.14928 | 454.1 | Inland | Inland |  | 65320_65374_1 | FALSE
| FALSE | PAWY | 230 | PAWY | 230 | 65320 | CHAPPELC | 67730 | CHIMBUT | 1 | 9.4924 | 0 | 0 | 0 | 0 | 0.0154 | 614.65 | Inland | Inland |  | 65320_67730_1 | FALSE
| FALSE | PAWY | 230 | PAWY | 230 | 65374 | CRAVENCK | 66011 | MONU PST | 1 | 4.8607 | 0 | 0 | 0 | 0 | 0.0079 | 615.6 | Inland | Inland |  | 65374_66011_1 | FALSE
| FALSE | PAWY | 230 | PAWY | 230 | 65374 | CRAVENCK | 66050 | NAUGHTON | 1 | -102.693 | 0 | 0 | 0 | 0 | -0.22615 | 454.1 | Inland | Inland |  | 65374_66050_1 | FALSE
| FALSE | PAID | 115 | PAID | 115 | 65380 | CRYSTAL_SP | 66530 | TETON | 1 | -7.1901 | 0 | 0 | 0 | 0 | -0.0521 | 138.13 | Inland | Inland |  | 65380_66530_1 | FALSE
| FALSE | PAUT | 345 | PAUT | 345 | 65394 | CURRANTC | 65995 | MONA | 1 | 198.3573 | 0 | 0 | 0 | 0 | 0.12716 | 1559.9 | Inland | Inland |  | 65394_65995_1 | FALSE
| FALSE | PAWY | 230 | PAWY | 230 | 65420 | DAVEJOHN | 67814 | WINDSTAR | 1 | -168.682 | 0 | 0 | 0 | 0 | -0.17256 | 977.55 | Inland | Inland |  | 65420_67814_1 | FALSE
| FALSE | PAWY | 230 | PAWY | 230 | 65420 | DAVEJOHN | 67814 | WINDSTAR | 2 | -202.124 | 0 | 0 | 0 | 0 | -0.20677 | 977.55 | Inland | Inland |  | 65420_67814_2 | FALSE
| FALSE | PAWY | 230 | WACM | 230 | 65420 | DAVEJOHN | 73548 | GOSH COUNTY | 1 | 83.2412 | 0 | 0 | 0 | 0 | 0.19824 | 419.9 | Inland | RM |  | 65420_73548_1 | FALSE
| FALSE | PAWY | 115 | WACM | 115 | 65425 | DAVEJOHN | 73070 | DAVEJTPN | 1 | 52.5509 | 0 | 0 | 0 | 0 | 0.33937 | 154.85 | Inland | RM |  | 65425_73070_1 | FALSE
| FALSE | PAWY | 230 | PAWY | 230 | 65460 | DIFICULT | 69028 | SHIRLYBS | 1 | -19.4785 | 0 | 0 | 0 | 0 | -0.0208 | 936.7001 | Inland | Inland |  | 65460_69028_1 | TRUE | PAWY | 0
| FALSE | PAID | 115 | PAID | 115 | 65470 | DRUMMOND | 66495 | TARGHEE | 1 | -5.159 | 0 | 0 | 0 | 0 | -0.044 | 117.325 | Inland | Inland |  | 65470_66495_1 | FALSE
| FALSE | PAUT | 345 | PAUT | 345 | 65510 | EMERY | 65805 | HUNTNGTN | 1 | 206.3473 | 0 | 0 | 0 | 0 | 0.18314 | 1126.7 | Inland | Inland |  | 65510_65805_1 | FALSE
| FALSE | PAUT | 345 | PAUT | 345 | 65510 | EMERY | 66340 | SIGURD | 1 | 179.3872 | 0 | 0 | 0 | 0 | 0.15802 | 1135.25 | Inland | Inland |  | 65510_66340_1 | FALSE
| FALSE | PAUT | 345 | PAUT | 345 | 65510 | EMERY | 66340 | SIGURD | 2 | 179.3872 | 0 | 0 | 0 | 0 | 0.15802 | 1135.25 | Inland | Inland |  | 65510_66340_2 | FALSE
| FALSE | PAUT | 345 | PAUT | 345 | 65510 | EMERY | 66400 | SPAN FRK | 1 | 381.2537 | 0 | 0 | 0 | 0 | 0.25825 | 1476.3 | Inland | Inland |  | 65510_66400_1 | FALSE
| FALSE | PAUT | 345 | PAUT | 345 | 65511 | STEEL MILL | 66400 | SPAN FRK | 1 | -141.058 | 0 | 0 | 0 | 0 | -0.086 | 1640.65 | Inland | Inland |  | 65511_66400_1 | FALSE
| FALSE | PAID | 115 | PAID | 115 | 65535 | TINCUP | 66380 | SNAKE R | 1 | -2.0428 | 0 | 0 | 0 | 0 | -0.0126 | 161.785 | Inland | Inland |  | 65535_66380_1 | FALSE
| FALSE | PAID | 115 | PAID | 115 | 65535 | TINCUP | 66811 | LANES_CK | 1 | 0.85732 | 0 | 0 | 0 | 0 | 0.00432 | 198.265 | Inland | Inland |  | 65535_66811_1 | FALSE
| FALSE | PAWY | 230 | PAWY | 230 | 65545 | EXXON WY | 66010 | MONUMENT | 1 | -73.3639 | 0 | 0 | 0 | 0 | -0.16156 | 454.1 | Inland | Inland |  | 65545_66010_1 | FALSE
| FALSE | PAWY | 230 | PAWY | 230 | 65555 | FIREHOLE | 65895 | LITTLEMT | 1 | 1.3733 | 0 | 0 | 0 | 0 | 0.00482 | 285 | Inland | Inland |  | 65555_65895_1 | FALSE
| FALSE | PAID | 161 | PAID | 161 | 65560 | FISHCREK | 65670 | GOSHEN | 1 | -4.6519 | 0 | 0 | 0 | 0 | -0.0235 | 197.6 | Inland | Inland |  | 65560_65670_1 | FALSE
| FALSE | PAID | 138 | PAUT | 138 | 65570 | FRANKLIN | 65725 | GRCYN TP | 1 | 29.1088 | 0 | 0 | 0 | 0 | 0.17814 | 163.4 | Inland | Inland |  | 65570_65725_1 | FALSE
| FALSE | PAWY | 230 | PAWY | 230 | 65575 | FRANNIE | 65620 | GARLAND | 1 | 128.3392 | 0 | 0 | 0 | 0 | 0.22038 | 582.35 | Inland | Inland |  | 65575_65620_1 | FALSE
| FALSE | PAWY | 230 | PAWY | 230 | 65580 | FT CREEK | 69070 | HIPLAINS | 1 | -57.489 | 0 | 0 | 0 | 0 | -0.16311 | 352.45 | Inland | Inland |  | 65580_69070_1 | FALSE
| FALSE | PAWY | 230 | PAWY | 230 | 65580 | FT CREEK | 69143 | STNDPIPE | 1 | 122.2257 | 0 | 0 | 0 | 0 | 0.19978 | 611.8 | Inland | Inland |  | 65580_69143_1 | TRUE | PAWY | 0
| FALSE | PAWY | 230 | PAWY | 230 | 65620 | GARLAND | 66145 | OREBASIN | 1 | 105.4567 | 0 | 0 | 0 | 0 | 0.23223 | 454.1 | Inland | Inland |  | 65620_66145_1 | FALSE
| FALSE | PAWY | 230 | PAWY | 230 | 65720 | GRASS CK | 66145 | OREBASIN | 1 | -50.7783 | 0 | 0 | 0 | 0 | -0.11182 | 454.1 | Inland | Inland |  | 65720_66145_1 | FALSE
| FALSE | PAWY | 230 | PAWY | 230 | 65720 | GRASS CK | 66535 | THERMOPL | 1 | 40.8654 | 0 | 0 | 0 | 0 | 0.13485 | 303.05 | Inland | Inland |  | 65720_66535_1 | FALSE
| FALSE | PAUT | 345 | PAUT | 345 | 65805 | HUNTNGTN | 66400 | SPAN FRK | 1 | 364.8174 | 0 | 0 | 0 | 0 | 0.2678 | 1362.3 | Inland | Inland |  | 65805_66400_1 | FALSE
| FALSE | PAUT | 345 | PAUT | 345 | 65805 | HUNTNGTN | 67582 | PINTO &1 | 1 | 199.7268 | 0 | 0 | 0 | 0 | 0.14733 | 1355.65 | Inland | Inland |  | 65805_67582_1 | FALSE
| FALSE | PAWY | 230 | PAWY | 230 | 65875 | KAYCEE | 65955 | MIDWEST | 1 | 103.4248 | 0 | 0 | 0 | 0 | 0.30581 | 338.2 | Inland | Inland |  | 65875_65955_1 | FALSE
| FALSE | PAWY | 230 | WACM | 230 | 65895 | LITTLEMT | 79126 | FLAMGORG | 1 | 0.0138 | 0 | 0 | 0 | 0 | 4.85e-05 | 285 | Inland | RM |  | 65895_79126_1 | FALSE
| FALSE | PAID | 230 | PAID | 230 | 65910 | LOST RIV | 66765 | SPAR CYN | 1 | 0.90817 | 0 | 0 | 0 | 0 | 0.00174 | 522.31 | Inland | Inland |  | 65910_66765_1 | FALSE
| FALSE | PAID | 115 | PAID | 115 | 65915 | MACKS_INN_HV | 66665 | MADISN | 1 | 4.3578 | 0 | 0 | 0 | 0 | 0.0259 | 168.435 | Inland | Inland |  | 65915_66665_1 | FALSE
| FALSE | PAID | 138 | IPFE | 138 | 65920 | MALAD | 60020 | AMFLS | 1 | -12.7443 | 0 | 0 | 0 | 0 | -0.0883 | 144.4 | Inland | Inland |  | 65920_60020_1 | FALSE
| FALSE | PAID | 138 | PAUT | 138 | 65920 | MALAD | 66105 | NUCOR TP | 1 | -0.52825 | 0 | 0 | 0 | 0 | -0.00312 | 169.1 | Inland | Inland |  | 65920_66105_1 | FALSE
| FALSE | PAUT | 345 | PAUT | 345 | 65945 | MIDVALLY | 66080 | NINETY S | 1 | -215.925 | 0 | 0 | 0 | 0 | -0.11479 | 1881 | Inland | Inland |  | 65945_66080_1 | FALSE
| FALSE | PAUT | 345 | PAUT | 345 | 65945 | MIDVALLY | 66510 | TERMINAL | 1 | 35.941 | 0 | 0 | 0 | 0 | 0.0191 | 1881 | Inland | Inland |  | 65945_66510_1 | FALSE
| FALSE | PAWY | 230 | PAWY | 230 | 65954 | CLAIMJMP | 65955 | MIDWEST | 1 | -76.2068 | 0 | 0 | 0 | 0 | -0.22533 | 338.2 | Inland | Inland |  | 65954_65955_1 | FALSE
| FALSE | PAWY | 230 | PAWY | 230 | 65975 | MINERS | 69143 | STNDPIPE | 1 | -0.62378 | 0 | 0 | 0 | 0 | -0.00103 | 605.15 | Inland | Inland |  | 65975_69143_1 | FALSE
| FALSE | PAUT | 345 | PAUT | 345 | 65995 | MONA | 65996 | CLOVER | 2 | -318.319 | 0 | 0 | 0 | 0 | -0.23077 | 1379.4 | Inland | Inland |  | 65995_65996_2 | FALSE
| FALSE | PAUT | 345 | PAUT | 345 | 65996 | CLOVER | 66340 | SIGURD | 1 | -217.824 | 0 | 0 | 0 | 0 | -0.15791 | 1379.4 | Inland | Inland |  | 65996_66340_1 | FALSE
| FALSE | PAUT | 345 | PAUT | 345 | 65996 | CLOVER | 66340 | SIGURD | 2 | -217.824 | 0 | 0 | 0 | 0 | -0.15989 | 1362.3 | Inland | Inland |  | 65996_66340_2 | FALSE
| FALSE | PAUT | 345 | PAUT | 345 | 65996 | CLOVER | 67808 | LIMBER | 1 | 167.2051 | 0 | 0 | 0 | 0 | 0.0866 | 1930.4 | Inland | Inland |  | 65996_67808_1 | FALSE
| FALSE | PAWY | 230 | PAWY | 230 | 66010 | MONUMENT | 66325 | S. TRONA | 1 | -6.6146 | 0 | 0 | 0 | 0 | -0.0124 | 532 | Inland | Inland |  | 66010_66325_1 | FALSE
| FALSE | PAWY | 230 | PAWY | 230 | 66011 | MONU PST | 69107 | LIMA | 1 | -49.561 | 0 | 0 | 0 | 0 | -0.0858 | 577.6 | Inland | Inland |  | 66011_69107_1 | FALSE
| FALSE | PAWY | 230 | PAWY | 230 | 66020 | MUSTANG | 66410 | SPENCE | 1 | -47.8439 | 0 | 0 | 0 | 0 | -0.0828 | 577.6 | Inland | Inland |  | 66020_66410_1 | FALSE
| FALSE | PAWY | 230 | PAID | 230 | 66050 | NAUGHTON | 66565 | TREASTON | 1 | 76.9054 | 0 | 0 | 0 | 0 | 0.14054 | 547.2 | Inland | Inland |  | 66050_66565_1 | FALSE
| FALSE | PAWY | 230 | PAWY | 230 | 66050 | NAUGHTON | 69107 | LIMA | 1 | 64.9675 | 0 | 0 | 0 | 0 | 0.14307 | 454.1 | Inland | Inland |  | 66050_69107_1 | FALSE
| FALSE | PAUT | 345 | PAUT | 345 | 66133 | OQUIRRH | 66510 | TERMINAL | 1 | 113.175 | 0 | 0 | 0 | 0 | 0.069 | 1640.65 | Inland | Inland |  | 66133_66510_1 | FALSE
| FALSE | PAUT | 345 | PAUT | 345 | 66133 | OQUIRRH | 66510 | TERMINAL | 2 | 113.175 | 0 | 0 | 0 | 0 | 0.069 | 1640.65 | Inland | Inland |  | 66133_66510_2 | FALSE
| FALSE | PAUT | 345 | PAUT | 345 | 66133 | OQUIRRH | 66510 | TERMINAL | 3 | 113.3792 | 0 | 0 | 0 | 0 | 0.069106 | 1640.65 | Inland | Inland |  | 66133_66510_3 | FALSE
| FALSE | PAUT | 345 | PAUT | 345 | 66133 | OQUIRRH | 66510 | TERMINAL | 4 | 113.3792 | 0 | 0 | 0 | 0 | 0.069106 | 1640.65 | Inland | Inland |  | 66133_66510_4 | FALSE
| FALSE | NEVP | 230 | NEVP | 230 | 18674 | GREENWAY | 18018 | FAULKNER | 1 | 46.7063 | 0 | 0 | 0 | 0 | 0.11428 | 408.69 | SW | SW |  | 18674_18018_1 | FALSE
| FALSE | PAWY | 230 | PAWY | 230 | 66180 | PALISADE | 66266 | RAVEN | 1 | 81.7169 | 0 | 0 | 0 | 0 | 0.13398 | 609.9 | Inland | Inland |  | 66180_66266_1 | FALSE
| FALSE | PAWY | 230 | PAWY | 230 | 66180 | PALISADE | 66315 | ROCKSPGS | 1 | -81.7169 | 0 | 0 | 0 | 0 | -0.13398 | 609.9 | Inland | Inland |  | 66180_66315_1 | FALSE
| FALSE | PAUT | 230 | PAUT | 230 | 66195 | PAROWAN | 66345 | SIGURD | 1 | 15.848 | 0 | 0 | 0 | 0 | 0.0383 | 414.2 | Inland | Inland |  | 66195_66345_1 | FALSE
| FALSE | PAUT | 230 | PAUT | 230 | 66195 | PAROWAN | 66630 | W CEDAR | 1 | -0.146 | 0 | 0 | 0 | 0 | -0.000569 | 256.5 | Inland | Inland |  | 66195_66630_1 | FALSE
| FALSE | PAUT | 230 | PAUT | 230 | 66210 | PAVANT | 66345 | SIGURD | 1 | -43.4887 | 0 | 0 | 0 | 0 | -0.0976 | 445.55 | Inland | Inland |  | 66210_66345_1 | FALSE
| FALSE | PAUT | 230 | PAUT | 230 | 66210 | PAVANT | 68168 | BLACKROC | 1 | 47.8649 | 0 | 0 | 0 | 0 | 0.1072 | 446.5 | Inland | Inland |  | 66210_68168_1 | FALSE
| FALSE | PAUT | 345 | PAUT | 345 | 66225 | PINTO | 67582 | PINTO &1 | 3 | -199.727 | 0 | 0 | 0 | 0 | -0.14733 | 1355.65 | Inland | Inland |  | 66225_67582_3 | FALSE
| FALSE | PAUT | 345 | AZPS | 345 | 66235 | PINTO PS | 14101 | FOURCORN | 1 | 191.8556 | 0 | 0 | 0 | 0 | 0.2332 | 822.7 | Inland | SW |  | 66235_14101_1 | FALSE
| FALSE | PAWY | 230 | PAWY | 230 | 66240 | PLATTE | 67499 | LATHAM | 1 | 103.2852 | 0 | 0 | 0 | 0 | 0.22745 | 454.1 | Inland | Inland |  | 66240_67499_1 | FALSE
| FALSE | PAWY | 115 | WACM | 115 | 66245 | PLATTE | 73177 | SEMINOTP | 1 | 0 | 0 | 0 | 0 | 0 | 0 | 95 | Inland | RM |  | 66245_73177_1 | FALSE
| FALSE | PAWY | 230 | PAWY | 230 | 66250 | PT ROCKS | 66315 | ROCKSPGS | 1 | 61.9903 | 0 | 0 | 0 | 0 | 0.10508 | 589.95 | Inland | Inland |  | 66250_66315_1 | FALSE
| FALSE | PAWY | 230 | PAWY | 230 | 66250 | PT ROCKS | 67529 | BITR CRK | 1 | -79.5039 | 0 | 0 | 0 | 0 | -0.13765 | 577.6 | Inland | Inland |  | 66250_67529_1 | FALSE
| FALSE | PAWY | 230 | PAWY | 230 | 66266 | RAVEN | 66670 | WESTVACO | 1 | 62.5854 | 0 | 0 | 0 | 0 | 0.10262 | 609.9 | Inland | Inland |  | 66266_66670_1 | FALSE
| FALSE | PAUT | 345 | PAUT | 345 | 66280 | REDBUTTE | 66281 | REDBUSVC | 1 | 0 | 0 | 0 | 0 | 0 | 0 | 908.2 | Inland | Inland |  | 66280_66281_1 | FALSE
| FALSE | PAUT | 345 | PAUT | 345 | 66280 | REDBUTTE | 66423 | STGEORGE | 1 | 136.7279 | 0 | 0 | 0 | 0 | 0.0833 | 1640.65 | Inland | Inland |  | 66280_66423_1 | FALSE
| FALSE | PAUT | 345 | PAUT | 345 | 66280 | REDBUTTE | 67657 | UTAH-NEV | 1 | 116.1058 | 0 | 0 | 0 | 0 | 0.12798 | 907.25 | Inland | Inland |  | 66280_67657_1 | FALSE
| FALSE | PAUT | 345 | PAUT | 345 | 66280 | REDBUTTE | 69998 | SIGURD&2 | 1 | -104.571 | 0 | 0 | 0 | 0 | -0.0683 | 1531.4 | Inland | Inland |  | 66280_69998_1 | FALSE
| FALSE | PAWY | 230 | PAWY | 230 | 66305 | RIVERTON | 66535 | THERMOPL | 1 | -11.1363 | 0 | 0 | 0 | 0 | -0.024 | 463.6 | Inland | Inland |  | 66305_66535_1 | FALSE
| FALSE | PAWY | 230 | PAWY | 230 | 66305 | RIVERTON | 66740 | WYOPO | 1 | 33.2285 | 0 | 0 | 0 | 0 | 0.0569 | 584.25 | Inland | Inland |  | 66305_66740_1 | FALSE
| FALSE | PAWY | 230 | WACM | 230 | 66335 | SHERIDAN | 76312 | TONGRIVR | 1 | -84.2346 | 0 | 0 | 0 | 0 | -0.1855 | 454.1 | Inland | RM |  | 66335_76312_1 | FALSE
| FALSE | PAID | 115 | PAID | 115 | 66380 | SNAKE R | 66821 | TINCUP# | 1 | 2.6091 | 0 | 0 | 0 | 0 | 0.0161 | 161.785 | Inland | Inland |  | 66380_66821_1 | FALSE
| FALSE | PAID | 115 | PAID | 115 | 66470 | SWAN VLY | 66490 | TARGEE# | 1 | 24.0272 | 0 | 0 | 0 | 0 | 0.1165 | 206.245 | Inland | Inland |  | 66470_66490_1 | FALSE
| FALSE | PAUT | 345 | PAUT | 345 | 66476 | SYRACUSE | 66510 | TERMINAL | 1 | -105.024 | 0 | 0 | 0 | 0 | -0.0617 | 1703.35 | Inland | Inland |  | 66476_66510_1 | FALSE
| FALSE | PAID | 115 | PAID | 115 | 66490 | TARGEE# | 66766 | VICTOR+ | 1 | 19.328 | 0 | 0 | 0 | 0 | 0.14807 | 130.53 | Inland | Inland |  | 66490_66766_1 | FALSE
| FALSE | PAID | 115 | PAID | 115 | 66530 | TETON | 66710 | WILSON | 1 | 11.8762 | 0 | 0 | 0 | 0 | 0.13768 | 86.26 | Inland | Inland |  | 66530_66710_1 | FALSE
| FALSE | PAWY | 115 | WACM | 115 | 66540 | THERPACE | 73197 | THERMOPL | 1 | 15.7393 | 0 | 0 | 0 | 0 | 0.1534 | 102.6 | Inland | RM |  | 66540_73197_1 | FALSE
| FALSE | PAWY | 115 | WACM | 115 | 66540 | THERPACE | 73197 | THERMOPL | 2 | 15.7393 | 0 | 0 | 0 | 0 | 0.1534 | 102.6 | Inland | RM |  | 66540_73197_2 | FALSE
| FALSE | PAID | 230 | PAID | 230 | 66565 | TREASTON | 69520 | SUNBEAM | 1 | -20.1166 | 0 | 0 | 0 | 0 | -0.04287 | 469.3 | Inland | Inland |  | 66565_69520_1 | FALSE
| FALSE | PAID | 138 | PAUT | 138 | 66570 | TREASTON | 66680 | WHEELON | 1 | 19.2065 | 0 | 0 | 0 | 0 | 0.12715 | 151.05 | Inland | Inland |  | 66570_66680_1 | FALSE
| FALSE | PAID | 138 | PAUT | 138 | 66570 | TREASTON | 66680 | WHEELON | 2 | 19.3138 | 0 | 0 | 0 | 0 | 0.12786 | 151.05 | Inland | Inland |  | 66570_66680_2 | FALSE
| FALSE | NEVP | 230 | NEVP | 230 | 18850 | CLARK GN | 18018 | FAULKNER | 1 | 6.6563 | 0 | 0 | 0 | 0 | 0.0163 | 408.69 | SW | SW |  | 18850_18018_1 | FALSE
| FALSE | PAWY | 230 | WACM | 230 | 66725 | WYODAK | 73148 | OSAGE | 1 | 149.6335 | 0 | 0 | 0 | 0 | 0.37148 | 402.8 | Inland | RM |  | 66725_73148_1 | FALSE
| FALSE | PAWY | 230 | WACM | 230 | 66725 | WYODAK | 73294 | HUGHES | 1 | 23.6374 | 0 | 0 | 0 | 0 | 0.0521 | 454.1 | Inland | RM |  | 66725_73294_1 | FALSE
| FALSE | PAWY | 230 | WACM | 230 | 66725 | WYODAK | 74030 | DONKYCRK | 1 | -3.1769 | 0 | 0 | 0 | 0 | -0.0075 | 423.7 | Inland | RM |  | 66725_74030_1 | FALSE
| FALSE | PAWY | 230 | WACM | 230 | 66725 | WYODAK | 74030 | DONKYCRK | 2 | -2.2216 | 0 | 0 | 0 | 0 | -0.00395 | 562.4 | Inland | RM |  | 66725_74030_2 | FALSE
| FALSE | PAWY | 230 | PAWY | 230 | 66745 | YELLOWCK | 67814 | WINDSTAR | 1 | 22.5845 | 0 | 0 | 0 | 0 | 0.0538 | 419.9 | Inland | Inland |  | 66745_67814_1 | FALSE
| FALSE | PAWY | 230 | WACM | 230 | 66750 | YELOWTLP | 73229 | YELLOWTL EST | 1 | -97.1056 | 0 | 0 | 0 | 0 | -0.23126 | 419.9 | Inland | RM |  | 66750_73229_1 | FALSE
| FALSE | PAID | 230 | PAID | 230 | 66763 | RND VLLY | 66765 | SPAR CYN | 1 | 2.731 | 0 | 0 | 0 | 0 | 0.00523 | 522.31 | Inland | Inland |  | 66763_66765_1 | FALSE
| FALSE | PAID | 230 | PAID | 230 | 66764 | SO BUTTE | 66765 | SPAR CYN | 1 | -3.6392 | 0 | 0 | 0 | 0 | -0.00775 | 469.68 | Inland | Inland |  | 66764_66765_1 | FALSE
| FALSE | NEVP | 230 | NEVP | 230 | 18850 | CLARK GN | 18029 | WINTERWD | 1 | 60.2521 | 0 | 0 | 0 | 0 | 0.16048 | 375.44 | SW | SW |  | 18850_18029_1 | FALSE
| FALSE | PAID | 115 | PAID | 115 | 66812 | VALLEY_L | 66813 | DRY_CK | 1 | 1.7521 | 0 | 0 | 0 | 0 | 0.00884 | 198.265 | Inland | Inland |  | 66812_66813_1 | FALSE
| FALSE | PAID | 69 | PAID | 69 | 66814 | DRY_CK | 66819 | DRY_CK# | 1 | 1.8436 | 0 | 0 | 0 | 0 | 0.0356 | 51.775 | Inland | Inland |  | 66814_66819_1 | FALSE
| FALSE | PAID | 69 | PAID | 69 | 66817 | GROVER | 66819 | DRY_CK# | 1 | -0.62531 | 0 | 0 | 0 | 0 | -0.00882 | 70.87 | Inland | Inland |  | 66817_66819_1 | FALSE
| FALSE | PAID | 69 | PAID | 69 | 66819 | DRY_CK# | 66820 | AFTON | 1 | 1.2183 | 0 | 0 | 0 | 0 | 0.0235 | 51.775 | Inland | Inland |  | 66819_66820_1 | FALSE
| FALSE | PAID | 69 | PAID | 69 | 66822 | E_JACKSN | 66823 | KELLY | 1 | 1.9422 | 0 | 0 | 0 | 0 | 0.0601 | 32.3 | Inland | Inland |  | 66822_66823_1 | FALSE
| FALSE | PNM | 345 | PNM | 345 | 10232 | OJO | 12082 | TAOS | 1 | -11.0723 | 0 | 0 | 0 | 0 | -0.039 | 284.05 | SW | SW |  | 10232_12082_1 | FALSE
| FALSE | PAWY | 230 | PAWY | 230 | 67499 | LATHAM | 67530 | ECHOSPRG | 1 | 100.5108 | 0 | 0 | 0 | 0 | 0.20114 | 499.7 | Inland | Inland |  | 67499_67530_1 | FALSE
| FALSE | PAID | 500 | IPMV | 500 | 67794 | POPULUS | 60159 | CEDARHIL | 1 | 415.6362 | 0 | 0 | 0 | 0 | 0.10678 | 3892.34 | Inland | Inland |  | 67794_60159_1 | FALSE
| FALSE | PAID | 500 | PAID | 500 | 67794 | POPULUS | 67811 | ANPOPC&1 | 1 | -657.796 | 0 | 0 | 0 | 0 | -0.3476 | 1892.4 | Inland | Inland |  | 67794_67811_1 | FALSE
| FALSE | PAWY | 500 | PAWY | 500 | 67795 | AEOLUS | 67798 | GODIVA | 1 | 427.3232 | 0 | 0 | 0 | 0 | 0.10305 | 4146.56 | Inland | Inland |  | 67795_67798_1 | FALSE
| FALSE | PAWY | 230 | PAWY | 230 | 67796 | AEOLUS | 67900 | AEOLUSVC | 1 | 0 | 0 | 0 | 0 | 0 | 0 | 938.6 | Inland | Inland |  | 67796_67900_1 | FALSE
| FALSE | PAWY | 230 | PAWY | 230 | 67796 | AEOLUS | 67946 | FREEZOUT | 1 | -35.4018 | 0 | 0 | 0 | 0 | -0.0335 | 1058.3 | Inland | Inland |  | 67796_67946_1 | FALSE
| FALSE | PAWY | 230 | PAWY | 230 | 67796 | AEOLUS | 69028 | SHIRLYBS | 1 | -125.866 | 0 | 0 | 0 | 0 | -0.10941 | 1150.45 | Inland | Inland |  | 67796_69028_1 | FALSE
| FALSE | PAWY | 500 | PAWY | 500 | 67797 | LATHAM2 | 67826 | ANTICLIN | 1 | 694.1 | 0 | 0 | 0 | 0 | 0.20111 | 3451.35 | Inland | Inland |  | 67797_67826_1 | FALSE
| FALSE | PAWY | 500 | PAWY | 500 | 67798 | GODIVA | 67799 | GODIVA_SC | 1 | 427.3232 | 0 | 0 | 0 | 0 | 0.22581 | 1892.4 | Inland | Inland |  | 67798_67799_1 | FALSE
| FALSE | PAWY | 500 | PAUT | 500 | 67799 | GODIVA_SC | 67804 | COYOTE PAC | 1 | 427.3232 | 0 | 0 | 0 | 0 | 0.10305 | 4146.56 | Inland | Inland |  | 67799_67804_1 | FALSE
| FALSE | PAUT | 500 | PAUT | 500 | 67804 | COYOTE PAC | 67904 | COYOTE_SC | 1 | 427.6255 | 0 | 0 | 0 | 0 | 0.22597 | 1892.4 | Inland | Inland |  | 67804_67904_1 | FALSE
| FALSE | PAID | 500 | PAWY | 500 | 67811 | ANPOPC&1 | 67826 | ANTICLIN | 1 | -657.796 | 0 | 0 | 0 | 0 | -0.169 | 3892.34 | Inland | Inland |  | 67811_67826_1 | FALSE
| FALSE | PAWY | 230 | PAWY | 230 | 67814 | WINDSTAR | 69000 | GLENROCK | 1 | -127.846 | 0 | 0 | 0 | 0 | -0.36273 | 352.45 | Inland | Inland |  | 67814_69000_1 | FALSE
| FALSE | PAWY | 230 | PAWY | 230 | 67814 | WINDSTAR | 69508 | TOPOFWLD | 1 | 0 | 0 | 0 | 0 | 0 | 0 | 208.05 | Inland | Inland |  | 67814_69508_1 | FALSE
| FALSE | PAWY | 230 | PAWY | 230 | 67814 | WINDSTAR | 69512 | LATIGO | 1 | 141.3966 | 0 | 0 | 0 | 0 | 0.14493 | 975.6499 | Inland | Inland |  | 67814_69512_1 | FALSE
| FALSE | PAWY | 230 | WACM | 230 | 67814 | WINDSTAR | 76400 | PUMPKIN_BTS | 1 | -107.916 | 0 | 0 | 0 | 0 | -0.16608 | 649.8 | Inland | RM |  | 67814_76400_1 | FALSE
| FALSE | PAUT | 500 | PAUT | 500 | 67829 | CLOVER | 67904 | COYOTE_SC | 1 | -427.625 | 0 | 0 | 0 | 0 | -0.10313 | 4146.56 | Inland | Inland |  | 67829_67904_1 | FALSE
| FALSE | PAWY | 230 | PAWY | 230 | 67946 | FREEZOUT | 69106 | 7MIHILL | 1 | -49.388 | 0 | 0 | 0 | 0 | -0.32492 | 152 | Inland | Inland |  | 67946_69106_1 | FALSE
| FALSE | PAWY | 230 | PAWY | 230 | 67946 | FREEZOUT | 69143 | STNDPIPE | 1 | 16.3664 | 0 | 0 | 0 | 0 | 0.0155 | 1058.3 | Inland | Inland |  | 67946_69143_1 | FALSE
| FALSE | PAWY | 230 | PAWY | 230 | 69028 | SHIRLYBS | 69029 | DUNLAP | 1 | -38.849 | 0 | 0 | 0 | 0 | -0.11052 | 351.5 | Inland | Inland |  | 69028_69029_1 | FALSE
| FALSE | TH_Mead | 230 | NEVP | 230 | 19011 | MEAD N | 18004 | ARDEN | 1 | 51.2541 | 0 | 0 | 0 | 0 | 0.12541 | 408.69 | SW | SW |  | 19011_18004_1 | FALSE
| FALSE | PAWY | 230 | PAWY | 230 | 69107 | LIMA | 69139 | ROBRSNCK | 1 | 21.2141 | 0 | 0 | 0 | 0 | 0.0377 | 563.35 | Inland | Inland |  | 69107_69139_1 | FALSE
| FALSE | PSCO | 230 | WACM | 230 | 70009 | CRAIG_YV | 79013 | CRAIG | 1 | -8.0535 | 0 | 0 | 0 | 0 | -0.0533 | 151.05 | RM | RM |  | 70009_79013_1 | FALSE
| FALSE | PSCO | 230 | PSCO | 230 | 70018 | SODALAKE | 70100 | CHATFLD | 1 | -105.977 | 0 | 0 | 0 | 0 | -0.23096 | 458.85 | RM | RM |  | 70018_70100_1 | FALSE
| FALSE | PSCO | 230 | PSCO | 230 | 70018 | SODALAKE | 70266 | LOOKOUT | 1 | 50.5238 | 0 | 0 | 0 | 0 | 0.11126 | 454.1 | RM | RM |  | 70018_70266_1 | FALSE
| FALSE | TH_Mead | 230 | NEVP | 230 | 19011 | MEAD N | 18600 | EQUEST | 2 | 33.0268 | 0 | 0 | 0 | 0 | 0.0436 | 756.865 | SW | SW |  | 19011_18600_2 | FALSE
| FALSE | PSCO | 230 | PSCO | 230 | 70032 | ALMA | 70064 | BRECKRDG | 1 | -21.9068 | 0 | 0 | 0 | 0 | -0.0325 | 674.5 | RM | RM |  | 70032_70064_1 | FALSE
| FALSE | PSCO | 230 | PSCO | 230 | 70032 | ALMA | 70274 | MALTA | 1 | 20.1716 | 0 | 0 | 0 | 0 | 0.0514 | 392.35 | RM | RM |  | 70032_70274_1 | FALSE
| FALSE | TH_Mead | 230 | TH_Mead | 230 | 19011 | MEAD N | 19043 | HVRA3A4 | 1 | -49.3037 | 0 | 0 | 0 | 0 | -0.15175 | 324.9 | SW | SW |  | 19011_19043_1 | FALSE
| FALSE | PSCO | 230 | PSCO | 230 | 70038 | ARAPAHOE | 70141 | DAKOTA | 1 | 76.0125 | 0 | 0 | 0 | 0 | 0.16566 | 458.85 | RM | RM |  | 70038_70141_1 | FALSE
| FALSE | PSCO | 230 | PSCO | 230 | 70038 | ARAPAHOE | 70527 | SANTEFE | 1 | -112.217 | 0 | 0 | 0 | 0 | -0.23344 | 480.7 | RM | RM |  | 70038_70527_1 | FALSE
| FALSE | PSCO | 230 | PSCO | 230 | 70046 | BUCKLEY2 | 70396 | SMOKYHIL | 1 | -223.045 | 0 | 0 | 0 | 0 | -0.46677 | 477.85 | RM | RM |  | 70046_70396_1 | FALSE
| FALSE | PSCO | 230 | PSCO | 230 | 70046 | BUCKLEY2 | 70491 | TOLGATE | 1 | 223.0452 | 0 | 0 | 0 | 0 | 0.48509 | 459.8 | RM | RM |  | 70046_70491_1 | FALSE
| FALSE | PSCO | 230 | PSCO | 230 | 70047 | BARRLAKE | 70048 | GREENVAL | 1 | -148.052 | 0 | 0 | 0 | 0 | -0.32603 | 454.1 | RM | RM |  | 70047_70048_1 | FALSE
| FALSE | PSCO | 230 | PSCO | 230 | 70047 | BARRLAKE | 70610 | REUNION | 1 | 160.1823 | 0 | 0 | 0 | 0 | 0.35275 | 454.1 | RM | RM |  | 70047_70610_1 | FALSE
| FALSE | PSCO | 230 | PSCO | 230 | 70048 | GREENVAL | 70192 | FTLUPTON | 1 | 80.8005 | 0 | 0 | 0 | 0 | 0.14922 | 541.5 | RM | RM |  | 70048_70192_1 | FALSE
| FALSE | TH_Mead | 230 | NEVP | 230 | 19012 | MEAD S | 18600 | EQUEST | 1 | 123.4607 | 0 | 0 | 0 | 0 | 0.16312 | 756.865 | SW | SW |  | 19012_18600_1 | FALSE
| FALSE | PSCO | 230 | PSCO | 230 | 70048 | GREENVAL | 70392 | SKYRANCH | 1 | 57.529 | 0 | 0 | 0 | 0 | 0.12512 | 459.8 | RM | RM |  | 70048_70392_1 | FALSE
| FALSE | PSCO | 230 | PSCO | 230 | 70048 | GREENVAL | 70526 | IMBODEN | 1 | 65.4894 | 0 | 0 | 0 | 0 | 0.12158 | 538.65 | RM | RM |  | 70048_70526_1 | FALSE
| FALSE | PSCO | 230 | PSCO | 230 | 70048 | GREENVAL | 70528 | SPRUCE | 1 | 72.8 | 0 | 0 | 0 | 0 | 0.10688 | 681.15 | RM | RM |  | 70048_70528_1 | FALSE
| FALSE | PSCO | 230 | PSCO | 230 | 70048 | GREENVAL | 70590 | RMEC | 1 | -155.875 | 0 | 0 | 0 | 0 | -0.22884 | 681.15 | RM | RM |  | 70048_70590_1 | FALSE
| FALSE | PSCO | 230 | PSCO | 230 | 70048 | GREENVAL | 70820 | KEENESBURG | 1 | -137.455 | 0 | 0 | 0 | 0 | -0.2018 | 681.15 | RM | RM |  | 70048_70820_1 | FALSE
| FALSE | PSCO | 230 | PSCO | 230 | 70048 | GREENVAL | 70820 | KEENESBURG | 2 | -137.455 | 0 | 0 | 0 | 0 | -0.2018 | 681.15 | RM | RM |  | 70048_70820_2 | FALSE
| FALSE | TH_Mead | 230 | NEVP | 230 | 19012 | MEAD S | 18674 | GREENWAY | 1 | 61.9853 | 0 | 0 | 0 | 0 | 0.15167 | 408.69 | SW | SW |  | 19012_18674_1 | FALSE
| FALSE | PSCO | 230 | PSCO | 230 | 70053 | BLUERIVR | 70057 | PTARMGN | 1 | -18.5668 | 0 | 0 | 0 | 0 | -0.0418 | 444.6 | RM | RM |  | 70053_70057_1 | FALSE
| FALSE | TH_Mead | 230 | TH_Mead | 230 | 19012 | MEAD S | 19011 | MEAD N | 1 | 46.4609 | 0 | 0 | 0 | 0 | 0.0307 | 1513.35 | SW | SW |  | 19012_19011_1 | FALSE
| FALSE | PSCO | 230 | PSCO | 230 | 70061 | BOONE | 70122 | COMANCHE | 1 | -28.4724 | 0 | 0 | 0 | 0 | -0.094 | 303.05 | RM | RM |  | 70061_70122_1 | FALSE
| FALSE | PSCO | 230 | PSCO | 230 | 70061 | BOONE | 70254 | LAMAR_CO | 1 | -66.8935 | 0 | 0 | 0 | 0 | -0.14731 | 454.1 | RM | RM |  | 70061_70254_1 | FALSE
| FALSE | PSCO | 230 | PSCO | 230 | 70061 | BOONE | 70286 | MIDWAYPS | 1 | 68.597 | 0 | 0 | 0 | 0 | 0.22636 | 303.05 | RM | RM |  | 70061_70286_1 | FALSE
| FALSE | TH_Mead | 230 | CISC | 230 | 19012 | MEAD S | 24041 | ELDORDO | 1 | 19.2516 | 0 | 0 | 0 | 0 | 0.0205 | 938.6 | SW | CA |  | 19012_24041_1 | FALSE
| FALSE | PSCO | 230 | PSCO | 230 | 70064 | BRECKRDG | 70156 | DILLON | 1 | -36.7783 | 0 | 0 | 0 | 0 | -0.0495 | 742.9 | RM | RM |  | 70064_70156_1 | FALSE
| FALSE | PSCO | 230 | PSCO | 230 | 70067 | BUCKLEY1 | 70512 | JEWELL1 | 1 | 78.1702 | 0 | 0 | 0 | 0 | 0.16359 | 477.85 | RM | RM |  | 70067_70512_1 | FALSE
| FALSE | TH_Mead | 230 | CISC | 230 | 19012 | MEAD S | 24041 | ELDORDO | 2 | 18.9078 | 0 | 0 | 0 | 0 | 0.020145 | 938.6 | SW | CA |  | 19012_24041_2 | FALSE
| FALSE | PSCO | 230 | PSCO | 230 | 70072 | CABINCRK | 70156 | DILLON | 1 | 87.3216 | 0 | 0 | 0 | 0 | 0.14498 | 602.3 | RM | RM |  | 70072_70156_1 | FALSE
| FALSE | PSCO | 230 | PSCO | 230 | 70072 | CABINCRK | 70237 | IDAHOSPG | 1 | -60.7633 | 0 | 0 | 0 | 0 | -0.13522 | 449.35 | RM | RM |  | 70072_70237_1 | FALSE
| FALSE | PSCO | 230 | PSCO | 230 | 70078 | CAMEO | 70438 | UINTAH | 1 | 24.5705 | 0 | 0 | 0 | 0 | 0.0818 | 300.2 | RM | RM |  | 70078_70438_1 | FALSE
| FALSE | TH_Mead | 230 | LDWP | 230 | 19012 | MEAD S | 26046 | MCCULLGH | 1 | 49.4687 | 0 | 0 | 0 | 0 | 0.13949 | 354.635 | SW | CA |  | 19012_26046_1 | FALSE
| FALSE | TH_Mead | 230 | LDWP | 230 | 19012 | MEAD S | 26046 | MCCULLGH | 2 | 49.4687 | 0 | 0 | 0 | 0 | 0.13949 | 354.635 | SW | CA |  | 19012_26046_2 | FALSE
| FALSE | PSCO | 230 | PSCO | 230 | 70094 | CF&IFURN | 70122 | COMANCHE | 1 | -51.6001 | 0 | 0 | 0 | 0 | -0.30344 | 170.05 | RM | RM |  | 70094_70122_1 | FALSE
| FALSE | PSCO | 230 | PSCO | 230 | 70100 | CHATFLD | 70464 | WATERTON | 1 | -146.587 | 0 | 0 | 0 | 0 | -0.32281 | 454.1 | RM | RM |  | 70100_70464_1 | FALSE
| FALSE | PSCO | 230 | PSCO | 230 | 70107 | CHEROKEE | 70200 | GLENNPS | 1 | -2.2601 | 0 | 0 | 0 | 0 | -0.0049 | 461.7 | RM | RM |  | 70107_70200_1 | FALSE
| FALSE | PSCO | 230 | PSCO | 230 | 70107 | CHEROKEE | 70324 | LACOMBE | 1 | 9.6759 | 0 | 0 | 0 | 0 | 0.0234 | 413.25 | RM | RM |  | 70107_70324_1 | FALSE
| FALSE | PSCO | 230 | PSCO | 230 | 70107 | CHEROKEE | 70362 | RIVERDAL | 1 | -47.8557 | 0 | 0 | 0 | 0 | -0.10539 | 454.1 | RM | RM |  | 70107_70362_1 | FALSE
| FALSE | PSCO | 230 | PSCO | 230 | 70107 | CHEROKEE | 70609 | SILVSADL | 1 | -113.354 | 0 | 0 | 0 | 0 | -0.24962 | 454.1 | RM | RM |  | 70107_70609_1 | FALSE
| FALSE | PSCO | 230 | PSCO | 230 | 70112 | CLARK | 70212 | GREENWD | 1 | 45.5694 | 0 | 0 | 0 | 0 | 0.1307 | 348.65 | RM | RM |  | 70112_70212_1 | FALSE
| FALSE | PSCO | 230 | PSCO | 230 | 70112 | CLARK | 70241 | JORDAN | 1 | -106.663 | 0 | 0 | 0 | 0 | -0.3392 | 314.45 | RM | RM |  | 70112_70241_1 | FALSE
| FALSE | PSCO | 230 | PSCO | 230 | 70113 | CLIFTON | 70205 | GRANDJCT | 1 | -76.5415 | 0 | 0 | 0 | 0 | -0.16856 | 454.1 | RM | RM |  | 70113_70205_1 | FALSE
| FALSE | PSCO | 230 | PSCO | 230 | 70113 | CLIFTON | 70206 | GRANDJPS | 1 | 58.4271 | 0 | 0 | 0 | 0 | 0.12577 | 464.55 | RM | RM |  | 70113_70206_1 | FALSE
| FALSE | PSCO | 230 | PSCO | 230 | 70122 | COMANCHE | 70286 | MIDWAYPS | 1 | 73.9407 | 0 | 0 | 0 | 0 | 0.16283 | 454.1 | RM | RM |  | 70122_70286_1 | FALSE
| FALSE | PSCO | 230 | PSCO | 230 | 70122 | COMANCHE | 70459 | WALSENBG | 1 | 92.8682 | 0 | 0 | 0 | 0 | 0.2723 | 341.05 | RM | RM |  | 70122_70459_1 | FALSE
| FALSE | PSCO | 230 | PSCO | 230 | 70139 | DANIELPK | 70278 | MARCY | 1 | 115.1133 | 0 | 0 | 0 | 0 | 0.2535 | 454.1 | RM | RM |  | 70139_70278_1 | FALSE
| FALSE | PSCO | 230 | PSCO | 230 | 70139 | DANIELPK | 70284 | SURREYRG | 1 | 73.7476 | 0 | 0 | 0 | 0 | 0.1624 | 454.1 | RM | RM |  | 70139_70284_1 | FALSE
| FALSE | WALC | 230 | WALC | 230 | 19022 | DAVIS | 17087 | RIVIERA | 1 | 53.6678 | 0 | 0 | 0 | 0 | 0.11994 | 447.45 | SW | SW |  | 19022_17087_1 | FALSE
| FALSE | PSCO | 230 | PSCO | 230 | 70139 | DANIELPK | 70331 | PRAIRIE1 | 1 | 199.0901 | 0 | 0 | 0 | 0 | 0.37356 | 532.95 | RM | RM |  | 70139_70331_1 | FALSE
| FALSE | PSCO | 230 | PSCO | 230 | 70139 | DANIELPK | 70464 | WATERTON | 1 | 158.6382 | 0 | 0 | 0 | 0 | 0.34935 | 454.1 | RM | RM |  | 70139_70464_1 | FALSE
| FALSE | PSCO | 230 | PSCO | 230 | 70139 | DANIELPK | 70527 | SANTEFE | 1 | 143.8293 | 0 | 0 | 0 | 0 | 0.29921 | 480.7 | RM | RM |  | 70139_70527_1 | FALSE
| FALSE | PSCO | 230 | PSCO | 230 | 70139 | DANIELPK | 70623 | MIS_SITE | 1 | -171.07 | 0 | 0 | 0 | 0 | -0.24301 | 703.95 | RM | RM |  | 70139_70623_1 | FALSE
| FALSE | PSCO | 230 | PSCO | 230 | 70141 | DAKOTA | 70149 | DENVTM | 1 | 53.7772 | 0 | 0 | 0 | 0 | 0.11968 | 449.35 | RM | RM |  | 70141_70149_1 | FALSE
| FALSE | WALC | 230 | TH_Mead | 230 | 19022 | DAVIS | 19011 | MEAD N | 1 | 75.1845 | 0 | 0 | 0 | 0 | 0.15308 | 491.15 | SW | SW |  | 19022_19011_1 | FALSE
| FALSE | PSCO | 230 | PSCO | 230 | 70149 | DENVTM | 70163 | ELATI1 | 1 | -92.6742 | 0 | 0 | 0 | 0 | -0.22426 | 413.25 | RM | RM |  | 70149_70163_1 | FALSE
| FALSE | PSCO | 230 | PSCO | 230 | 70149 | DENVTM | 70324 | LACOMBE | 1 | 47.474 | 0 | 0 | 0 | 0 | 0.10282 | 461.7 | RM | RM |  | 70149_70324_1 | FALSE
| FALSE | PSCO | 230 | PSCO | 230 | 70149 | DENVTM | 70480 | WESTPS | 1 | 66.0035 | 0 | 0 | 0 | 0 | 0.14296 | 461.7 | RM | RM |  | 70149_70480_1 | FALSE
| FALSE | PSCO | 230 | PSCO | 230 | 70057 | PTARMGN | 70156 | DILLON | 1 | -21.0202 | 0 | 0 | 0 | 0 | -0.0437 | 480.7 | RM | RM |  | 70057_70156_1 | FALSE
| FALSE | PSCO | 230 | PSCO | 230 | 70163 | ELATI1 | 70291 | MONROEPS | 1 | -133.452 | 0 | 0 | 0 | 0 | -0.35295 | 378.1 | RM | RM |  | 70163_70291_1 | FALSE
| FALSE | WALC | 230 | WALC | 230 | 19022 | DAVIS | 19320 | TOPOCK | 2 | -17.2487 | 0 | 0 | 0 | 0 | -0.038 | 454.1 | SW | SW |  | 19022_19320_2 | FALSE
| FALSE | WALC | 230 | LDWP | 230 | 19022 | DAVIS | 26046 | MCCULLGH | 1 | 81.9711 | 0 | 0 | 0 | 0 | 0.19836 | 413.25 | SW | CA |  | 19022_26046_1 | FALSE
| FALSE | TH_Mead | 230 | TH_Mead | 230 | 19029 | HOVRA5A6 | 19012 | MEAD S | 1 | 48.7347 | 0 | 0 | 0 | 0 | 0.16337 | 298.3 | SW | SW |  | 19029_19012_1 | FALSE
| FALSE | PSCO | 230 | PSCO | 230 | 70192 | FTLUPTON | 70311 | PAWNEE | 1 | -151.57 | 0 | 0 | 0 | 0 | -0.33101 | 457.9 | RM | RM |  | 70192_70311_1 | FALSE
| FALSE | PSCO | 230 | PSCO | 230 | 70192 | FTLUPTON | 70410 | ST.VRAIN | 1 | -83.1118 | 0 | 0 | 0 | 0 | -0.18303 | 454.1 | RM | RM |  | 70192_70410_1 | FALSE
| FALSE | PSCO | 230 | PSCO | 230 | 70192 | FTLUPTON | 70410 | ST.VRAIN | 2 | -83.1118 | 0 | 0 | 0 | 0 | -0.17188 | 483.55 | RM | RM |  | 70192_70410_2 | FALSE
| FALSE | PSCO | 230 | PSCO | 230 | 70192 | FTLUPTON | 70529 | JLGREEN | 1 | 134.4779 | 0 | 0 | 0 | 0 | 0.29067 | 462.65 | RM | RM |  | 70192_70529_1 | FALSE
| FALSE | PSCO | 230 | PSCO | 230 | 70192 | FTLUPTON | 70605 | HENRYLAK | 1 | 67.2319 | 0 | 0 | 0 | 0 | 0.13986 | 480.7 | RM | RM |  | 70192_70605_1 | FALSE
| FALSE | PSCO | 115 | WACM | 115 | 70193 | FTN_VLY | 73412 | MIDWAYBR | 1 | 28.0055 | 0 | 0 | 0 | 0 | 0.25634 | 109.25 | RM | RM |  | 70193_73412_1 | FALSE
| FALSE | TH_Mead | 230 | TH_Mead | 230 | 19030 | HOVRA7-9 | 19012 | MEAD S | 1 | 49.3038 | 0 | 0 | 0 | 0 | 0.16528 | 298.3 | SW | SW |  | 19030_19012_1 | FALSE
| FALSE | PSCO | 230 | PSCO | 230 | 70200 | GLENNPS | 70461 | WASHINGT | 1 | -60.4162 | 0 | 0 | 0 | 0 | -0.13113 | 460.75 | RM | RM |  | 70200_70461_1 | FALSE
| FALSE | TH_Mead | 500 | SRP | 500 | 19038 | MEAD | 15034 | PERKINS | 1 | -344.457 | 0 | 0 | 0 | 0 | -0.19033 | 1809.75 | SW | SW |  | 19038_15034_1 | FALSE
| FALSE | PSCO | 230 | PSCO | 230 | 70206 | GRANDJPS | 70233 | HORIZON | 1 | 18.7309 | 0 | 0 | 0 | 0 | 0.0403 | 464.55 | RM | RM |  | 70206_70233_1 | FALSE
| FALSE | TH_Mead | 500 | LDWP | 500 | 19038 | MEAD | 26044 | MARKETPL | 1 | 746.1161 | 0 | 0 | 0 | 0 | 0.3023 | 2468.1 | SW | CA |  | 19038_26044_1 | FALSE
| FALSE | PSCO | 230 | PSCO | 230 | 70212 | GREENWD | 70323 | PRAIRIE3 | 1 | -163.84 | 0 | 0 | 0 | 0 | -0.35633 | 459.8 | RM | RM |  | 70212_70323_1 | FALSE
| FALSE | PSCO | 230 | PSCO | 230 | 70212 | GREENWD | 70481 | MONACO12 | 1 | 209.9322 | 0 | 0 | 0 | 0 | 0.43933 | 477.85 | RM | RM |  | 70212_70481_1 | TRUE | RM: to Denver Load | 0
| FALSE | PSCO | 230 | PSCO | 230 | 70213 | GUNBARRE1 | 70297 | NIWOT | 1 | -18.0993 | 0 | 0 | 0 | 0 | -0.06029 | 300.2 | RM | RM |  | 70213_70297_1 | FALSE
| FALSE | PSCO | 230 | PSCO | 230 | 70232 | HOPKINS | 70274 | MALTA | 1 | -33.4326 | 0 | 0 | 0 | 0 | -0.0852 | 392.35 | RM | RM |  | 70232_70274_1 | FALSE
| FALSE | PSCO | 230 | PSCO | 230 | 70232 | HOPKINS | 70358 | RIFLE_PS | 1 | 38.4292 | 0 | 0 | 0 | 0 | 0.0936 | 410.4 | RM | RM |  | 70232_70358_1 | FALSE
| FALSE | PSCO | 230 | PSCO | 230 | 70233 | HORIZON | 70268 | ADOBE | 1 | 0.18318 | 0 | 0 | 0 | 0 | 0.000612 | 299.25 | RM | RM |  | 70233_70268_1 | FALSE
| FALSE | PSCO | 230 | PSCO | 230 | 70237 | IDAHOSPG | 70266 | LOOKOUT | 1 | -68.1685 | 0 | 0 | 0 | 0 | -0.1517 | 449.35 | RM | RM |  | 70237_70266_1 | FALSE
| FALSE | PSCO | 230 | PSCO | 230 | 70239 | JEWELL2 | 70260 | LEETSDAL | 1 | 138.14 | 0 | 0 | 0 | 0 | 0.29981 | 460.75 | RM | RM |  | 70239_70260_1 | FALSE
| FALSE | PSCO | 230 | PSCO | 230 | 70239 | JEWELL2 | 70491 | TOLGATE | 1 | -169.079 | 0 | 0 | 0 | 0 | -0.36772 | 459.8 | RM | RM |  | 70239_70491_1 | FALSE
| FALSE | PSCO | 230 | PSCO | 230 | 70241 | JORDAN | 70313 | ORCHARD | 1 | -133.178 | 0 | 0 | 0 | 0 | -0.24768 | 537.7 | RM | RM |  | 70241_70313_1 | FALSE
| FALSE | WALC | 230 | AZPS | 230 | 19042 | PARKER | 14209 | EAGLEYE | 1 | 13.8694 | 0 | 0 | 0 | 0 | 0.036 | 385.7 | SW | SW |  | 19042_14209_1 | FALSE
| FALSE | PSCO | 230 | PSCO | 230 | 70254 | LAMAR_CO | 70560 | LAMAR_DC | 1 | 0 | 0 | 0 | 0 | 0 | 0 | 227.05 | RM | RM |  | 70254_70560_1 | FALSE
| FALSE | WALC | 230 | WALC | 230 | 19042 | PARKER | 19019 | BLK MESA | 1 | 3.4712 | 0 | 0 | 0 | 0 | 0.0101 | 342.95 | SW | SW |  | 19042_19019_1 | FALSE
| FALSE | PSCO | 230 | PSCO | 230 | 70261 | LEGGETT | 70297 | NIWOT | 1 | -49.8269 | 0 | 0 | 0 | 0 | -0.11089 | 449.35 | RM | RM |  | 70261_70297_1 | FALSE
| FALSE | PSCO | 230 | PSCO | 230 | 70261 | LEGGETT | 70570 | PLNENDSS | 1 | 15.4695 | 0 | 0 | 0 | 0 | 0.034426 | 449.35 | RM | RM |  | 70261_70570_1 | FALSE
| FALSE | WALC | 230 | WALC | 230 | 19042 | PARKER | 19075 | HAVASU | 1 | 47.5366 | 0 | 0 | 0 | 0 | 0.10191 | 466.45 | SW | SW |  | 19042_19075_1 | FALSE
| FALSE | PSCO | 230 | PSCO | 230 | 70266 | LOOKOUT | 70355 | RIDGE | 1 | 5.6727 | 0 | 0 | 0 | 0 | 0.0166 | 341.05 | RM | RM |  | 70266_70355_1 | FALSE
| FALSE | PSCO | 230 | PSCO | 230 | 70266 | LOOKOUT | 70480 | WESTPS | 1 | -48.8759 | 0 | 0 | 0 | 0 | -0.12703 | 384.75 | RM | RM |  | 70266_70480_1 | FALSE
| FALSE | PSCO | 230 | PSCO | 230 | 70266 | LOOKOUT | 70570 | PLNENDSS | 1 | -53.6614 | 0 | 0 | 0 | 0 | -0.12147 | 441.75 | RM | RM |  | 70266_70570_1 | FALSE
| FALSE | PSCO | 230 | PSCO | 230 | 70266 | LOOKOUT | 70570 | PLNENDSS | 2 | -53.6614 | 0 | 0 | 0 | 0 | -0.10638 | 504.45 | RM | RM |  | 70266_70570_2 | FALSE
| FALSE | PSCO | 230 | PSCO | 230 | 70268 | ADOBE | 70438 | UINTAH | 1 | -7.4127 | 0 | 0 | 0 | 0 | -0.0248 | 299.25 | RM | RM |  | 70268_70438_1 | FALSE
| FALSE | WALC | 230 | WALC | 230 | 19042 | PARKER | 19204 | HARCUVAR | 1 | 1.7359 | 0 | 0 | 0 | 0 | 0.00442 | 392.35 | SW | SW |  | 19042_19204_1 | FALSE
| FALSE | PSCO | 230 | PSCO | 230 | 70274 | MALTA | 70927 | HARTSELT | 1 | -83.9559 | 0 | 0 | 0 | 0 | -0.21398 | 392.35 | RM | RM |  | 70274_70927_1 | FALSE
| FALSE | PSCO | 230 | WACM | 230 | 70274 | MALTA | 73138 | MT.ELBRT | 1 | 9.9538 | 0 | 0 | 0 | 0 | 0.0237 | 419.9 | RM | RM |  | 70274_73138_1 | FALSE
| FALSE | PSCO | 230 | PSCO | 230 | 70274 | MALTA | 79004 | BASALT | 1 | 33.5229 | 0 | 0 | 0 | 0 | 0.0983 | 341.05 | RM | RM |  | 70274_79004_1 | FALSE
| FALSE | PSCO | 230 | PSCO | 230 | 70278 | MARCY | 70464 | WATERTON | 1 | 55.9052 | 0 | 0 | 0 | 0 | 0.11723 | 476.9 | RM | RM |  | 70278_70464_1 | FALSE
| FALSE | WALC | 230 | CISC | 230 | 19042 | PARKER | 25402 | GENE | 1 | 48.6073 | 0 | 0 | 0 | 0 | 0.16452 | 295.45 | SW | CA |  | 19042_25402_1 | FALSE
| FALSE | PSCO | 230 | PSCO | 230 | 70283 | MEADOWHL | 70313 | ORCHARD | 1 | 158.9137 | 0 | 0 | 0 | 0 | 0.2626 | 605.15 | RM | RM |  | 70283_70313_1 | FALSE
| FALSE | PSCO | 230 | PSCO | 230 | 70283 | MEADOWHL | 70396 | SMOKYHIL | 1 | -200.717 | 0 | 0 | 0 | 0 | -0.37461 | 535.8 | RM | RM |  | 70283_70396_1 | FALSE
| FALSE | PSCO | 230 | PSCO | 230 | 70284 | SURREYRG | 70533 | LEMON | 1 | 30.5765 | 0 | 0 | 0 | 0 | 0.0437 | 699.2 | RM | RM |  | 70284_70533_1 | FALSE
| FALSE | PSCO | 115 | WACM | 115 | 70287 | MILL | 73296 | FRASER | 1 | -0.38749 | 0 | 0 | 0 | 0 | -0.00243 | 159.6 | RM | RM |  | 70287_73296_1 | FALSE
| FALSE | PSCO | 230 | PSCO | 230 | 70297 | NIWOT | 70544 | ISABELLE | 1 | -108.092 | 0 | 0 | 0 | 0 | -0.23412 | 461.7 | RM | RM |  | 70297_70544_1 | FALSE
| FALSE | PSCO | 230 | PSCO | 230 | 70299 | STKGULCH | 70309 | PARACHUT | 1 | -48.1406 | 0 | 0 | 0 | 0 | -0.10601 | 454.1 | RM | RM |  | 70299_70309_1 | FALSE
| FALSE | PSCO | 115 | WACM | 115 | 70308 | PALMER | 73414 | MONUMENT | 1 | -12.2362 | 0 | 0 | 0 | 0 | -0.0853 | 143.45 | RM | RM |  | 70308_73414_1 | FALSE
| FALSE | PSCO | 230 | PSCO | 230 | 70309 | PARACHUT | 70356 | WEELERPS | 1 | 57.2822 | 0 | 0 | 0 | 0 | 0.37923 | 151.05 | RM | RM |  | 70309_70356_1 | FALSE
| FALSE | PSCO | 230 | PSCO | 230 | 70309 | PARACHUT | 70358 | RIFLE_PS | 1 | -80.0462 | 0 | 0 | 0 | 0 | -0.19504 | 410.4 | RM | RM |  | 70309_70358_1 | FALSE
| FALSE | PSCO | 230 | PSCO | 230 | 70309 | PARACHUT | 79057 | RIFLE_CU | 1 | -74.3781 | 0 | 0 | 0 | 0 | -0.13712 | 542.45 | RM | RM |  | 70309_79057_1 | FALSE
| FALSE | PSCO | 230 | PSCO | 230 | 70311 | PAWNEE | 70545 | BRICKCTR | 1 | 131.1529 | 0 | 0 | 0 | 0 | 0.19121 | 685.9 | RM | RM |  | 70311_70545_1 | FALSE
| FALSE | PSCO | 230 | PSCO | 230 | 70311 | PAWNEE | 70623 | MIS_SITE | 1 | 46.6906 | 0 | 0 | 0 | 0 | 0.0665 | 702.05 | RM | RM |  | 70311_70623_1 | FALSE
| FALSE | PSCO | 230 | PSCO | 230 | 70311 | PAWNEE | 70711 | PTZLOGN | 1 | -139.017 | 0 | 0 | 0 | 0 | -0.19054 | 729.6 | RM | RM |  | 70311_70711_1 | FALSE
| FALSE | PSCO | 115 | WACM | 115 | 70327 | PONCHA | 79196 | N.GUNNSN | 1 | 15.5256 | 0 | 0 | 0 | 0 | 0.14857 | 104.5 | RM | RM |  | 70327_79196_1 | FALSE
| FALSE | WALC | 230 | WALC | 230 | 19045 | COOLIDGE | 19410 | SUN ARIZ | 1 | -82.1821 | 0 | 0 | 0 | 0 | -0.22886 | 359.1 | SW | SW |  | 19045_19410_1 | FALSE
| FALSE | PSCO | 230 | PSCO | 230 | 70343 | QUINCY | 70396 | SMOKYHIL | 1 | 153.7357 | 0 | 0 | 0 | 0 | 0.21349 | 720.1 | RM | RM |  | 70343_70396_1 | FALSE
| FALSE | PSCO | 230 | PSCO | 230 | 70343 | QUINCY | 70545 | BRICKCTR | 1 | -150.931 | 0 | 0 | 0 | 0 | -0.20136 | 749.55 | RM | RM |  | 70343_70545_1 | FALSE
| FALSE | WALC | 230 | WALC | 230 | 19045 | COOLIDGE | 19410 | SUN ARIZ | 2 | -82.1821 | 0 | 0 | 0 | 0 | -0.22886 | 359.1 | SW | SW |  | 19045_19410_2 | FALSE
| FALSE | PSCO | 230 | PSCO | 230 | 70356 | WEELERPS | 70357 | BENCH | 1 | 54.3585 | 0 | 0 | 0 | 0 | 0.47683 | 114 | RM | RM |  | 70356_70357_1 | FALSE
| FALSE | PSCO | 230 | WACM | 230 | 70358 | RIFLE_PS | 79059 | RIFLE WA | 1 | -5.007 | 0 | 0 | 0 | 0 | -0.011 | 454.1 | RM | RM |  | 70358_79059_1 | FALSE
| FALSE | PSCO | 230 | WACM | 230 | 70358 | RIFLE_PS | 79250 | AMATLAS | 1 | -36.61 | 0 | 0 | 0 | 0 | -0.24237 | 151.05 | RM | RM |  | 70358_79250_1 | FALSE
| FALSE | PSCO | 230 | PSCO | 230 | 70362 | RIVERDAL | 70605 | HENRYLAK | 1 | -84.8313 | 0 | 0 | 0 | 0 | -0.17647 | 480.7 | RM | RM |  | 70362_70605_1 | FALSE
| FALSE | PSCO | 230 | WACM | 230 | 70375 | SANLSVLY | 79054 | PONCHABR | 1 | -41.6247 | 0 | 0 | 0 | 0 | -0.24342 | 171 | RM | RM |  | 70375_79054_1 | FALSE
| FALSE | PSCO | 230 | PSCO | 230 | 70392 | SKYRANCH | 70528 | SPRUCE | 1 | 45.5876 | 0 | 0 | 0 | 0 | 0.0991 | 459.8 | RM | RM |  | 70392_70528_1 | FALSE
| FALSE | PSCO | 230 | WACM | 230 | 70393 | PONCHA_PS | 79054 | PONCHABR | 1 | -46.7026 | 0 | 0 | 0 | 0 | -0.10285 | 454.1 | RM | RM |  | 70393_79054_1 | FALSE
| FALSE | PSCO | 230 | PSCO | 230 | 70396 | SMOKYHIL | 70528 | SPRUCE | 1 | -2.8418 | 0 | 0 | 0 | 0 | -0.00417 | 681.15 | RM | RM |  | 70396_70528_1 | FALSE
| FALSE | PSCO | 230 | PSCO | 230 | 70396 | SMOKYHIL | 70532 | POWHATON | 1 | -0.93815 | 0 | 0 | 0 | 0 | -0.00133 | 703 | RM | RM |  | 70396_70532_1 | FALSE
| FALSE | PSCO | 230 | PSCO | 230 | 70396 | SMOKYHIL | 70551 | MURPHY | 1 | 79.0795 | 0 | 0 | 0 | 0 | 0.11234 | 703.95 | RM | RM |  | 70396_70551_1 | FALSE
| FALSE | PSCO | 115 | WACM | 115 | 70397 | BEAVER_CK2 | 73020 | BEAVERCK | 1 | 71.9687 | 0 | 0 | 0 | 0 | 0.19832 | 362.9 | RM | RM |  | 70397_73020_1 | FALSE
| FALSE | PSCO | 230 | WACM | 230 | 70399 | B.CRK_PS | 73192 | STORY | 1 | -79.0453 | 0 | 0 | 0 | 0 | -0.30147 | 262.2 | RM | RM |  | 70399_73192_1 | FALSE
| FALSE | PSCO | 230 | PSCO | 230 | 70410 | ST.VRAIN | 70471 | WELD_PS | 1 | 58.9799 | 0 | 0 | 0 | 0 | 0.10873 | 542.45 | RM | RM |  | 70410_70471_1 | FALSE
| FALSE | PSCO | 230 | PSCO | 230 | 70410 | ST.VRAIN | 70474 | WINDSOR | 1 | 4.2516 | 0 | 0 | 0 | 0 | 0.00784 | 542.45 | RM | RM |  | 70410_70474_1 | FALSE
| FALSE | PSCO | 230 | PSCO | 230 | 70410 | ST.VRAIN | 70544 | ISABELLE | 1 | 116.6521 | 0 | 0 | 0 | 0 | 0.23389 | 498.75 | RM | RM |  | 70410_70544_1 | FALSE
| FALSE | PSCO | 230 | PSCO | 230 | 70410 | ST.VRAIN | 70592 | SPNDLE | 1 | 121.6326 | 0 | 0 | 0 | 0 | 0.25303 | 480.7 | RM | RM |  | 70410_70592_1 | FALSE
| FALSE | PSCO | 230 | PSCO | 230 | 70410 | ST.VRAIN | 70820 | KEENESBURG | 1 | -103.581 | 0 | 0 | 0 | 0 | -0.1429 | 724.85 | RM | RM |  | 70410_70820_1 | FALSE
| FALSE | PSCO | 230 | PSCO | 230 | 70417 | SULLIVN1 | 70428 | TECH_CTR | 1 | 54.398 | 0 | 0 | 0 | 0 | 0.12668 | 429.4 | RM | RM |  | 70417_70428_1 | FALSE
| FALSE | PSCO | 230 | PSCO | 230 | 70417 | SULLIVN1 | 70512 | JEWELL1 | 1 | -57.9287 | 0 | 0 | 0 | 0 | -0.12099 | 478.8 | RM | RM |  | 70417_70512_1 | FALSE
| FALSE | PSCO | 230 | PSCO | 230 | 70427 | TARRYALL | 70464 | WATERTON | 1 | -61.6758 | 0 | 0 | 0 | 0 | -0.13872 | 444.6 | RM | RM |  | 70427_70464_1 | FALSE
| FALSE | PSCO | 230 | PSCO | 230 | 70432 | TOWER | 70530 | PICADIL | 1 | -88.5293 | 0 | 0 | 0 | 0 | -0.16435 | 538.65 | RM | RM |  | 70432_70530_1 | FALSE
| FALSE | PSCO | 230 | PSCO | 230 | 70432 | TOWER | 70539 | CHMBERS | 1 | 45.3546 | 0 | 0 | 0 | 0 | 0.0842 | 538.65 | RM | RM |  | 70432_70539_1 | FALSE
| FALSE | PSCO | 230 | PSCO | 230 | 70447 | VALMONT | 70543 | SIMMS | 1 | -11.8911 | 0 | 0 | 0 | 0 | -0.0262 | 454.1 | RM | RM |  | 70447_70543_1 | FALSE
| FALSE | PSCO | 230 | PSCO | 230 | 70447 | VALMONT | 70592 | SPNDLE | 1 | -126.501 | 0 | 0 | 0 | 0 | -0.27857 | 454.1 | RM | RM |  | 70447_70592_1 | FALSE
| FALSE | PSCO | 230 | PSCO | 230 | 70461 | WASHINGT | 70529 | JLGREEN | 1 | -120.864 | 0 | 0 | 0 | 0 | -0.22088 | 547.2 | RM | RM |  | 70461_70529_1 | FALSE
| FALSE | PSCO | 345 | PSCO | 345 | 70465 | MIDWAYPS | 70466 | WATERTON | 1 | 122.8536 | 0 | 0 | 0 | 0 | 0.10931 | 1123.85 | RM | RM |  | 70465_70466_1 | FALSE
| FALSE | PSCO | 115 | WACM | 115 | 70470 | WELD_PS | 73211 | WELD LM | 1 | -46.1987 | 0 | 0 | 0 | 0 | -0.0973 | 475 | RM | RM |  | 70470_73211_1 | FALSE
| FALSE | PSCO | 230 | WACM | 230 | 70471 | WELD_PS | 73212 | WELD LM | 1 | -56.2097 | 0 | 0 | 0 | 0 | -0.07424 | 757.15 | RM | RM |  | 70471_73212_1 | FALSE
| FALSE | PSCO | 115 | WACM | 115 | 70476 | WOODLAND | 73476 | FORESTLK | 1 | -11.5089 | 0 | 0 | 0 | 0 | -0.10096 | 114 | RM | RM |  | 70476_73476_1 | FALSE
| FALSE | WALC | 161 | IID | 161 | 19051 | KNOB | 21059 | PILOTKNB | 1 | 9.4976 | 0 | 0 | 0 | 0 | 0.0606 | 156.75 | SW | CA |  | 19051_21059_1 | FALSE
| FALSE | PSCO | 230 | PSCO | 230 | 70513 | HOMESTEA | 70524 | SULPHUR | 1 | 34.558 | 0 | 0 | 0 | 0 | 0.0496 | 696.35 | RM | RM |  | 70513_70524_1 | FALSE
| FALSE | PSCO | 230 | PSCO | 230 | 70513 | HOMESTEA | 70551 | MURPHY | 1 | -46.3002 | 0 | 0 | 0 | 0 | -0.0658 | 703.95 | RM | RM |  | 70513_70551_1 | FALSE
| FALSE | WALC | 230 | AZPS | 230 | 19052 | LIBERTY | 14231 | WESTWNGW | 1 | 0.4279 | 0 | 0 | 0 | 0 | 0.000804 | 532 | SW | SW |  | 19052_14231_1 | FALSE
| FALSE | PSCO | 230 | PSCO | 230 | 70524 | SULPHUR | 70533 | LEMON | 1 | -25.7352 | 0 | 0 | 0 | 0 | -0.03696 | 696.35 | RM | RM |  | 70524_70533_1 | FALSE
| FALSE | PSCO | 138 | WACM | 138 | 70525 | MTHARRIS | 79038 | HAYDEN | 1 | -8.4581 | 0 | 0 | 0 | 0 | -0.12366 | 68.4 | RM | RM |  | 70525_79038_1 | FALSE
| FALSE | PSCO | 230 | PSCO | 230 | 70526 | IMBODEN | 70528 | SPRUCE | 1 | 65.1776 | 0 | 0 | 0 | 0 | 0.121 | 538.65 | RM | RM |  | 70526_70528_1 | FALSE
| FALSE | PSCO | 230 | PSCO | 230 | 70528 | SPRUCE | 70530 | PICADIL | 1 | 108.1224 | 0 | 0 | 0 | 0 | 0.20073 | 538.65 | RM | RM |  | 70528_70530_1 | FALSE
| FALSE | PSCO | 230 | PSCO | 230 | 70528 | SPRUCE | 70532 | POWHATON | 1 | 5.9359 | 0 | 0 | 0 | 0 | 0.00871 | 681.15 | RM | RM |  | 70528_70532_1 | FALSE
| FALSE | PSCO | 230 | PSCO | 230 | 70528 | SPRUCE | 70539 | CHMBERS | 1 | 128.1985 | 0 | 0 | 0 | 0 | 0.18821 | 681.15 | RM | RM |  | 70528_70539_1 | FALSE
| FALSE | PSCO | 115 | WACM | 115 | 70534 | BERTHOUD | 73114 | LONETREE | 1 | 11.3815 | 0 | 0 | 0 | 0 | 0.0915 | 124.45 | RM | RM |  | 70534_73114_1 | FALSE
| FALSE | WALC | 230 | AZPS | 230 | 19052 | LIBERTY | 14258 | FREEDOM | 1 | -32.7142 | 0 | 0 | 0 | 0 | -0.0549 | 595.65 | SW | SW |  | 19052_14258_1 | FALSE
| FALSE | PSCO | 230 | PSCO | 230 | 70535 | COOLEYMA | 79004 | BASALT | 1 | 3.0992 | 0 | 0 | 0 | 0 | 0.00576 | 537.7 | RM | RM |  | 70535_79004_1 | FALSE
| FALSE | PSCO | 230 | PSCO | 230 | 70535 | COOLEYMA | 79069 | WOLCOTT | 1 | -0.053 | 0 | 0 | 0 | 0 | -9.95e-05 | 532.95 | RM | RM |  | 70535_79069_1 | FALSE
| FALSE | PSCO | 230 | PSCO | 230 | 70590 | RMEC | 70820 | KEENESBURG | 1 | 205.8165 | 0 | 0 | 0 | 0 | 0.27183 | 757.15 | RM | RM |  | 70590_70820_1 | FALSE
| FALSE | PSCO | 345 | PSCO | 345 | 70598 | PAWNEE | 70624 | MIS_SITE | 1 | 25.1085 | 0 | 0 | 0 | 0 | 0.0157 | 1601.7 | RM | RM |  | 70598_70624_1 | FALSE
| FALSE | WALC | 230 | SRP | 230 | 19052 | LIBERTY | 15230 | RUDD | 2 | 139.0685 | 0 | 0 | 0 | 0 | 0.1846 | 753.35 | SW | SW |  | 19052_15230_2 | FALSE
| FALSE | PSCO | 345 | PSCO | 345 | 70601 | DANIELPK | 70654 | COMANCHE | 1 | -219.881 | 0 | 0 | 0 | 0 | -0.19369 | 1135.25 | RM | RM |  | 70601_70654_1 | FALSE
| FALSE | PSCO | 230 | WACM | 230 | 70605 | HENRYLAK | 72201 | SIPRES | 1 | 124.3011 | 0 | 0 | 0 | 0 | 0.20192 | 615.6 | RM | RM |  | 70605_72201_1 | FALSE
| FALSE | PSCO | 230 | WACM | 230 | 70605 | HENRYLAK | 73192 | STORY | 1 | -117.716 | 0 | 0 | 0 | 0 | -0.23921 | 492.1 | RM | RM |  | 70605_73192_1 | FALSE
| FALSE | PSCO | 230 | PSCO | 230 | 70609 | SILVSADL | 70610 | REUNION | 1 | -133.13 | 0 | 0 | 0 | 0 | -0.21626 | 615.6 | RM | RM |  | 70609_70610_1 | FALSE
| FALSE | WALC | 230 | WALC | 230 | 19052 | LIBERTY | 19054 | LIBTYPHS | 1 | -75.516 | 0 | 0 | 0 | 0 | -0.12678 | 595.65 | SW | SW |  | 19052_19054_1 | FALSE
| FALSE | PSCO | 230 | PSCO | 230 | 70700 | CO_GRN | 70705 | TWNBUTTE | 1 | 0 | 0 | 0 | 0 | 0 | 0 | 413.25 | RM | RM |  | 70700_70705_1 | FALSE
| FALSE | PSCO | 230 | PSCO | 230 | 70820 | KEENESBURG | 70821 | CEDARCK_1 | 1 | -172.674 | 0 | 0 | 0 | 0 | -0.18914 | 912.95 | RM | RM |  | 70820_70821_1 | FALSE
| FALSE | WALC | 230 | WALC | 230 | 19052 | LIBERTY | 19055 | LONE BUT | 1 | -7.7586 | 0 | 0 | 0 | 0 | -0.0236 | 328.7 | SW | SW |  | 19052_19055_1 | FALSE
| FALSE | WALC | 230 | WALC | 230 | 19052 | LIBERTY | 19061 | PHXWAPA | 1 | -8.123 | 0 | 0 | 0 | 0 | -0.0218 | 373.35 | SW | SW |  | 19052_19061_1 | FALSE
| FALSE | WALC | 230 | WALC | 230 | 19055 | LONE BUT | 19068 | TESTTRAK | 1 | -58.726 | 0 | 0 | 0 | 0 | -0.1577 | 372.4 | SW | SW |  | 19055_19068_1 | FALSE
| FALSE | WALC | 230 | WALC | 230 | 19055 | LONE BUT | 19410 | SUN ARIZ | 1 | 24.3087 | 0 | 0 | 0 | 0 | 0.0677 | 359.1 | SW | SW |  | 19055_19410_1 | FALSE
| FALSE | WALC | 230 | WALC | 230 | 19056 | MCCONICO | 19022 | DAVIS | 1 | 86.1208 | 0 | 0 | 0 | 0 | 0.18965 | 454.1 | SW | SW |  | 19056_19022_1 | FALSE
| FALSE | WACM | 230 | WACM | 230 | 72710 | LANDSMCK | 72711 | KITCARSN | 1 | -20.0115 | 0 | 0 | 0 | 0 | -0.0734 | 272.65 | RM | RM |  | 72710_72711_1 | FALSE
| FALSE | WACM | 230 | WACM | 230 | 72710 | LANDSMCK | 73036 | BURLNGTN | 1 | 31.8451 | 0 | 0 | 0 | 0 | 0.12234 | 260.3 | RM | RM |  | 72710_73036_1 | FALSE
| FALSE | WALC | 230 | WALC | 230 | 19056 | MCCONICO | 19310 | GRIFFITH | 1 | -200.708 | 0 | 0 | 0 | 0 | -0.33167 | 605.15 | SW | SW |  | 19056_19310_1 | FALSE
| FALSE | WACM | 345 | WACM | 345 | 72811 | WL_CHILD | 73108 | LAR.RIVR | 1 | -368.552 | 0 | 0 | 0 | 0 | -0.32464 | 1135.25 | RM | RM |  | 72811_73108_1 | FALSE
| FALSE | PSCO | 115 | WACM | 115 | 70008 | KELIM | 73002 | AIRPORT | 1 | -5.8569 | 0 | 0 | 0 | 0 | -0.137 | 42.75 | RM | RM |  | 70008_73002_1 | FALSE
| FALSE | WACM | 115 | WACM | 115 | 73004 | ALCOVA | 73162 | RADERVIL | 1 | 11.5869 | 0 | 0 | 0 | 0 | 0.12446 | 93.1 | RM | RM |  | 73004_73162_1 | FALSE
| FALSE | WACM | 230 | WACM | 230 | 73009 | ARCHER | 73488 | TERRY RANCH | 1 | 185.4939 | 0 | 0 | 0 | 0 | 0.44176 | 419.9 | RM | RM |  | 73009_73488_1 | FALSE
| FALSE | WALC | 230 | WALC | 230 | 19061 | PHXWAPA | 19055 | LONE BUT | 1 | -7.6258 | 0 | 0 | 0 | 0 | -0.0258 | 295.45 | SW | SW |  | 19061_19055_1 | FALSE
| FALSE | WACM | 230 | WACM | 230 | 73011 | AULT | 73212 | WELD LM | 1 | 87.6737 | 0 | 0 | 0 | 0 | 0.18 | 487.065 | RM | RM |  | 73011_73212_1 | FALSE
| FALSE | WACM | 230 | WACM | 230 | 73011 | AULT | 73212 | WELD LM | 2 | 87.6737 | 0 | 0 | 0 | 0 | 0.18 | 487.065 | RM | RM |  | 73011_73212_2 | FALSE
| FALSE | WACM | 230 | WACM | 230 | 73011 | AULT | 73488 | TERRY RANCH | 1 | -47.2687 | 0 | 0 | 0 | 0 | -0.10888 | 434.15 | RM | RM |  | 73011_73488_1 | FALSE
| FALSE | WACM | 345 | WACM | 345 | 73012 | AULT | 73108 | LAR.RIVR | 1 | -397.932 | 0 | 0 | 0 | 0 | -0.35052 | 1135.25 | RM | RM |  | 73012_73108_1 | FALSE
| FALSE | WACM | 345 | WACM | 345 | 73012 | AULT | 79014 | CRAIG | 1 | 121.8485 | 0 | 0 | 0 | 0 | 0.17889 | 681.15 | RM | RM |  | 73012_79014_1 | FALSE
| FALSE | WACM | 230 | WACM | 230 | 73016 | B.CK TRI | 73192 | STORY | 1 | -75.6107 | 0 | 0 | 0 | 0 | -0.27257 | 277.4 | RM | RM |  | 73016_73192_1 | FALSE
| FALSE | WALC | 230 | SRP | 230 | 19062 | PINPK | 15211 | PINPKSRP | 1 | 119.5263 | 0 | 0 | 0 | 0 | 0.16193 | 738.15 | SW | SW |  | 19062_15211_1 | FALSE
| FALSE | WACM | 230 | WACM | 230 | 73018 | B.SANDY | 73531 | LINCOLNT | 1 | 8.5773 | 0 | 0 | 0 | 0 | 0.0142 | 605.15 | RM | RM |  | 73018_73531_1 | FALSE
| FALSE | WALC | 230 | SRP | 230 | 19062 | PINPK | 15211 | PINPKSRP | 2 | 119.5263 | 0 | 0 | 0 | 0 | 0.16193 | 738.15 | SW | SW |  | 19062_15211_2 | FALSE
| FALSE | WACM | 230 | WACM | 230 | 73036 | BURLNGTN | 73224 | WRAY | 1 | 31.61 | 0 | 0 | 0 | 0 | 0.0696 | 454.1 | RM | RM |  | 73036_73224_1 | FALSE
| FALSE | WACM | 115 | WACM | 115 | 73043 | CHEYENNE | 73504 | PONNEQUI | 1 | 36.7801 | 0 | 0 | 0 | 0 | 0.2435 | 151.05 | RM | RM |  | 73043_73504_1 | FALSE
| FALSE | WALC | 230 | WALC | 230 | 19068 | TESTTRAK | 19169 | ED5-230 | 1 | -69.6415 | 0 | 0 | 0 | 0 | -0.0902 | 772.35 | SW | SW |  | 19068_19169_1 | FALSE
| FALSE | WALC | 230 | WALC | 230 | 19068 | TESTTRAK | 19218 | CASAGRND | 1 | 11.5163 | 0 | 0 | 0 | 0 | 0.0298 | 386.65 | SW | SW |  | 19068_19218_1 | FALSE
| FALSE | WACM | 230 | WACM | 230 | 73087 | WESTHILL | 74027 | RCSOUTH1 | 1 | 1.0459 | 0 | 0 | 0 | 0 | 0.00277 | 378.1 | RM | RM |  | 73087_74027_1 | FALSE
| FALSE | WACM | 230 | WACM | 230 | 73087 | WESTHILL | 74035 | MINNKHAT | 1 | -61.9192 | 0 | 0 | 0 | 0 | -0.16376 | 378.1 | RM | RM |  | 73087_74035_1 | FALSE
| FALSE | WALC | 230 | WALC | 230 | 19072 | HILLTOP | 19056 | MCCONICO | 1 | -106.712 | 0 | 0 | 0 | 0 | -0.23208 | 459.8 | SW | SW |  | 19072_19056_1 | FALSE
| FALSE | WALC | 230 | WALC | 230 | 19074 | N.HAVASU | 19042 | PARKER | 1 | 41.0283 | 0 | 0 | 0 | 0 | 0.0929 | 441.75 | SW | SW |  | 19074_19042_1 | FALSE
| FALSE | WALC | 230 | WALC | 230 | 19074 | N.HAVASU | 19320 | TOPOCK | 1 | -83.8348 | 0 | 0 | 0 | 0 | -0.18978 | 441.75 | SW | SW |  | 19074_19320_1 | FALSE
| FALSE | TH_Mead | 230 | TH_Mead | 230 | 19079 | HOVRN7N8 | 19012 | MEAD S | 1 | 51.3814 | 0 | 0 | 0 | 0 | 0.14539 | 353.4 | SW | SW |  | 19079_19012_1 | FALSE
| FALSE | WACM | 230 | WACM | 230 | 73107 | LAR.RIVR | 73190 | STEGALL | 1 | 134.0733 | 0 | 0 | 0 | 0 | 0.29525 | 454.1 | RM | RM |  | 73107_73190_1 | FALSE
| FALSE | TH_Mead | 230 | TH_Mead | 230 | 19080 | HOVRN5N6 | 19012 | MEAD S | 1 | 51.9813 | 0 | 0 | 0 | 0 | 0.15814 | 328.7 | SW | SW |  | 19080_19012_1 | FALSE
| FALSE | TH_Mead | 230 | TH_Mead | 230 | 19081 | HOVRN3N4 | 19012 | MEAD S | 1 | 51.9813 | 0 | 0 | 0 | 0 | 0.17316 | 300.2 | SW | SW |  | 19081_19012_1 | FALSE
| FALSE | TH_Mead | 230 | TH_Mead | 230 | 19082 | HOVRN1N2 | 19012 | MEAD S | 1 | 51.9813 | 0 | 0 | 0 | 0 | 0.17316 | 300.2 | SW | SW |  | 19082_19012_1 | FALSE
| FALSE | WACM | 230 | WACM | 230 | 73143 | N.YUMA | 73192 | STORY | 1 | -18.7345 | 0 | 0 | 0 | 0 | -0.0675 | 277.4 | RM | RM |  | 73143_73192_1 | FALSE
| FALSE | WACM | 230 | WACM | 230 | 73143 | N.YUMA | 73224 | WRAY | 1 | 19.695 | 0 | 0 | 0 | 0 | 0.071 | 277.4 | RM | RM |  | 73143_73224_1 | FALSE
| FALSE | WACM | 230 | WACM | 230 | 73143 | N.YUMA | 73579 | SPRNGCAN | 1 | -11.7334 | 0 | 0 | 0 | 0 | -0.0287 | 409.45 | RM | RM |  | 73143_73579_1 | FALSE
| FALSE | TH_Mead | 230 | TH_Mead | 230 | 19083 | HOVRA1A2 | 19012 | MEAD S | 1 | 49.3037 | 0 | 0 | 0 | 0 | 0.16424 | 300.2 | SW | SW |  | 19083_19012_1 | FALSE
| FALSE | WACM | 230 | WACM | 230 | 73148 | OSAGE | 73164 | LANGE | 1 | 67.0879 | 0 | 0 | 0 | 0 | 0.11086 | 605.15 | RM | RM |  | 73148_73164_1 | FALSE
| FALSE | WACM | 230 | WACM | 230 | 73148 | OSAGE | 73276 | TEKLA | 1 | -28.9723 | 0 | 0 | 0 | 0 | -0.0581 | 498.75 | RM | RM |  | 73148_73276_1 | FALSE
| FALSE | WACM | 230 | WACM | 230 | 73148 | OSAGE | 73283 | YELOWCRK | 1 | 25.3184 | 0 | 0 | 0 | 0 | 0.0838 | 302.1 | RM | RM |  | 73148_73283_1 | FALSE
| FALSE | PSCO | 115 | WACM | 115 | 70722 | RDGCREST | 73150 | PEETZ | 1 | 0 | 0 | 0 | 0 | 0 | 0 | 57 | RM | RM |  | 70722_73150_1 | FALSE
| FALSE | WACM | 115 | WACM | 115 | 73150 | PEETZ | 73179 | SIDNEY | 1 | -15.3518 | 0 | 0 | 0 | 0 | -0.0703 | 218.5 | RM | RM |  | 73150_73179_1 | FALSE
| FALSE | WACM | 115 | PAWY | 115 | 73167 | REFNRYTP | 67925 | REFNRYPP | 1 | 0 | 0 | 0 | 0 | 0 | 0 | 114.95 | RM | Inland |  | 73167_67925_1 | FALSE
| FALSE | WACM | 230 | WACM | 230 | 73168 | RENO | 73276 | TEKLA | 1 | 113.2387 | 0 | 0 | 0 | 0 | 0.26726 | 423.7 | RM | RM |  | 73168_73276_1 | FALSE
| FALSE | WACM | 230 | WACM | 230 | 73168 | RENO | 74030 | DONKYCRK | 1 | -136.872 | 0 | 0 | 0 | 0 | -0.32304 | 423.7 | RM | RM |  | 73168_74030_1 | FALSE
| FALSE | WALC | 230 | AZPS | 230 | 19106 | PRSCOTWA | 14222 | PRESCOTT | 1 | 42.0323 | 0 | 0 | 0 | 0 | 0.13223 | 317.87 | SW | SW |  | 19106_14222_1 | FALSE
| FALSE | WACM | 230 | WACM | 230 | 73180 | SIDNEY | 73181 | SIDNEYDC | 1 | 0 | 0 | 0 | 0 | 0 | 0 | 227.05 | RM | RM |  | 73180_73181_1 | FALSE
| FALSE | WACM | 230 | WACM | 230 | 73180 | SIDNEY | 73190 | STEGALL | 1 | -46.2497 | 0 | 0 | 0 | 0 | -0.15309 | 302.1 | RM | RM |  | 73180_73190_1 | FALSE
| FALSE | WACM | 230 | WACM | 230 | 73180 | SIDNEY | 73579 | SPRNGCAN | 1 | -12.8981 | 0 | 0 | 0 | 0 | -0.0307 | 419.9 | RM | RM |  | 73180_73579_1 | FALSE
| FALSE | WACM | 230 | WACM | 230 | 73186 | LOOKOUT1 | 73283 | YELOWCRK | 1 | 6.7281 | 0 | 0 | 0 | 0 | 0.0148 | 454.1 | RM | RM |  | 73186_73283_1 | FALSE
| FALSE | WALC | 230 | WALC | 230 | 19106 | PRSCOTWA | 19501 | RNDVLYTP | 1 | -80.4949 | 0 | 0 | 0 | 0 | -0.29421 | 273.6 | SW | SW |  | 19106_19501_1 | FALSE
| FALSE | WALC | 230 | AZPS | 230 | 19107 | GAVLINWA | 14243 | GAVILNPK | 1 | 57.3045 | 0 | 0 | 0 | 0 | 0.18006 | 318.25 | SW | SW |  | 19107_14243_1 | FALSE
| FALSE | WALC | 230 | WALC | 230 | 19107 | GAVLINWA | 19062 | PINPK | 1 | -40.8045 | 0 | 0 | 0 | 0 | -0.0869 | 469.3 | SW | SW |  | 19107_19062_1 | FALSE
| FALSE | WALC | 230 | WALC | 230 | 19107 | GAVLINWA | 19106 | PRSCOTWA | 1 | -16.5 | 0 | 0 | 0 | 0 | -0.0639 | 258.4 | SW | SW |  | 19107_19106_1 | FALSE
| FALSE | WACM | 115 | PAWY | 115 | 73222 | WORLANTP | 67185 | HILLTP1 | 1 | 22.0367 | 0 | 0 | 0 | 0 | 0.15063 | 146.3 | RM | Inland |  | 73222_67185_1 | FALSE
| FALSE | WACM | 230 | WACM | 230 | 73276 | TEKLA | 76400 | PUMPKIN_BTS | 1 | -39.7791 | 0 | 0 | 0 | 0 | -0.0855 | 465.5 | RM | RM |  | 73276_76400_1 | FALSE
| FALSE | WACM | 230 | WACM | 230 | 73294 | HUGHES | 76402 | DRYFORK | 1 | -103.404 | 0 | 0 | 0 | 0 | -0.21989 | 470.25 | RM | RM |  | 73294_76402_1 | FALSE
| FALSE | WALC | 230 | WALC | 230 | 19204 | HARCUVAR | 17172 | HARCU-AZ | 1 | 8.6161 | 0 | 0 | 0 | 0 | 0.0272 | 317.3 | SW | SW |  | 19204_17172_1 | FALSE
| FALSE | WALC | 230 | WALC | 230 | 19204 | HARCUVAR | 19500 | HASSYTAP | 1 | 0.29845 | 0 | 0 | 0 | 0 | 0.000657 | 454.1 | SW | SW |  | 19204_19500_1 | FALSE
| FALSE | WALC | 115 | AZPS | 115 | 19211 | RED ROCK | 14356 | SAG.EAST | 1 | -19.9076 | 0 | 0 | 0 | 0 | -0.13696 | 145.35 | SW | SW |  | 19211_14356_1 | FALSE
| FALSE | WACM | 115 | PSCO | 115 | 73412 | MIDWAYBR | 70285 | MIDWAYPS | 1 | 0 | 0 | 0 | 0 | 0 | 0 | 114 | RM | RM |  | 73412_70285_1 | FALSE
| FALSE | PSCO | 230 | WACM | 230 | 70286 | MIDWAYPS | 73413 | MIDWAYBR | 1 | 110.3893 | 0 | 0 | 0 | 0 | 0.18242 | 605.15 | RM | RM |  | 70286_73413_1 | TRUE | RM | 0
| FALSE | WACM | 230 | WACM | 230 | 73413 | MIDWAYBR | 73531 | LINCOLNT | 1 | -30.7156 | 0 | 0 | 0 | 0 | -0.0676 | 454.1 | RM | RM |  | 73413_73531_1 | FALSE
| FALSE | WACM | 230 | WACM | 230 | 73488 | TERRY RANCH | 73536 | CHEYENNE | 1 | 35.1513 | 0 | 0 | 0 | 0 | 0.081 | 434.15 | RM | RM |  | 73488_73536_1 | FALSE
| FALSE | WACM | 230 | WACM | 230 | 73488 | TERRY RANCH | 73616 | NORTH PARK | 1 | 61.8448 | 0 | 0 | 0 | 0 | 0.14728 | 419.9 | RM | RM |  | 73488_73616_1 | FALSE
| FALSE | WACM | 230 | WACM | 230 | 73536 | CHEYENNE | 73571 | SNOWYRNG | 1 | -18.9497 | 0 | 0 | 0 | 0 | -0.044 | 430.35 | RM | RM |  | 73536_73571_1 | FALSE
| FALSE | WACM | 230 | WACM | 230 | 73413 | MIDWAYBR | 73551 | W CANON | 1 | 124.1683 | 0 | 0 | 0 | 0 | 0.29571 | 419.9 | RM | RM |  | 73413_73551_1 | FALSE
| FALSE | WACM | 230 | WACM | 230 | 73571 | SNOWYRNG | 73572 | MIRACLEM | 1 | -54.544 | 0 | 0 | 0 | 0 | -0.14107 | 386.65 | RM | RM |  | 73571_73572_1 | FALSE
| FALSE | WACM | 230 | WACM | 230 | 74027 | RCSOUTH1 | 76351 | RCDC W | 1 | 35.6689 | 0 | 0 | 0 | 0 | 0.13082 | 272.65 | RM | RM |  | 74027_76351_1 | FALSE
| FALSE | WACM | 230 | WACM | 230 | 74030 | DONKYCRK | 76400 | PUMPKIN_BTS | 1 | 97.9045 | 0 | 0 | 0 | 0 | 0.15045 | 650.75 | RM | RM |  | 74030_76400_1 | FALSE
| FALSE | PNM | 230 | PNM | 230 | 10248 | PILLAR | 10052 | BURNHAM | 1 | 38.2463 | 0 | 0 | 0 | 0 | 0.12621 | 303.05 | SW | SW |  | 10248_10052_1 | FALSE
| FALSE | WACM | 230 | WACM | 230 | 76312 | TONGRIVR | 76409 | DECKER | 1 | 5.9221 | 0 | 0 | 0 | 0 | 0.0125 | 473.1 | RM | RM |  | 76312_76409_1 | FALSE
| FALSE | WACM | 230 | WACM | 230 | 76400 | PUMPKIN_BTS | 76401 | BARBERCK | 1 | -62.2168 | 0 | 0 | 0 | 0 | -0.13366 | 465.5 | RM | RM |  | 76400_76401_1 | FALSE
| FALSE | WACM | 230 | WACM | 230 | 76409 | DECKER | 76410 | WYOMONT | 1 | 3.2598 | 0 | 0 | 0 | 0 | 0.00815 | 399.95 | RM | RM |  | 76409_76410_1 | FALSE
| FALSE | WACM | 138 | PAUT | 138 | 79001 | ARTESIA TAP | 66278 | RANGELY | 1 | 13.4197 | 0 | 0 | 0 | 0 | 0.12283 | 109.25 | RM | Inland |  | 79001_66278_1 | FALSE
| FALSE | WACM | 138 | WACM | 138 | 79001 | ARTESIA TAP | 79038 | HAYDEN | 1 | 20.1288 | 0 | 0 | 0 | 0 | 0.14817 | 135.85 | RM | RM |  | 79001_79038_1 | FALSE
| FALSE | WACM | 230 | WACM | 230 | 79013 | CRAIG | 79039 | HDN WEST | 2 | 11.9961 | 0 | 0 | 0 | 0 | 0.0396 | 303.05 | RM | RM |  | 79013_79039_2 | FALSE
| FALSE | WACM | 230 | WACM | 230 | 79013 | CRAIG | 79059 | RIFLE WA | 1 | 66.8264 | 0 | 0 | 0 | 0 | 0.10707 | 624.15 | RM | RM |  | 79013_79059_1 | FALSE
| FALSE | WACM | 230 | WACM | 230 | 79021 | CURECANT | 79045 | LOSTCANY | 1 | 22.2224 | 0 | 0 | 0 | 0 | 0.0529 | 419.9 | RM | RM |  | 79021_79045_1 | FALSE
| FALSE | WACM | 230 | WACM | 230 | 79021 | CURECANT | 79054 | PONCHABR | 1 | -45.9043 | 0 | 0 | 0 | 0 | -0.10932 | 419.9 | RM | RM |  | 79021_79054_1 | FALSE
| FALSE | WACM | 230 | WACM | 230 | 79021 | CURECANT | 79070 | NORTHFRK | 1 | 48.3575 | 0 | 0 | 0 | 0 | 0.11516 | 419.9 | RM | RM |  | 79021_79070_1 | FALSE
| FALSE | WACM | 230 | WACM | 230 | 79021 | CURECANT | 79163 | MORROWPT | 1 | -30.7814 | 0 | 0 | 0 | 0 | -0.17803 | 172.9 | RM | RM |  | 79021_79163_1 | FALSE
| FALSE | WACM | 345 | WACM | 345 | 79024 | FLAGSTAF | 79032 | GLENCANY | 1 | -232.809 | 0 | 0 | 0 | 0 | -0.30367 | 766.65 | RM | RM |  | 79024_79032_1 | FALSE
| FALSE | WACM | 345 | WACM | 345 | 79024 | FLAGSTAF | 79032 | GLENCANY | 2 | -228.153 | 0 | 0 | 0 | 0 | -0.2976 | 766.65 | RM | RM |  | 79024_79032_2 | FALSE
| FALSE | WACM | 345 | WACM | 345 | 79024 | FLAGSTAF | 79053 | PINPKBRB | 1 | 215.8755 | 0 | 0 | 0 | 0 | 0.25109 | 859.75 | RM | RM |  | 79024_79053_1 | FALSE
| FALSE | WACM | 345 | WACM | 345 | 79024 | FLAGSTAF | 79053 | PINPKBRB | 2 | 214.6695 | 0 | 0 | 0 | 0 | 0.24969 | 859.75 | RM | RM |  | 79024_79053_2 | FALSE
| FALSE | WACM | 230 | WALC | 230 | 79028 | GLEN PS | 79093 | NAVAJO | 1 | 34.4632 | 0 | 0 | 0 | 0 | 0.0824 | 418 | RM | SW |  | 79028_79093_1 | FALSE
| FALSE | PSCO | 115 | WACM | 115 | 79034 | GRANDJCT | 79183 | STRNELSN | 1 | 6.1968 | 0 | 0 | 0 | 0 | 0.0687 | 90.25 | RM | RM |  | 79034_79183_1 | FALSE
| FALSE | WACM | 345 | WACM | 345 | 79036 | GRANDJCT | 79049 | MONTROSE | 1 | 13.1253 | 0 | 0 | 0 | 0 | 0.0149 | 878.7501 | RM | RM |  | 79036_79049_1 | FALSE
| FALSE | WACM | 345 | PSCO | 345 | 79036 | GRANDJCT | 79058 | RIFLE_CU | 1 | -89.6669 | 0 | 0 | 0 | 0 | -0.13164 | 681.15 | RM | RM |  | 79036_79058_1 | FALSE
| FALSE | WACM | 230 | PSCO | 230 | 79039 | HDN WEST | 79091 | FOIDELCK | 1 | 49.8828 | 0 | 0 | 0 | 0 | 0.10985 | 454.1 | RM | RM |  | 79039_79091_1 | FALSE
| FALSE | WALC | 230 | WACM | 230 | 79043 | KAYENTA | 79063 | SHIPROCK | 1 | 7.2115 | 0 | 0 | 0 | 0 | 0.0191 | 378.1 | SW | RM |  | 79043_79063_1 | FALSE
| FALSE | WALC | 230 | WALC | 230 | 79043 | KAYENTA | 79096 | LNGHOUSE | 1 | -12.8694 | 0 | 0 | 0 | 0 | -0.034 | 378.1 | SW | SW |  | 79043_79096_1 | FALSE
| FALSE | WACM | 230 | WACM | 230 | 79045 | LOSTCANY | 79061 | SHIP PS | 1 | -64.1348 | 0 | 0 | 0 | 0 | -0.15274 | 419.9 | RM | RM |  | 79045_79061_1 | FALSE
| FALSE | WACM | 138 | PSCO | 138 | 79046 | MEEKER | 79056 | RIFLE_CU | 1 | 36.7782 | 0 | 0 | 0 | 0 | 0.30971 | 118.75 | RM | RM |  | 79046_79056_1 | FALSE
| FALSE | WALC | 34.5 | AZPS | 34.5 | 19232 | MEX TAP | 85811 | BOSE | 1 | 5.0438 | 0 | 0 | 0 | 0 | 0.26547 | 19 | SW | SW |  | 19232_85811_1 | FALSE
| FALSE | WACM | 345 | WACM | 345 | 79049 | MONTROSE | 79072 | HESPERUS | 1 | -43.2526 | 0 | 0 | 0 | 0 | -0.0635 | 681.15 | RM | RM |  | 79049_79072_1 | FALSE
| FALSE | WACM | 230 | WACM | 230 | 73551 | W CANON | 79054 | PONCHABR | 1 | 134.2316 | 0 | 0 | 0 | 0 | 0.31967 | 419.9 | RM | RM |  | 73551_79054_1 | FALSE
| FALSE | PSCO | 230 | WACM | 230 | 79057 | RIFLE_CU | 79059 | RIFLE WA | 1 | -36.7017 | 0 | 0 | 0 | 0 | -0.08082 | 454.1 | RM | RM |  | 79057_79059_1 | FALSE
| FALSE | PSCO | 345 | WACM | 345 | 79058 | RIFLE_CU | 79266 | MEEKER | 1 | -129.509 | 0 | 0 | 0 | 0 | -0.1426 | 908.2 | RM | RM |  | 79058_79266_1 | FALSE
| FALSE | WACM | 230 | WACM | 230 | 79059 | RIFLE WA | 79070 | NORTHFRK | 1 | 25.1177 | 0 | 0 | 0 | 0 | 0.0598 | 419.9 | RM | RM |  | 79059_79070_1 | FALSE
| FALSE | WACM | 345 | PNM | 345 | 79064 | SHIPROCK | 10292 | SAN_JUAN | 1 | -103.595 | 0 | 0 | 0 | 0 | -0.0913 | 1135.25 | RM | SW |  | 79064_10292_1 | FALSE
| FALSE | WACM | 345 | AZPS | 345 | 79064 | SHIPROCK | 14101 | FOURCORN | 1 | -10.4524 | 0 | 0 | 0 | 0 | -0.00917 | 1140 | RM | SW |  | 79064_14101_1 | FALSE
| FALSE | PSCO | 230 | PSCO | 230 | 79065 | STEAMBT | 79091 | FOIDELCK | 1 | -5.8222 | 0 | 0 | 0 | 0 | -0.0128 | 454.1 | RM | RM |  | 79065_79091_1 | FALSE
| FALSE | PSCO | 230 | PSCO | 230 | 79065 | STEAMBT | 79091 | FOIDELCK | 2 | -7.1184 | 0 | 0 | 0 | 0 | -0.0157 | 454.1 | RM | RM |  | 79065_79091_2 | FALSE
| FALSE | WACM | 138 | PAUT | 138 | 79067 | VERNAL | 65192 | BONANZA | 1 | -26.1638 | 0 | 0 | 0 | 0 | -0.11241 | 232.75 | RM | Inland |  | 79067_65192_1 | FALSE
| FALSE | PSCO | 230 | PSCO | 230 | 79069 | WOLCOTT | 79091 | FOIDELCK | 1 | -36.9421 | 0 | 0 | 0 | 0 | -0.06956 | 531.05 | RM | RM |  | 79069_79091_1 | FALSE
| FALSE | WALC | 34.5 | AZPS | 34.5 | 19234 | SNL-WALC | 85826 | SANLUIS | 1 | 0 | 0 | 0 | 0 | 0 | 0 | 19.95 | SW | SW |  | 19234_85826_1 | FALSE
| FALSE | WALC | 230 | WALC | 230 | 79093 | NAVAJO | 79096 | LNGHOUSE | 1 | 34.4632 | 0 | 0 | 0 | 0 | 0.0828 | 416.1 | SW | SW |  | 79093_79096_1 | FALSE
| FALSE | WALC | 230 | WALC | 230 | 19310 | GRIFFITH | 19314 | PEACOCK | 1 | 126.995 | 0 | 0 | 0 | 0 | 0.16773 | 757.15 | SW | SW |  | 19310_19314_1 | FALSE
| FALSE | PSCO | 115 | WACM | 115 | 79173 | COLBRAN | 79174 | MOLINA-L | 1 | -0.8713 | 0 | 0 | 0 | 0 | -0.0108 | 80.75 | RM | RM |  | 79173_79174_1 | FALSE
| FALSE | PSCO | 115 | WACM | 115 | 79173 | COLBRAN | 79175 | MOLINA-U | 1 | -1.4416 | 0 | 0 | 0 | 0 | -0.0179 | 80.75 | RM | RM |  | 79173_79175_1 | FALSE
| FALSE | WALC | 230 | WALC | 230 | 19314 | PEACOCK | 19072 | HILLTOP | 1 | -43.8439 | 0 | 0 | 0 | 0 | -0.0954 | 459.8 | SW | SW |  | 19314_19072_1 | FALSE
| FALSE | WACM | 345 | WACM | 345 | 79266 | MEEKER | 79356 | MCBRYDE | 1 | 107.2459 | 0 | 0 | 0 | 0 | 0.0945 | 1135.25 | RM | RM |  | 79266_79356_1 | FALSE
| FALSE | WALC | 230 | WALC | 230 | 19320 | TOPOCK | 19019 | BLK MESA | 1 | 83.8197 | 0 | 0 | 0 | 0 | 0.18458 | 454.1 | SW | SW |  | 19320_19019_1 | FALSE
| FALSE | WALC | 230 | WALC | 230 | 19320 | TOPOCK | 19316 | SOPOINT | 1 | -149.432 | 0 | 0 | 0 | 0 | -0.37994 | 393.3 | SW | SW |  | 19320_19316_1 | FALSE
| FALSE | BCHA | 230 | BCHA | 230 | 80192 | SLS 230 | 80707 | SGB 230 | 1 | 41.1427 | 0 | 0 | 0 | 0 | 0.054359 | 756.865 | CAN | CAN |  | 80192_80707_1 | FALSE
| FALSE | BCHA | 230 | BCHA | 230 | 80192 | SLS 230 | 80707 | SGB 230 | 2 | 41.1427 | 0 | 0 | 0 | 0 | 0.054359 | 756.865 | CAN | CAN |  | 80192_80707_2 | FALSE
| FALSE | WALC | 230 | WALC | 230 | 19320 | TOPOCK | 19316 | SOPOINT | 2 | -149.432 | 0 | 0 | 0 | 0 | -0.29129 | 513 | SW | SW |  | 19320_19316_2 | FALSE
| FALSE | WALC | 230 | WALC | 230 | 19500 | HASSYTAP | 19052 | LIBERTY | 1 | 29.4897 | 0 | 0 | 0 | 0 | 0.0632 | 466.45 | SW | SW |  | 19500_19052_1 | FALSE
| FALSE | WALC | 230 | AZPS | 230 | 19501 | RNDVLYTP | 14223 | ROUNDVLY | 1 | -13.7864 | 0 | 0 | 0 | 0 | -0.05074 | 271.7 | SW | SW |  | 19501_14223_1 | FALSE
| FALSE | WALC | 230 | WALC | 230 | 19501 | RNDVLYTP | 19314 | PEACOCK | 1 | -26.1965 | 0 | 0 | 0 | 0 | -0.0735 | 356.25 | SW | SW |  | 19501_19314_1 | FALSE
| FALSE | BCHA | 287 | BCHA | 287 | 80598 | FKR 287 | 80809 | VOL 379P | 1 | 98.1706 | 0 | 0 | 0 | 0 | 0.18847 | 520.885 | CAN | CAN |  | 80598_80809_1 | FALSE
| FALSE | BCHA | 230 | BCHA | 230 | 80707 | SGB 230 | 80853 | GBH 348P | 1 | 46.3396 | 0 | 0 | 0 | 0 | 0.10037 | 461.7 | CAN | CAN |  | 80707_80853_1 | FALSE
| FALSE | BCHA | 230 | BCHA | 230 | 80712 | SRN 230 | 80855 | SRN 348P | 1 | -39.0086 | 0 | 0 | 0 | 0 | -0.0845 | 461.7 | CAN | CAN |  | 80712_80855_1 | FALSE
| FALSE | BCHA | 287 | BCHA | 287 | 80767 | KMO 287S | 80770 | KSC SC88S | 2 | 158.6704 | 0 | 0 | 0 | 0 | 0.2132 | 744.23 | CAN | CAN |  | 80767_80770_2 | FALSE
| FALSE | BCHA | 287 | BCHA | 287 | 80797 | VOL 287 | 80809 | VOL 379P | 1 | 6.3001 | 0 | 0 | 0 | 0 | 0.0121 | 520.885 | CAN | CAN |  | 80797_80809_1 | FALSE
| FALSE | BCHA | 230 | BCHA | 230 | 80853 | GBH 348P | 80855 | SRN 348P | 1 | 44.4616 | 0 | 0 | 0 | 0 | 0.0963 | 461.7 | CAN | CAN |  | 80853_80855_1 | FALSE
| FALSE | AZPS | 69 | WALC | 69 | 84836 | NG N | 19049 | GILA | 1 | 22.3864 | 0 | 0 | 0 | 0 | 0.11962 | 187.15 | SW | SW |  | 84836_19049_1 | FALSE
| FALSE | CFE | 230 | CFE | 230 | 20001 | PJZ-230 | 20015 | PAP-230 | 1 | 93.2172 | 0 | 0 | 0 | 0 | 0.221 | 421.8 | CA | CA |  | 20001_20015_1 | FALSE
| FALSE | CFE | 230 | CFE | 230 | 20001 | PJZ-230 | 20015 | PAP-230 | 2 | 91.3058 | 0 | 0 | 0 | 0 | 0.21647 | 421.8 | CA | CA |  | 20001_20015_2 | FALSE
| FALSE | CFE | 230 | CFE | 230 | 20001 | PJZ-230 | 20017 | MEP-230 | 1 | 67.5449 | 0 | 0 | 0 | 0 | 0.16013 | 421.8 | CA | CA |  | 20001_20017_1 | FALSE
| FALSE | CFE | 230 | CFE | 230 | 20001 | PJZ-230 | 20017 | MEP-230 | 2 | 67.5449 | 0 | 0 | 0 | 0 | 0.16013 | 421.8 | CA | CA |  | 20001_20017_2 | FALSE
| FALSE | CFE | 230 | CFE | 230 | 20001 | PJZ-230 | 20018 | RUB-230 | 1 | 62.9869 | 0 | 0 | 0 | 0 | 0.14933 | 421.8 | CA | CA |  | 20001_20018_1 | FALSE
| FALSE | CFE | 230 | CFE | 230 | 20001 | PJZ-230 | 20018 | RUB-230 | 2 | 62.9869 | 0 | 0 | 0 | 0 | 0.14933 | 421.8 | CA | CA |  | 20001_20018_2 | FALSE
| FALSE | CFE | 230 | CFE | 230 | 20001 | PJZ-230 | 20149 | TJI-230 | 1 | 58.477 | 0 | 0 | 0 | 0 | 0.13864 | 421.8 | CA | CA |  | 20001_20149_1 | FALSE
| FALSE | CFE | 230 | CFE | 230 | 20001 | PJZ-230 | 20149 | TJI-230 | 2 | 54.3336 | 0 | 0 | 0 | 0 | 0.12881 | 421.8 | CA | CA |  | 20001_20149_2 | FALSE
| FALSE | CFE | 230 | CFE | 230 | 20001 | PJZ-230 | 20450 | JOV-230 | 1 | -20.279 | 0 | 0 | 0 | 0 | -0.0536 | 378.1 | CA | CA |  | 20001_20450_1 | FALSE
| FALSE | CFE | 230 | CFE | 230 | 20015 | PAP-230 | 20149 | TJI-230 | 1 | 22.758 | 0 | 0 | 0 | 0 | 0.0751 | 303.05 | CA | CA |  | 20015_20149_1 | FALSE
| FALSE | CFE | 230 | CFE | 230 | 20015 | PAP-230 | 20149 | TJI-230 | 2 | 22.758 | 0 | 0 | 0 | 0 | 0.054 | 421.8 | CA | CA |  | 20015_20149_2 | FALSE
| FALSE | CFE | 230 | CFE | 230 | 20017 | MEP-230 | 20149 | TJI-230 | 1 | 46.8614 | 0 | 0 | 0 | 0 | 0.055549 | 843.6 | CA | CA |  | 20017_20149_1 | FALSE
| FALSE | CFE | 230 | CFE | 230 | 20017 | MEP-230 | 20149 | TJI-230 | 2 | 46.8614 | 0 | 0 | 0 | 0 | 0.055549 | 843.6 | CA | CA |  | 20017_20149_2 | FALSE
| FALSE | CFE | 230 | CFE | 230 | 20017 | MEP-230 | 20192 | SAM-230 | 1 | 15.2 | 0 | 0 | 0 | 0 | 0.0469 | 323.95 | CA | CA |  | 20017_20192_1 | FALSE
| FALSE | CFE | 230 | CFE | 230 | 20017 | MEP-230 | 20392 | TOY-230 | 1 | -50.0944 | 0 | 0 | 0 | 0 | -0.11876 | 421.8 | CA | CA |  | 20017_20392_1 | FALSE
| FALSE | CFE | 230 | CFE | 230 | 20063 | CIP-230 | 20222 | LOS-230 | 1 | -24.7241 | 0 | 0 | 0 | 0 | -0.05862 | 421.8 | CA | CA |  | 20063_20222_1 | FALSE
| FALSE | CFE | 230 | CFE | 230 | 20102 | RUM-230 | 20118 | ROA-230 | 1 | -124.921 | 0 | 0 | 0 | 0 | -0.33891 | 368.6 | CA | CA |  | 20102_20118_1 | FALSE
| FALSE | CFE | 230 | CFE | 230 | 20103 | WIS-230 | 20113 | OZA-230 | 1 | 116.6736 | 0 | 0 | 0 | 0 | 0.31653 | 368.6 | CA | CA |  | 20103_20113_1 | FALSE
| FALSE | CFE | 230 | CFE | 230 | 20103 | WIS-230 | 20115 | MXI-230 | 1 | -119.544 | 0 | 0 | 0 | 0 | -0.21113 | 566.2 | CA | CA |  | 20103_20115_1 | FALSE
| FALSE | CFE | 230 | CFE | 230 | 20103 | WIS-230 | 20226 | XCO-230 | 1 | -81.9648 | 0 | 0 | 0 | 0 | -0.14476 | 566.2 | CA | CA |  | 20103_20226_1 | FALSE
| FALSE | CFE | 230 | CFE | 230 | 20103 | WIS-230 | 20470 | SIS-230 | 1 | 127.4736 | 0 | 0 | 0 | 0 | 0.30221 | 421.8 | CA | CA |  | 20103_20470_1 | FALSE
| FALSE | CFE | 230 | CFE | 230 | 20104 | CPD-230 | 20107 | CPT-230 | 1 | 1.8513 | 0 | 0 | 0 | 0 | 0.00571 | 323.95 | CA | CA |  | 20104_20107_1 | FALSE
| FALSE | CFE | 230 | CFE | 230 | 20104 | CPD-230 | 20391 | CHQ-230 | 1 | -83.3404 | 0 | 0 | 0 | 0 | -0.2261 | 368.6 | CA | CA |  | 20104_20391_1 | FALSE
| FALSE | CFE | 230 | CFE | 230 | 20107 | CPT-230 | 20114 | CSC-230 | 1 | 189.4043 | 0 | 0 | 0 | 0 | 0.58467 | 323.95 | CA | CA |  | 20107_20114_1 | FALSE
| FALSE | CFE | 230 | CFE | 230 | 20112 | STB-230 | 20115 | MXI-230 | 1 | 65.9445 | 0 | 0 | 0 | 0 | 0.20356 | 323.95 | CA | CA |  | 20112_20115_1 | FALSE
| FALSE | CFE | 230 | CFE | 230 | 20112 | STB-230 | 20303 | THO-230 | 1 | 23.7922 | 0 | 0 | 0 | 0 | 0.064548 | 368.6 | CA | CA |  | 20112_20303_1 | FALSE
| FALSE | CFE | 230 | CFE | 230 | 20113 | OZA-230 | 20117 | CRO-230 | 1 | 73.048 | 0 | 0 | 0 | 0 | 0.19818 | 368.6 | CA | CA |  | 20113_20117_1 | FALSE
| FALSE | CFE | 230 | CFE | 230 | 20111 | TEK-230 | 20115 | MXI-230 | 1 | 125.4995 | 0 | 0 | 0 | 0 | 0.29753 | 421.8 | CA | CA |  | 20111_20115_1 | FALSE
| FALSE | CFE | 230 | CFE | 230 | 20115 | MXI-230 | 20226 | XCO-230 | 1 | 119.9008 | 0 | 0 | 0 | 0 | 0.21176 | 566.2 | CA | CA |  | 20115_20226_1 | FALSE
| FALSE | CFE | 230 | CFE | 230 | 20118 | ROA-230 | 20117 | CRO-230 | 1 | -39.7332 | 0 | 0 | 0 | 0 | -0.10779 | 368.6 | CA | CA |  | 20118_20117_1 | FALSE
| FALSE | CFE | 230 | CFE | 230 | 20118 | ROA-230 | 20328 | CCM-230 | 1 | -136.762 | 0 | 0 | 0 | 0 | -0.18552 | 737.2 | CA | CA |  | 20118_20328_1 | FALSE
| FALSE | CFE | 230 | CFE | 230 | 20118 | ROA-230 | 20328 | CCM-230 | 2 | -136.762 | 0 | 0 | 0 | 0 | -0.18552 | 737.2 | CA | CA |  | 20118_20328_2 | FALSE
| FALSE | CFE | 230 | CFE | 230 | 20118 | ROA-230 | 20453 | CNT-230 | 1 | -68.1197 | 0 | 0 | 0 | 0 | -0.18481 | 368.6 | CA | CA |  | 20118_20453_1 | FALSE
| FALSE | CFE | 230 | CFE | 230 | 20118 | ROA-230 | 20470 | SIS-230 | 1 | -28.0176 | 0 | 0 | 0 | 0 | -0.076 | 368.6 | CA | CA |  | 20118_20470_1 | FALSE
| FALSE | CFE | 230 | CFE | 230 | 20017 | MEP-230 | 20238 | HRA-230 | 1 | -52.6193 | 0 | 0 | 0 | 0 | -0.14275 | 368.6 | CA | CA |  | 20017_20238_1 | FALSE
| FALSE | CFE | 230 | CFE | 230 | 20238 | HRA-230 | 20102 | RUM-230 | 1 | -82.6131 | 0 | 0 | 0 | 0 | -0.22413 | 368.6 | CA | CA |  | 20238_20102_1 | FALSE
| FALSE | CFE | 230 | CFE | 230 | 20238 | HRA-230 | 20392 | TOY-230 | 1 | 58.6481 | 0 | 0 | 0 | 0 | 0.13904 | 421.8 | CA | CA |  | 20238_20392_1 | FALSE
| FALSE | CFE | 230 | CFE | 230 | 20063 | CIP-230 | 20450 | JOV-230 | 1 | -37.7277 | 0 | 0 | 0 | 0 | -0.12449 | 303.05 | CA | CA |  | 20063_20450_1 | FALSE
| FALSE | CFE | 230 | CFE | 230 | 20222 | LOS-230 | 20450 | JOV-230 | 1 | -63.412 | 0 | 0 | 0 | 0 | -0.20925 | 303.05 | CA | CA |  | 20222_20450_1 | FALSE
| FALSE | IID | 230 | IID | 230 | 21007 | CVSUB230 | 21076 | RAMON | 1 | 351.138 | 0 | 0 | 0 | 0 | 0.46906 | 748.6 | CA | CA |  | 21007_21076_1 | FALSE
| FALSE | IID | 230 | CISC | 230 | 21007 | CVSUB230 | 24806 | MIRAGE | 1 | 360.2594 | 0 | 0 | 0 | 0 | 0.36925 | 975.6499 | CA | CA |  | 21007_24806_1 | FALSE
| FALSE | IID | 230 | CISC | 230 | 21076 | RAMON | 24806 | MIRAGE | 1 | 346.2716 | 0 | 0 | 0 | 0 | 0.4685 | 739.1 | CA | CA |  | 21076_24806_1 | FALSE
| FALSE | CISD | 230 | CISC | 230 | 22113 | CAPSTRNO | 24131 | S.ONOFRE | 1 | 66.3719 | 0 | 0 | 0 | 0 | 0.12108 | 548.15 | CA | CA |  | 22113_24131_1 | FALSE
| FALSE | PNM | 345 | PNM | 345 | 10025 | B-A | 10390 | RIOPUERC | 1 | 210.716 | 0 | 0 | 0 | 0 | 0.20614 | 1022.2 | SW | SW |  | 10025_10390_1 | FALSE
| FALSE | CISD | 230 | CISD | 230 | 22261 | PEN | 22260 | ESCNDIDO | 1 | 93.2887 | 0 | 0 | 0 | 0 | 0.10767 | 866.4 | CA | CA |  | 22261_22260_1 | FALSE
| FALSE | CISD | 230 | CISD | 230 | 22261 | PEN | 22260 | ESCNDIDO | 2 | 93.2887 | 0 | 0 | 0 | 0 | 0.10767 | 866.4 | CA | CA |  | 22261_22260_2 | FALSE
| FALSE | CISD | 500 | CISD | 500 | 22342 | HDWSH | 22536 | N.GILA | 1 | 203.2126 | 0 | 0 | 0 | 0 | 0.0784 | 2590.65 | CA | CA |  | 22342_22536_1 | FALSE
| FALSE | CISD | 230 | CISD | 230 | 22356 | IMPRLVLY | 23300 | DREW | 1 | -240.127 | 0 | 0 | 0 | 0 | -0.22095 | 1086.8 | CA | CA |  | 22356_23300_1 | FALSE
| FALSE | CISD | 230 | CISD | 230 | 22356 | IMPRLVLY | 23306 | IV GEN3 | 1 | -35.7534 | 0 | 0 | 0 | 0 | -0.11798 | 303.05 | CA | CA |  | 22356_23306_1 | FALSE
| FALSE | CISD | 500 | CISD | 500 | 22360 | IMPRLVLY | 22930 | ECO | 1 | 1009.935 | 0 | 0 | 0 | 0 | 0.35927 | 2811.05 | CA | CA |  | 22360_22930_1 | FALSE
| FALSE | CISD | 500 | CISD | 500 | 22360 | IMPRLVLY | 23310 | OCOTILLO | 1 | 654.8232 | 0 | 0 | 0 | 0 | 0.23975 | 2731.25 | CA | CA |  | 22360_23310_1 | FALSE
| FALSE | CISD | 230 | CISD | 230 | 22430 | SILVERGT | 22597 | OLDTWNTP | 1 | 178.2647 | 0 | 0 | 0 | 0 | 0.31967 | 557.65 | CA | CA |  | 22430_22597_1 | FALSE
| FALSE | CISD | 230 | CISD | 230 | 22430 | SILVERGT | 22771 | BAY BLVD | 1 | -388.781 | 0 | 0 | 0 | 0 | -0.34829 | 1116.25 | CA | CA |  | 22430_22771_1 | FALSE
| FALSE | CISD | 230 | CISD | 230 | 22464 | MIGUEL | 22504 | MISSION | 1 | 136.8054 | 0 | 0 | 0 | 0 | 0.23264 | 588.05 | CA | CA |  | 22464_22504_1 | FALSE
| FALSE | CISD | 230 | CISD | 230 | 22464 | MIGUEL | 22504 | MISSION | 2 | 140.3324 | 0 | 0 | 0 | 0 | 0.24058 | 583.3 | CA | CA |  | 22464_22504_2 | FALSE
| FALSE | CISD | 500 | CISD | 500 | 22536 | N.GILA | 22360 | IMPRLVLY | 1 | 391.9361 | 0 | 0 | 0 | 0 | 0.15129 | 2590.65 | CA | CA |  | 22536_22360_1 | FALSE
| FALSE | CISD | 230 | CISD | 230 | 22596 | OLD TOWN | 22504 | MISSION | 1 | 46.3596 | 0 | 0 | 0 | 0 | 0.10702 | 433.2 | CA | CA |  | 22596_22504_1 | FALSE
| FALSE | CISD | 230 | CISD | 230 | 22596 | OLD TOWN | 22597 | OLDTWNTP | 1 | -133.227 | 0 | 0 | 0 | 0 | -0.15377 | 866.4 | CA | CA |  | 22596_22597_1 | FALSE
| FALSE | CISD | 230 | CISD | 230 | 22597 | OLDTWNTP | 22504 | MISSION | 1 | 45.0374 | 0 | 0 | 0 | 0 | 0.098356 | 457.9 | CA | CA |  | 22597_22504_1 | FALSE
| FALSE | CISD | 230 | CISD | 230 | 22609 | OTAYMESA | 23161 | PIO PICO | 1 | -20.9709 | 0 | 0 | 0 | 0 | -0.0462 | 454.1 | CA | CA |  | 22609_23161_1 | FALSE
| FALSE | CISD | 230 | CISD | 230 | 22652 | PENSQTOS | 22232 | ENCINA | 1 | 137.6645 | 0 | 0 | 0 | 0 | 0.15889 | 866.4 | CA | CA |  | 22652_22232_1 | FALSE
| FALSE | CISD | 230 | CISD | 230 | 22652 | PENSQTOS | 22232 | ENCINA | 2 | 137.9487 | 0 | 0 | 0 | 0 | 0.15922 | 866.4 | CA | CA |  | 22652_22232_2 | FALSE
| FALSE | CISD | 230 | CISD | 230 | 22652 | PENSQTOS | 22596 | OLD TOWN | 1 | -92.8965 | 0 | 0 | 0 | 0 | -0.12285 | 756.2 | CA | CA |  | 22652_22596_1 | FALSE
| FALSE | CISD | 230 | CISD | 230 | 22716 | SANLUSRY | 22232 | ENCINA | 1 | -126.396 | 0 | 0 | 0 | 0 | -0.14589 | 866.4 | CA | CA |  | 22716_22232_1 | FALSE
| FALSE | CISD | 230 | CISC | 230 | 22716 | SANLUSRY | 24131 | S.ONOFRE | 1 | 131.8379 | 0 | 0 | 0 | 0 | 0.12068 | 1092.5 | CA | CA |  | 22716_24131_1 | FALSE
| FALSE | CISD | 230 | CISC | 230 | 22716 | SANLUSRY | 24131 | S.ONOFRE | 2 | 96.147 | 0 | 0 | 0 | 0 | 0.0956 | 1006.05 | CA | CA |  | 22716_24131_2 | FALSE
| FALSE | CISD | 230 | CISC | 230 | 22716 | SANLUSRY | 24131 | S.ONOFRE | 3 | 93.0621 | 0 | 0 | 0 | 0 | 0.0876 | 1062.1 | CA | CA |  | 22716_24131_3 | FALSE
| FALSE | CISD | 230 | CISD | 230 | 22832 | SYCAMORE | 22464 | MIGUEL | 1 | -94.0241 | 0 | 0 | 0 | 0 | -0.10852 | 866.4 | CA | CA |  | 22832_22464_1 | FALSE
| FALSE | CISD | 230 | CISD | 230 | 22846 | TA230 TAP | 22113 | CAPSTRNO | 1 | 14.1231 | 0 | 0 | 0 | 0 | 0.0256 | 551 | CA | CA |  | 22846_22113_1 | FALSE
| FALSE | CISD | 230 | CISD | 230 | 22846 | TA230 TAP | 22260 | ESCNDIDO | 1 | -21.8729 | 0 | 0 | 0 | 0 | -0.0413 | 529.15 | CA | CA |  | 22846_22260_1 | FALSE
| FALSE | CISD | 230 | CISD | 230 | 22846 | TA230 TAP | 22844 | TALEGA | 1 | 7.7497 | 0 | 0 | 0 | 0 | 0.014065 | 551 | CA | CA |  | 22846_22844_1 | FALSE
| FALSE | CISD | 500 | CISD | 500 | 22930 | ECO | 22468 | MIGUEL | 1 | 1114.473 | 0 | 0 | 0 | 0 | 0.43019 | 2590.65 | CA | CA |  | 22930_22468_1 | FALSE
| FALSE | PNM | 345 | EPE | 345 | 10369 | WESTMESA | 11014 | ARR___PS | 1 | 35.5753 | 0 | 0 | 0 | 0 | 0.055 | 646.95 | SW | SW |  | 10369_11014_1 | FALSE
| FALSE | CISD | 230 | CISD | 230 | 22984 | IV GEN1 230 | 22356 | IMPRLVLY | 1 | 158.352 | 0 | 0 | 0 | 0 | 0.20941 | 756.2 | CA | CA |  | 22984_22356_1 | FALSE
| FALSE | CISD | 230 | CISD | 230 | 22984 | IV GEN1 230 | 22356 | IMPRLVLY | 2 | 158.352 | 0 | 0 | 0 | 0 | 0.20941 | 756.2 | CA | CA |  | 22984_22356_2 | FALSE
| FALSE | CISD | 230 | CISD | 230 | 22998 | INTB | 22356 | IMPRLVLY | 1 | 54.4313 | 0 | 0 | 0 | 0 | 0.063241 | 860.7 | CA | CA |  | 22998_22356_1 | FALSE
| FALSE | CISD | 230 | CISD | 230 | 22998 | INTB | 22356 | IMPRLVLY | 2 | 54.4313 | 0 | 0 | 0 | 0 | 0.063241 | 860.7 | CA | CA |  | 22998_22356_2 | FALSE
| FALSE | PNM | 345 | EPE | 345 | 10369 | WESTMESA | 11017 | ARROYO | 1 | 0 | 0 | 0 | 0 | 0 | 0 | 646.95 | SW | SW |  | 10369_11017_1 | FALSE
| FALSE | CISD | 230 | CISD | 230 | 23300 | DREW | 23293 | DW GEN1 230 | 1 | -157.695 | 0 | 0 | 0 | 0 | -0.16666 | 946.2 | CA | CA |  | 23300_23293_1 | FALSE
| FALSE | CISD | 500 | CISD | 500 | 23310 | OCOTILLO | 22885 | SUNCREST | 1 | 824.3873 | 0 | 0 | 0 | 0 | 0.31822 | 2590.65 | CA | CA |  | 23310_22885_1 | FALSE
| FALSE | CISD | 500 | CISD | 500 | 23311 | OCOTILLO 1 | 23310 | OCOTILLO | 1 | 169.5641 | 0 | 0 | 0 | 0 | 0.072 | 2354.1 | CA | CA |  | 23311_23310_1 | FALSE
| FALSE | CISC | 230 | CISC | 230 | 24006 | ALMITOSE | 24016 | BARRE | 1 | 7.9376 | 0 | 0 | 0 | 0 | 0.00846 | 938.6 | CA | CA |  | 24006_24016_1 | FALSE
| FALSE | CISC | 230 | CISC | 230 | 24006 | ALMITOSE | 24021 | CENTER | 1 | -5.0919 | 0 | 0 | 0 | 0 | -0.00543 | 938.6 | CA | CA |  | 24006_24021_1 | FALSE
| FALSE | CISC | 230 | CISC | 230 | 24008 | ALMITOSW | 24016 | BARRE | 2 | -80.9937 | 0 | 0 | 0 | 0 | -0.08629 | 938.6 | CA | CA |  | 24008_24016_2 | FALSE
| FALSE | CISC | 230 | CISC | 230 | 24008 | ALMITOSW | 24084 | LITEHIPE | 1 | 4.7393 | 0 | 0 | 0 | 0 | 0.00505 | 938.6 | CA | CA |  | 24008_24084_1 | FALSE
| FALSE | CISC | 230 | CISC | 230 | 24015 | ARCO SC | 24065 | HINSON | 1 | 159.7923 | 0 | 0 | 0 | 0 | 0.34049 | 469.3 | CA | CA |  | 24015_24065_1 | FALSE
| FALSE | CISC | 230 | CISC | 230 | 24015 | ARCO SC | 24065 | HINSON | 2 | 159.7923 | 0 | 0 | 0 | 0 | 0.34049 | 469.3 | CA | CA |  | 24015_24065_2 | FALSE
| FALSE | CISC | 230 | CISC | 230 | 24016 | BARRE | 24044 | ELLIS | 1 | 87.0381 | 0 | 0 | 0 | 0 | 0.18546 | 469.3 | CA | CA |  | 24016_24044_1 | FALSE
| FALSE | CISC | 230 | CISC | 230 | 24016 | BARRE | 24044 | ELLIS | 2 | 87.0381 | 0 | 0 | 0 | 0 | 0.18546 | 469.3 | CA | CA |  | 24016_24044_2 | FALSE
| FALSE | CISC | 230 | CISC | 230 | 24016 | BARRE | 24154 | VILLA PK | 1 | -328.996 | 0 | 0 | 0 | 0 | -0.2898 | 1135.25 | CA | CA |  | 24016_24154_1 | FALSE
| FALSE | CISC | 230 | CISC | 230 | 24016 | BARRE | 25201 | LEWIS | 1 | -455.715 | 0 | 0 | 0 | 0 | -0.40142 | 1135.25 | CA | CA |  | 24016_25201_1 | FALSE
| FALSE | CISC | 230 | TH_Mead | 230 | 24019 | CAMINO | 19012 | MEAD S | E | 11.4521 | 0 | 0 | 0 | 0 | 0.0348 | 328.7 | CA | SW |  | 24019_19012_E | FALSE
| FALSE | CISC | 230 | TH_Mead | 230 | 24019 | CAMINO | 19012 | MEAD S | W | 11.4521 | 0 | 0 | 0 | 0 | 0.0348 | 328.7 | CA | SW |  | 24019_19012_W | FALSE
| FALSE | CISC | 230 | CISC | 230 | 24019 | CAMINO | 25402 | GENE | 1 | -11.7012 | 0 | 0 | 0 | 0 | -0.0343 | 341.05 | CA | CA |  | 24019_25402_1 | FALSE
| FALSE | CISC | 230 | CISC | 230 | 24021 | CENTER | 24100 | OLINDA | 1 | -126.841 | 0 | 0 | 0 | 0 | -0.18622 | 681.15 | CA | CA |  | 24021_24100_1 | FALSE
| FALSE | CISC | 230 | CISC | 230 | 24025 | CHINO | 24093 | MIRALOMW | 1 | -138.778 | 0 | 0 | 0 | 0 | -0.12224 | 1135.25 | CA | CA |  | 24025_24093_1 | FALSE
| FALSE | CISC | 230 | CISC | 230 | 24025 | CHINO | 24093 | MIRALOMW | 2 | -138.778 | 0 | 0 | 0 | 0 | -0.12224 | 1135.25 | CA | CA |  | 24025_24093_2 | FALSE
| FALSE | CISC | 230 | CISC | 230 | 24025 | CHINO | 24137 | SERRANO | 1 | 44.4493 | 0 | 0 | 0 | 0 | 0.0392 | 1135.25 | CA | CA |  | 24025_24137_1 | FALSE
| FALSE | CISC | 230 | CISC | 230 | 24025 | CHINO | 25656 | MIRALOME | 3 | -235.297 | 0 | 0 | 0 | 0 | -0.25069 | 938.6 | CA | CA |  | 24025_25656_3 | FALSE
| FALSE | CISC | 230 | CISC | 230 | 24029 | DELAMO | 24016 | BARRE | 1 | -45.3283 | 0 | 0 | 0 | 0 | -0.0483 | 938.6 | CA | CA |  | 24029_24016_1 | FALSE
| FALSE | CISC | 230 | CISC | 230 | 24029 | DELAMO | 24021 | CENTER | 1 | -118.377 | 0 | 0 | 0 | 0 | -0.12612 | 938.6 | CA | CA |  | 24029_24021_1 | FALSE
| FALSE | CISC | 230 | CISC | 230 | 24029 | DELAMO | 24076 | LAGUBELL | 1 | -134.672 | 0 | 0 | 0 | 0 | -0.14348 | 938.6 | CA | CA |  | 24029_24076_1 | FALSE
| FALSE | CISC | 230 | CISC | 230 | 24036 | EAGLROCK | 24059 | GOULD | 1 | 20.4131 | 0 | 0 | 0 | 0 | 0.0435 | 469.3 | CA | CA |  | 24036_24059_1 | FALSE
| FALSE | CISC | 230 | CISC | 230 | 24036 | EAGLROCK | 24091 | MESA CAL | 1 | -12.6063 | 0 | 0 | 0 | 0 | -0.0111 | 1135.25 | CA | CA |  | 24036_24091_1 | FALSE
| FALSE | CISC | 230 | CISC | 230 | 24036 | EAGLROCK | 24147 | SYLMAR S | 1 | -112.654 | 0 | 0 | 0 | 0 | -0.10939 | 1029.8 | CA | CA |  | 24036_24147_1 | FALSE
| FALSE | CISC | 230 | CISC | 230 | 24040 | EL NIDO | 24074 | LA FRESA | 3 | -166.391 | 0 | 0 | 0 | 0 | -0.21976 | 757.15 | CA | CA |  | 24040_24074_3 | FALSE
| FALSE | CISC | 230 | CISC | 230 | 24040 | EL NIDO | 24074 | LA FRESA | 4 | -166.391 | 0 | 0 | 0 | 0 | -0.21976 | 757.15 | CA | CA |  | 24040_24074_4 | FALSE
| FALSE | CISC | 230 | CISC | 230 | 24040 | EL NIDO | 24082 | LCIENEGA | 1 | 109.2561 | 0 | 0 | 0 | 0 | 0.17886 | 610.85 | CA | CA |  | 24040_24082_1 | FALSE
| FALSE | CISC | 230 | CISC | 230 | 24040 | EL NIDO | 24198 | CHEVMAIN | 1 | 60.9004 | 0 | 0 | 0 | 0 | 0.0801 | 760 | CA | CA |  | 24040_24198_1 | FALSE
| FALSE | CISC | 230 | NEVP | 230 | 24041 | ELDORDO | 18032 | MAGNOLIA | 1 | 91.6225 | 0 | 0 | 0 | 0 | 0.12339 | 742.52 | CA | SW |  | 24041_18032_1 | FALSE
| FALSE | CISC | 500 | LDWP | 500 | 24042 | ELDORDO | 26048 | MCCULLGH | 1 | 727.9803 | 0 | 0 | 0 | 0 | 0.29496 | 2468.1 | CA | CA |  | 24042_26048_1 | FALSE
| FALSE | CISC | 230 | CISC | 230 | 24044 | ELLIS | 24069 | HUNTGBCH | 3 | 0 | 0 | 0 | 0 | 0 | 0 | 435.1 | CA | CA |  | 24044_24069_3 | FALSE
| FALSE | CISC | 230 | CISC | 230 | 24044 | ELLIS | 24072 | JOHANNA | 1 | 120.7554 | 0 | 0 | 0 | 0 | 0.10637 | 1135.25 | CA | CA |  | 24044_24072_1 | FALSE
| FALSE | CISC | 230 | CISC | 230 | 24044 | ELLIS | 24134 | SANTIAGO | 1 | 19.9406 | 0 | 0 | 0 | 0 | 0.0176 | 1135.25 | CA | CA |  | 24044_24134_1 | FALSE
| FALSE | CISC | 230 | CISC | 230 | 24049 | ELSEGNDO | 24040 | EL NIDO | 1 | 2.9743 | 0 | 0 | 0 | 0 | 0.00391 | 760 | CA | CA |  | 24049_24040_1 | FALSE
| FALSE | CISC | 230 | CISC | 230 | 24049 | ELSEGNDO | 24198 | CHEVMAIN | 1 | 51.8204 | 0 | 0 | 0 | 0 | 0.0552 | 938.6 | CA | CA |  | 24049_24198_1 | FALSE
| FALSE | CISC | 230 | CISC | 230 | 24056 | ETIWANDA | 24132 | SANBRDNO | 1 | -148.377 | 0 | 0 | 0 | 0 | -0.15808 | 938.6 | CA | CA |  | 24056_24132_1 | FALSE
| FALSE | CISC | 230 | CISC | 230 | 24056 | ETIWANDA | 24237 | RANCHVST | 1 | -46.4567 | 0 | 0 | 0 | 0 | -0.0534 | 870.2 | CA | CA |  | 24056_24237_1 | FALSE
| FALSE | CISC | 230 | CISC | 230 | 24056 | ETIWANDA | 24237 | RANCHVST | 2 | -46.4567 | 0 | 0 | 0 | 0 | -0.0534 | 870.2 | CA | CA |  | 24056_24237_2 | FALSE
| FALSE | CISC | 230 | CISC | 230 | 24056 | ETIWANDA | 24901 | VSTA | 1 | -95.7373 | 0 | 0 | 0 | 0 | -0.12644 | 757.15 | CA | CA |  | 24056_24901_1 | FALSE
| FALSE | CISC | 230 | CISC | 230 | 24061 | HARBOR | 24065 | HINSON | 1 | -4.0093 | 0 | 0 | 0 | 0 | -0.00894 | 448.4 | CA | CA |  | 24061_24065_1 | FALSE
| FALSE | CISC | 230 | CISC | 230 | 24065 | HINSON | 24029 | DELAMO | 1 | -40.9358 | 0 | 0 | 0 | 0 | -0.04507 | 908.2 | CA | CA |  | 24065_24029_1 | FALSE
| FALSE | CISC | 230 | CISC | 230 | 24072 | JOHANNA | 24134 | SANTIAGO | 1 | -57.7317 | 0 | 0 | 0 | 0 | -0.0762 | 757.15 | CA | CA |  | 24072_24134_1 | FALSE
| FALSE | CISC | 230 | CISC | 230 | 24074 | LA FRESA | 24065 | HINSON | 1 | -169.138 | 0 | 0 | 0 | 0 | -0.22339 | 757.15 | CA | CA |  | 24074_24065_1 | FALSE
| FALSE | CISC | 230 | CISC | 230 | 24074 | LA FRESA | 24076 | LAGUBELL | 1 | -261.875 | 0 | 0 | 0 | 0 | -0.23068 | 1135.25 | CA | CA |  | 24074_24076_1 | FALSE
| FALSE | CISC | 230 | CISC | 230 | 24074 | LA FRESA | 24125 | REDONDO | 1 | -152.012 | 0 | 0 | 0 | 0 | -0.1339 | 1135.25 | CA | CA |  | 24074_24125_1 | FALSE
| FALSE | CISC | 230 | CISC | 230 | 24074 | LA FRESA | 24125 | REDONDO | 2 | -152.012 | 0 | 0 | 0 | 0 | -0.1339 | 1135.25 | CA | CA |  | 24074_24125_2 | FALSE
| FALSE | CISC | 230 | CISC | 230 | 24082 | LCIENEGA | 24074 | LA FRESA | 1 | -113.93 | 0 | 0 | 0 | 0 | -0.18651 | 610.85 | CA | CA |  | 24082_24074_1 | FALSE
| FALSE | CISC | 230 | CISC | 230 | 24084 | LITEHIPE | 24065 | HINSON | 1 | -18.6913 | 0 | 0 | 0 | 0 | -0.0417 | 448.4 | CA | CA |  | 24084_24065_1 | FALSE
| FALSE | CISC | 230 | CISC | 230 | 24084 | LITEHIPE | 24091 | MESA CAL | 1 | -309.222 | 0 | 0 | 0 | 0 | -0.32945 | 938.6 | CA | CA |  | 24084_24091_1 | FALSE
| FALSE | CISC | 500 | CISC | 500 | 24086 | LUGO | 24092 | MIRALOMA | 2 | 933.9204 | 0 | 0 | 0 | 0 | 0.28736 | 3249.95 | CA | CA |  | 24086_24092_2 | FALSE
| FALSE | CISC | 500 | CISC | 500 | 24086 | LUGO | 24092 | MIRALOMA | 3 | 913.3014 | 0 | 0 | 0 | 0 | 0.28102 | 3249.95 | CA | CA |  | 24086_24092_3 | FALSE
| FALSE | CISC | 500 | CISC | 500 | 24086 | LUGO | 24156 | VINCENT | 1 | 335.8592 | 0 | 0 | 0 | 0 | 0.13608 | 2468.1 | CA | CA |  | 24086_24156_1 | FALSE
| FALSE | CISC | 500 | CISC | 500 | 24086 | LUGO | 24156 | VINCENT | 2 | 334.3665 | 0 | 0 | 0 | 0 | 0.13548 | 2468.1 | CA | CA |  | 24086_24156_2 | FALSE
| FALSE | CISC | 500 | CISC | 500 | 24086 | LUGO | 24236 | RANCHVST | 1 | 930.3995 | 0 | 0 | 0 | 0 | 0.28628 | 3249.95 | CA | CA |  | 24086_24236_1 | FALSE
| FALSE | CISC | 500 | LDWP | 500 | 24086 | LUGO | 26105 | VICTORVL | 1 | -879.099 | 0 | 0 | 0 | 0 | -0.28801 | 3052.35 | CA | CA |  | 24086_26105_1 | FALSE
| FALSE | CISC | 230 | CISC | 230 | 24087 | MAGUNDEN | 24101 | OMAR | 1 | -126.538 | 0 | 0 | 0 | 0 | -0.20715 | 610.85 | CA | CA |  | 24087_24101_1 | FALSE
| FALSE | CISC | 230 | CISC | 230 | 24087 | MAGUNDEN | 24115 | PASTORIA | 1 | -12.95 | 0 | 0 | 0 | 0 | -0.03862 | 335.35 | CA | CA |  | 24087_24115_1 | FALSE
| FALSE | CISC | 230 | CISC | 230 | 24087 | MAGUNDEN | 24115 | PASTORIA | 2 | -12.95 | 0 | 0 | 0 | 0 | -0.0414 | 312.55 | CA | CA |  | 24087_24115_2 | FALSE
| FALSE | CISC | 230 | CISC | 230 | 24087 | MAGUNDEN | 24115 | PASTORIA | 3 | -13.0552 | 0 | 0 | 0 | 0 | -0.03 | 435.1 | CA | CA |  | 24087_24115_3 | FALSE
| FALSE | CISC | 230 | CISC | 230 | 24087 | MAGUNDEN | 24141 | SPRINGVL | 1 | 74.9846 | 0 | 0 | 0 | 0 | 0.16513 | 454.1 | CA | CA |  | 24087_24141_1 | FALSE
| FALSE | CISC | 230 | CISC | 230 | 24087 | MAGUNDEN | 24141 | SPRINGVL | 2 | 72.0912 | 0 | 0 | 0 | 0 | 0.21256 | 339.15 | CA | CA |  | 24087_24141_2 | FALSE
| FALSE | CISC | 230 | CISC | 230 | 24087 | MAGUNDEN | 24153 | VESTAL | 1 | 106.1625 | 0 | 0 | 0 | 0 | 0.23379 | 454.1 | CA | CA |  | 24087_24153_1 | FALSE
| FALSE | CISC | 230 | CISC | 230 | 24087 | MAGUNDEN | 24153 | VESTAL | 2 | 106.0131 | 0 | 0 | 0 | 0 | 0.23346 | 454.1 | CA | CA |  | 24087_24153_2 | FALSE
| FALSE | CISC | 230 | CISC | 230 | 24087 | MAGUNDEN | 24401 | ANTELOPE | 1 | -94.7235 | 0 | 0 | 0 | 0 | -0.2793 | 339.15 | CA | CA |  | 24087_24401_1 | FALSE
| FALSE | CISC | 230 | CISC | 230 | 24087 | MAGUNDEN | 24401 | ANTELOPE | 2 | -99.0345 | 0 | 0 | 0 | 0 | -0.22761 | 435.1 | CA | CA |  | 24087_24401_2 | FALSE
| FALSE | CISC | 230 | CISC | 230 | 24091 | MESA CAL | 24125 | REDONDO | 1 | 202.1211 | 0 | 0 | 0 | 0 | 0.26695 | 757.15 | CA | CA |  | 24091_24125_1 | FALSE
| FALSE | CISC | 500 | CISC | 500 | 24092 | MIRALOMA | 24138 | SERRANO | 2 | 304.626 | 0 | 0 | 0 | 0 | 0.12343 | 2468.1 | CA | CA |  | 24092_24138_2 | FALSE
| FALSE | CISC | 230 | CISC | 230 | 24093 | MIRALOMW | 24230 | WILDLIFE | 1 | -87.4942 | 0 | 0 | 0 | 0 | -0.10054 | 870.2 | CA | CA |  | 24093_24230_1 | FALSE
| FALSE | CISC | 500 | CISC | 500 | 24097 | MOHAVE | 24042 | ELDORDO | 1 | -478.122 | 0 | 0 | 0 | 0 | -0.19372 | 2468.1 | CA | CA |  | 24097_24042_1 | FALSE
| FALSE | CISC | 230 | CISC | 230 | 24099 | MOORPARK | 24106 | ORMOND | 1 | -1.8242 | 0 | 0 | 0 | 0 | -0.00268 | 681.15 | CA | CA |  | 24099_24106_1 | FALSE
| FALSE | CISC | 230 | CISC | 230 | 24099 | MOORPARK | 24106 | ORMOND | 2 | -1.8242 | 0 | 0 | 0 | 0 | -0.00268 | 681.15 | CA | CA |  | 24099_24106_2 | FALSE
| FALSE | CISC | 230 | CISC | 230 | 24099 | MOORPARK | 24106 | ORMOND | 3 | -1.8242 | 0 | 0 | 0 | 0 | -0.00161 | 1135.25 | CA | CA |  | 24099_24106_3 | FALSE
| FALSE | CISC | 230 | CISC | 230 | 24099 | MOORPARK | 24106 | ORMOND | 4 | -1.8242 | 0 | 0 | 0 | 0 | -0.00241 | 757.15 | CA | CA |  | 24099_24106_4 | FALSE
| FALSE | CISC | 230 | CISC | 230 | 24114 | PARDEE | 24099 | MOORPARK | 1 | 95.3616 | 0 | 0 | 0 | 0 | 0.084 | 1135.25 | CA | CA |  | 24114_24099_1 | FALSE
| FALSE | CISC | 230 | CISC | 230 | 24114 | PARDEE | 24099 | MOORPARK | 2 | 95.4687 | 0 | 0 | 0 | 0 | 0.14016 | 681.15 | CA | CA |  | 24114_24099_2 | FALSE
| FALSE | CISC | 230 | CISC | 230 | 24114 | PARDEE | 24099 | MOORPARK | 3 | 95.4687 | 0 | 0 | 0 | 0 | 0.14016 | 681.15 | CA | CA |  | 24114_24099_3 | FALSE
| FALSE | CISC | 230 | CISC | 230 | 24114 | PARDEE | 24115 | PASTORIA | 1 | -50.0132 | 0 | 0 | 0 | 0 | -0.0898 | 556.7 | CA | CA |  | 24114_24115_1 | FALSE
| FALSE | CISC | 230 | CISC | 230 | 24114 | PARDEE | 24128 | S.CLARA | 1 | 78.728 | 0 | 0 | 0 | 0 | 0.16776 | 469.3 | CA | CA |  | 24114_24128_1 | FALSE
| FALSE | CISC | 230 | CISC | 230 | 24114 | PARDEE | 24147 | SYLMAR S | 1 | -18.7141 | 0 | 0 | 0 | 0 | -0.0153 | 1222.65 | CA | CA |  | 24114_24147_1 | FALSE
| FALSE | CISC | 230 | CISC | 230 | 24114 | PARDEE | 24147 | SYLMAR S | 2 | -18.7141 | 0 | 0 | 0 | 0 | -0.0153 | 1222.65 | CA | CA |  | 24114_24147_2 | FALSE
| FALSE | CISC | 230 | CISC | 230 | 24114 | PARDEE | 24200 | SAUG TAP | 1 | 108.8722 | 0 | 0 | 0 | 0 | 0.23199 | 469.3 | CA | CA |  | 24114_24200_1 | FALSE
| FALSE | CISC | 230 | CISC | 230 | 24114 | PARDEE | 24200 | SAUG TAP | 2 | 107.2553 | 0 | 0 | 0 | 0 | 0.22854 | 469.3 | CA | CA |  | 24114_24200_2 | FALSE
| FALSE | CISC | 230 | CISC | 230 | 24114 | PARDEE | 24200 | SAUG TAP | 3 | 108.8722 | 0 | 0 | 0 | 0 | 0.23199 | 469.3 | CA | CA |  | 24114_24200_3 | FALSE
| FALSE | CISC | 230 | CISC | 230 | 24114 | PARDEE | 24217 | WARNETAP | 1 | -63.8218 | 0 | 0 | 0 | 0 | -0.13599 | 469.3 | CA | CA |  | 24114_24217_1 | FALSE
| FALSE | CISC | 230 | CISC | 230 | 24114 | PARDEE | 24403 | BAILEY | 1 | -40.3446 | 0 | 0 | 0 | 0 | -0.071 | 568.1 | CA | CA |  | 24114_24403_1 | FALSE
| FALSE | CISC | 230 | CISC | 230 | 24115 | PASTORIA | 24217 | WARNETAP | 1 | 36.2855 | 0 | 0 | 0 | 0 | 0.0834 | 435.1 | CA | CA |  | 24115_24217_1 | FALSE
| FALSE | CISC | 230 | CISC | 230 | 24115 | PASTORIA | 25613 | EDMONSTN | 1 | 284.0875 | 0 | 0 | 0 | 0 | 0.25024 | 1135.25 | CA | CA |  | 24115_25613_1 | FALSE
| FALSE | CISC | 230 | CISC | 230 | 24115 | PASTORIA | 29050 | PSTRIA | 1 | -476.732 | 0 | 0 | 0 | 0 | -0.41994 | 1135.25 | CA | CA |  | 24115_29050_1 | FALSE
| FALSE | CISC | 230 | CISC | 230 | 24128 | S.CLARA | 24058 | GOLETA | 1 | 64.1538 | 0 | 0 | 0 | 0 | 0.14128 | 454.1 | CA | CA |  | 24128_24058_1 | FALSE
| FALSE | CISC | 230 | CISC | 230 | 24128 | S.CLARA | 24058 | GOLETA | 2 | 64.1538 | 0 | 0 | 0 | 0 | 0.14128 | 454.1 | CA | CA |  | 24128_24058_2 | FALSE
| FALSE | CISC | 230 | CISC | 230 | 24128 | S.CLARA | 24099 | MOORPARK | 1 | -52.8354 | 0 | 0 | 0 | 0 | -0.11635 | 454.1 | CA | CA |  | 24128_24099_1 | FALSE
| FALSE | CISC | 230 | CISC | 230 | 24128 | S.CLARA | 24099 | MOORPARK | 2 | -52.8354 | 0 | 0 | 0 | 0 | -0.12143 | 435.1 | CA | CA |  | 24128_24099_2 | FALSE
| FALSE | CISC | 230 | CISC | 230 | 24131 | S.ONOFRE | 24134 | SANTIAGO | 1 | 230.7525 | 0 | 0 | 0 | 0 | 0.20326 | 1135.25 | CA | CA |  | 24131_24134_1 | FALSE
| FALSE | CISC | 230 | CISC | 230 | 24131 | S.ONOFRE | 24134 | SANTIAGO | 2 | 230.7525 | 0 | 0 | 0 | 0 | 0.20326 | 1135.25 | CA | CA |  | 24131_24134_2 | FALSE
| FALSE | CISC | 230 | CISC | 230 | 24131 | S.ONOFRE | 24137 | SERRANO | 1 | 13.0307 | 0 | 0 | 0 | 0 | 0.0115 | 1135.25 | CA | CA |  | 24131_24137_1 | FALSE
| FALSE | CISC | 230 | CISC | 230 | 24804 | DEVERS | 24132 | SANBRDNO | 1 | 230.8758 | 0 | 0 | 0 | 0 | 0.18883 | 1222.65 | CA | CA |  | 24804_24132_1 | FALSE
| FALSE | CISC | 230 | CISC | 230 | 24137 | SERRANO | 24154 | VILLA PK | 1 | 401.6766 | 0 | 0 | 0 | 0 | 0.32853 | 1222.65 | CA | CA |  | 24137_24154_1 | FALSE
| FALSE | CISC | 230 | CISC | 230 | 24137 | SERRANO | 24154 | VILLA PK | 2 | 401.6766 | 0 | 0 | 0 | 0 | 0.32853 | 1222.65 | CA | CA |  | 24137_24154_2 | FALSE
| FALSE | CISC | 230 | CISC | 230 | 24141 | SPRINGVL | 24235 | RECTOR | 1 | 60.026 | 0 | 0 | 0 | 0 | 0.13219 | 454.1 | CA | CA |  | 24141_24235_1 | FALSE
| FALSE | CISC | 230 | CISC | 230 | 24141 | SPRINGVL | 24304 | BIG CRK4 | 1 | -25.4176 | 0 | 0 | 0 | 0 | -0.0749 | 339.15 | CA | CA |  | 24141_24304_1 | FALSE
| FALSE | CISC | 230 | CISC | 230 | 24142 | SYC CYN | 24101 | OMAR | 1 | 66.0168 | 0 | 0 | 0 | 0 | 0.10807 | 610.85 | CA | CA |  | 24142_24101_1 | FALSE
| FALSE | CISC | 230 | CISC | 230 | 24147 | SYLMAR S | 24059 | GOULD | 1 | 109.6873 | 0 | 0 | 0 | 0 | 0.10651 | 1029.8 | CA | CA |  | 24147_24059_1 | FALSE
| FALSE | CISC | 230 | CISC | 230 | 24153 | VESTAL | 24235 | RECTOR | 1 | 77.2802 | 0 | 0 | 0 | 0 | 0.17018 | 454.1 | CA | CA |  | 24153_24235_1 | FALSE
| FALSE | CISC | 230 | CISC | 230 | 24155 | VINCENT | 24126 | RIOHONDO | 1 | 230.3793 | 0 | 0 | 0 | 0 | 0.24545 | 938.6 | CA | CA |  | 24155_24126_1 | FALSE
| FALSE | CISC | 230 | CISC | 230 | 24155 | VINCENT | 24126 | RIOHONDO | 2 | 228.3811 | 0 | 0 | 0 | 0 | 0.24332 | 938.6 | CA | CA |  | 24155_24126_2 | FALSE
| FALSE | CISC | 500 | CISC | 500 | 24156 | VINCENT | 29402 | WIRLWIND | 3 | -511.677 | 0 | 0 | 0 | 0 | -0.1603 | 3192 | CA | CA |  | 24156_29402_3 | FALSE
| FALSE | CISC | 230 | CISC | 230 | 24218 | WARNE | 24217 | WARNETAP | 1 | 26.2534 | 0 | 0 | 0 | 0 | 0.0783 | 335.35 | CA | CA |  | 24218_24217_1 | FALSE
| FALSE | CISC | 230 | CISC | 230 | 24219 | PISGAH | 24085 | LUGO | 2 | 53.7666 | 0 | 0 | 0 | 0 | 0.19584 | 274.55 | CA | CA |  | 24219_24085_2 | FALSE
| FALSE | CISC | 230 | CISC | 230 | 24230 | WILDLIFE | 24901 | VSTA | 1 | -240.71 | 0 | 0 | 0 | 0 | -0.27661 | 870.2 | CA | CA |  | 24230_24901_1 | FALSE
| FALSE | CISC | 230 | CISC | 230 | 24235 | RECTOR | 24153 | VESTAL | 2 | -77.2802 | 0 | 0 | 0 | 0 | -0.17018 | 454.1 | CA | CA |  | 24235_24153_2 | FALSE
| FALSE | CISC | 230 | CISC | 230 | 24235 | RECTOR | 24234 | RECTRSVC | 1 | 0 | 0 | 0 | 0 | 0 | 0 | 368.125 | CA | CA |  | 24235_24234_1 | FALSE
| FALSE | CISC | 230 | CISC | 230 | 24235 | RECTOR | 24303 | BIG CRK3 | 2 | -67.2632 | 0 | 0 | 0 | 0 | -0.21135 | 318.25 | CA | CA |  | 24235_24303_2 | FALSE
| FALSE | CISC | 230 | CISC | 230 | 24237 | RANCHVST | 24112 | PADUA | 1 | 163.8531 | 0 | 0 | 0 | 0 | 0.24055 | 681.15 | CA | CA |  | 24237_24112_1 | FALSE
| FALSE | CISC | 230 | CISC | 230 | 24237 | RANCHVST | 24112 | PADUA | 2 | 163.8531 | 0 | 0 | 0 | 0 | 0.24055 | 681.15 | CA | CA |  | 24237_24112_2 | FALSE
| FALSE | CISC | 230 | CISC | 230 | 24237 | RANCHVST | 25656 | MIRALOME | 1 | 21.2491 | 0 | 0 | 0 | 0 | 0.0226 | 938.6 | CA | CA |  | 24237_25656_1 | FALSE
| FALSE | CISC | 230 | CISC | 230 | 24237 | RANCHVST | 25656 | MIRALOME | 2 | 21.1018 | 0 | 0 | 0 | 0 | 0.0186 | 1135.25 | CA | CA |  | 24237_25656_2 | FALSE
| FALSE | CISC | 230 | CISC | 230 | 24301 | BIG CRK1 | 24235 | RECTOR | 1 | 65.4523 | 0 | 0 | 0 | 0 | 0.20941 | 312.55 | CA | CA |  | 24301_24235_1 | FALSE
| FALSE | CISC | 230 | CISC | 230 | 24301 | BIG CRK1 | 24302 | BIG CRK2 | 1 | -33.0867 | 0 | 0 | 0 | 0 | -0.0987 | 335.35 | CA | CA |  | 24301_24302_1 | FALSE
| FALSE | CISC | 230 | CISC | 230 | 24301 | BIG CRK1 | 24320 | EASTWOOD | 1 | 3.3278 | 0 | 0 | 0 | 0 | 0.0106 | 312.55 | CA | CA |  | 24301_24320_1 | FALSE
| FALSE | CISC | 230 | CISC | 230 | 24302 | BIG CRK2 | 24303 | BIG CRK3 | 1 | 29.8918 | 0 | 0 | 0 | 0 | 0.0891 | 335.35 | CA | CA |  | 24302_24303_1 | FALSE
| FALSE | CISC | 230 | CISC | 230 | 24302 | BIG CRK2 | 24305 | BIG CRK8 | 1 | 2.2836 | 0 | 0 | 0 | 0 | 0.00681 | 335.35 | CA | CA |  | 24302_24305_1 | FALSE
| FALSE | CISC | 230 | CISC | 230 | 24303 | BIG CRK3 | 24235 | RECTOR | 1 | 74.638 | 0 | 0 | 0 | 0 | 0.23453 | 318.25 | CA | CA |  | 24303_24235_1 | FALSE
| FALSE | CISC | 230 | CISC | 230 | 24304 | BIG CRK4 | 24303 | BIG CRK3 | 1 | 13.7565 | 0 | 0 | 0 | 0 | 0.044 | 312.55 | CA | CA |  | 24304_24303_1 | FALSE
| FALSE | CISC | 230 | CISC | 230 | 24305 | BIG CRK8 | 24303 | BIG CRK3 | 1 | 30.0181 | 0 | 0 | 0 | 0 | 0.0895 | 335.35 | CA | CA |  | 24305_24303_1 | FALSE
| FALSE | CISC | 230 | CISC | 230 | 24316 | MAMMOTH | 24303 | BIG CRK3 | 1 | 0.2681 | 0 | 0 | 0 | 0 | 0.000885 | 303.05 | CA | CA |  | 24316_24303_1 | FALSE
| FALSE | CISC | 230 | CISC | 230 | 24401 | ANTELOPE | 24114 | PARDEE | 1 | 372.3753 | 0 | 0 | 0 | 0 | 0.32801 | 1135.25 | CA | CA |  | 24401_24114_1 | FALSE
| FALSE | PNM | 345 | PNM | 345 | 10390 | RIOPUERC | 10025 | B-A | 2 | -212.597 | 0 | 0 | 0 | 0 | -0.18727 | 1135.25 | SW | SW |  | 10390_10025_2 | FALSE
| FALSE | PNM | 345 | PNM | 345 | 10390 | RIOPUERC | 10369 | WESTMESA | 1 | 97.8649 | 0 | 0 | 0 | 0 | 0.0957 | 1022.2 | SW | SW |  | 10390_10369_1 | FALSE
| FALSE | CISC | 230 | CISC | 230 | 24403 | BAILEY | 24115 | PASTORIA | 1 | -67.3902 | 0 | 0 | 0 | 0 | -0.1484 | 454.1 | CA | CA |  | 24403_24115_1 | FALSE
| FALSE | PNM | 345 | PNM | 345 | 10390 | RIOPUERC | 10369 | WESTMESA | 2 | 96.8763 | 0 | 0 | 0 | 0 | 0.0853 | 1135.25 | SW | SW |  | 10390_10369_2 | FALSE
| FALSE | PNM | 13.8 | EPE | 345 | 10485 | AFTONS | 11217 | AFTON | 1 | 45.1471 | 0 | 0 | 0 | 0 | 0.39603 | 114 | SW | SW |  | 10485_11217_1 | FALSE
| FALSE | PNM | 18 | EPE | 345 | 10486 | AFTONG | 11217 | AFTON | 1 | 55.0384 | 0 | 0 | 0 | 0 | 0.28968 | 190 | SW | SW |  | 10486_11217_1 | FALSE
| FALSE | EPE | 345 | EPE | 345 | 11010 | AMRAD | 11237 | AMRAD_B | 1 | 65.737 | 0 | 0 | 0 | 0 | 0.23861 | 275.5 | SW | SW |  | 11010_11237_1 | FALSE
| FALSE | EPE | 345 | EPE | 345 | 11061 | DIABLO | 11202 | DIABLO_B | 1 | 39.6551 | 0 | 0 | 0 | 0 | 0.18635 | 212.8 | SW | SW |  | 11061_11202_1 | FALSE
| FALSE | EPE | 345 | PNM | 115 | 11080 | HIDALGO | 13007 | HIDALGO | 1 | 1.1774 | 0 | 0 | 0 | 0 | 0.00553 | 212.8 | SW | SW |  | 11080_13007_1 | FALSE
| FALSE | EPE | 345 | PNM | 115 | 11080 | HIDALGO | 13007 | HIDALGO | 2 | 1.1774 | 0 | 0 | 0 | 0 | 0.00553 | 212.8 | SW | SW |  | 11080_13007_2 | FALSE
| FALSE | EPE | 345 | PNM | 115 | 11093 | LUNA | 10186 | LUNA | 1 | 70.169 | 0 | 0 | 0 | 0 | 0.32974 | 212.8 | SW | SW |  | 11093_10186_1 | FALSE
| FALSE | EPE | 345 | EPE | 345 | 11111 | NEWMAN | 11204 | NEWMAN_B | 1 | 16.9865 | 0 | 0 | 0 | 0 | 0.0777 | 218.5 | SW | SW |  | 11111_11204_1 | FALSE
| FALSE | EPE | 23.9 | PNM | 115 | 11125 | PICACHO | 12059 | PICACHO | 1 | -18.7096 | 0 | 0 | 0 | 0 | -0.39389 | 47.5 | SW | SW |  | 11125_12059_1 | FALSE
| FALSE | SRP | 500 | SRP | 230 | 15061 | RUDD | 15230 | RUDD | 3B | 300.871 | 0 | 0 | 0 | 0 | 0.52961 | 568.1 | SW | SW |  | 15061_15230_3B | FALSE
| FALSE | TH_PV | 500 | TH_PV | 230 | 15094 | MESQUIT1 | 15163 | MESQUITE | 1 | -343.692 | 0 | 0 | 0 | 0 | -0.24119 | 1425 | SW | SW |  | 15094_15163_1 | FALSE
| FALSE | SRP | 230 | AZPS | 100 | 15201 | AGUAFRIA | 14501 | AGUAFR 5 | 1 | 43.1442 | 0 | 0 | 0 | 0 | 0.24286 | 177.65 | SW | SW |  | 15201_14501_1 | FALSE
| FALSE | SRP | 230 | AZPS | 100 | 15202 | ALEXANDR | 14502 | ALEXND 1 | 1 | 46.7186 | 0 | 0 | 0 | 0 | 0.26298 | 177.65 | SW | SW |  | 15202_14502_1 | FALSE
| FALSE | CISC | 230 | CISC | 230 | 24601 | VICTOR | 24085 | LUGO | 1 | 172.6075 | 0 | 0 | 0 | 0 | 0.3678 | 469.3 | CA | CA |  | 24601_24085_1 | FALSE
| FALSE | CISC | 230 | CISC | 230 | 24601 | VICTOR | 24085 | LUGO | 2 | 172.6075 | 0 | 0 | 0 | 0 | 0.3678 | 469.3 | CA | CA |  | 24601_24085_2 | FALSE
| FALSE | WALC | 345 | WALC | 230 | 17005 | BICKNELL | 17004 | BICKNELL | 1 | 18.4405 | 0 | 0 | 0 | 0 | 0.0462 | 399 | SW | SW |  | 17005_17004_1 | FALSE
| FALSE | WALC | 345 | WALC | 230 | 17010 | GREEN-AE | 17009 | GREEN-AE | 1 | 59.1692 | 0 | 0 | 0 | 0 | 0.32271 | 183.35 | SW | SW |  | 17010_17009_1 | FALSE
| FALSE | NEVP | 230 | NEVP | 230 | 18012 | CRSTL2PS | 18014 | CRYSTAL | 2 | 77.5143 | 0 | 0 | 0 | 0 | 0.12142 | 638.4 | SW | SW |  | 18012_18014_2 | FALSE
| FALSE | NEVP | 230 | NEVP | 230 | 18013 | CRSTL3PS | 18014 | CRYSTAL | 3 | 50.3985 | 0 | 0 | 0 | 0 | 0.078945 | 638.4 | SW | SW |  | 18013_18014_3 | FALSE
| FALSE | TH_Mead | 345 | TH_Mead | 230 | 19037 | MEAD | 19011 | MEAD N | 1 | 99.3003 | 0 | 0 | 0 | 0 | 0.17421 | 570 | SW | SW |  | 19037_19011_1 | FALSE
| FALSE | TH_Mead | 500 | TH_Mead | 230 | 19038 | MEAD | 19011 | MEAD N | 1 | -59.6892 | 0 | 0 | 0 | 0 | -0.0483 | 1235 | SW | SW |  | 19038_19011_1 | FALSE
| FALSE | TH_Mead | 500 | TH_Mead | 230 | 19038 | MEAD | 19011 | MEAD N | 2 | -70.8253 | 0 | 0 | 0 | 0 | -0.0497 | 1425 | SW | SW |  | 19038_19011_2 | FALSE
| FALSE | WALC | 345 | WALC | 230 | 19053 | LIBERTY | 19054 | LIBTYPHS | 1 | 75.516 | 0 | 0 | 0 | 0 | 0.13248 | 570 | SW | SW |  | 19053_19054_1 | FALSE
| FALSE | WALC | 345 | WALC | 230 | 19315 | PEACOCK | 19314 | PEACOCK | 1 | -144.642 | 0 | 0 | 0 | 0 | -0.23424 | 617.5 | SW | SW |  | 19315_19314_1 | FALSE
| FALSE | WALC | 230 | AZPS | 100 | 19410 | SUN ARIZ | 14597 | SUN MID1 | 1 | -32.52 | 0 | 0 | 0 | 0 | -0.29767 | 109.25 | SW | SW |  | 19410_14597_1 | FALSE
| FALSE | WALC | 230 | AZPS | 100 | 19410 | SUN ARIZ | 14598 | SUN MID2 | 1 | -32.7797 | 0 | 0 | 0 | 0 | -0.30004 | 109.25 | SW | SW |  | 19410_14598_1 | FALSE
| FALSE | WALC | 230 | AZPS | 100 | 19410 | SUN ARIZ | 14599 | SUN MID3 | 1 | -33.0852 | 0 | 0 | 0 | 0 | -0.30284 | 109.25 | SW | SW |  | 19410_14599_1 | FALSE
| FALSE | WALC | 230 | AZPS | 100 | 19410 | SUN ARIZ | 14616 | SUN MID4 | 1 | -31.2574 | 0 | 0 | 0 | 0 | -0.28611 | 109.25 | SW | SW |  | 19410_14616_1 | FALSE
| FALSE | WALC | 230 | AZPS | 100 | 19410 | SUN ARIZ | 14617 | SUN MID5 | 1 | -30.8918 | 0 | 0 | 0 | 0 | -0.28276 | 109.25 | SW | SW |  | 19410_14617_1 | FALSE
| FALSE | CISC | 230 | CISC | 230 | 24647 | IVANPAH | 24646 | ELDORDO2 | 1 | 111.5155 | 0 | 0 | 0 | 0 | 0.0982 | 1135.25 | CA | CA |  | 24647_24646_1 | FALSE
| FALSE | CISC | 230 | CISC | 230 | 24701 | KRAMER | 24717 | COLWATER | 2 | -75.1099 | 0 | 0 | 0 | 0 | -0.14806 | 507.3 | CA | CA |  | 24701_24717_2 | FALSE
| FALSE | CISD | 230 | CISD | 500 | 22464 | MIGUEL | 22468 | MIGUEL | 2 | -554.635 | 0 | 0 | 0 | 0 | -0.52127 | 1064 | CA | CA |  | 22464_22468_2 | FALSE
| FALSE | CISD | 230 | CISD | 500 | 22464 | MIGUEL | 22472 | MIGUELMP | 1 | -559.868 | 0 | 0 | 0 | 0 | -0.52619 | 1064 | CA | CA |  | 22464_22472_1 | FALSE
| FALSE | CISD | 500 | CISD | 500 | 22468 | MIGUEL | 22472 | MIGUELMP | 1 | 559.838 | 0 | 0 | 0 | 0 | 0.52616 | 1064 | CA | CA |  | 22468_22472_1 | FALSE
| FALSE | CISD | 500 | AZPS | 100 | 22536 | N.GILA | 14534 | N.GILA 4 | 1 | 43.7617 | 0 | 0 | 0 | 0 | 0.19274 | 227.05 | CA | SW |  | 22536_14534_1 | FALSE
| FALSE | CISD | 500 | AZPS | 100 | 22536 | N.GILA | 14606 | N.GILA 3 | 2 | 42.4245 | 0 | 0 | 0 | 0 | 0.18685 | 227.05 | CA | SW |  | 22536_14606_2 | FALSE
| FALSE | CISC | 230 | CISC | 230 | 24706 | BLM EAST | 24707 | BLM WEST | 1 | 51.593 | 0 | 0 | 0 | 0 | 0.042198 | 1222.65 | CA | CA |  | 24706_24707_1 | FALSE
| FALSE | CISC | 230 | CISC | 230 | 24707 | BLM WEST | 24701 | KRAMER | 1 | 51.695 | 0 | 0 | 0 | 0 | 0.11384 | 454.1 | CA | CA |  | 24707_24701_1 | FALSE
| FALSE | CISD | 500 | CISD | 500 | 22885 | SUNCREST | 22888 | SNCRSMP1 | 1 | 410.8402 | 0 | 0 | 0 | 0 | 0.38613 | 1064 | CA | CA |  | 22885_22888_1 | FALSE
| FALSE | CISD | 500 | CISD | 500 | 22885 | SUNCREST | 22889 | SNCRSMP2 | 1 | 413.5471 | 0 | 0 | 0 | 0 | 0.38867 | 1064 | CA | CA |  | 22885_22889_1 | FALSE
| FALSE | CISD | 230 | CISD | 500 | 22886 | SUNCREST | 22888 | SNCRSMP1 | 1 | -410.84 | 0 | 0 | 0 | 0 | -0.38613 | 1064 | CA | CA |  | 22886_22888_1 | FALSE
| FALSE | CISD | 230 | CISD | 500 | 22886 | SUNCREST | 22889 | SNCRSMP2 | 1 | -413.547 | 0 | 0 | 0 | 0 | -0.38867 | 1064 | CA | CA |  | 22886_22889_1 | FALSE
| FALSE | CISC | 115 | CISC | 115 | 24723 | CONTROL | 24728 | INYO | 1 | 18.1271 | 0 | 0 | 0 | 0 | 0.23852 | 76 | CA | CA |  | 24723_24728_1 | FALSE
| FALSE | CISC | 230 | LDWP | 230 | 24729 | INYO | 26136 | COTTONWD | 1 | 74.6039 | 0 | 0 | 0 | 0 | 0.32721 | 228 | CA | CA |  | 24729_26136_1 | FALSE
| FALSE | CISC | 230 | CISC | 230 | 24736 | LUZ LSP | 24701 | KRAMER | 1 | 76.2928 | 0 | 0 | 0 | 0 | 0.30078 | 253.65 | CA | CA |  | 24736_24701_1 | FALSE
| FALSE | CISC | 500 | CISC | 230 | 24138 | SERRANO | 24137 | SERRANO | 3 | 414.4392 | 0 | 0 | 0 | 0 | 0.38951 | 1064 | CA | CA |  | 24138_24137_3 | FALSE
| FALSE | CISC | 230 | CISC | 230 | 24760 | OXBOW B | 24748 | OXBOW A | 1 | 0 | 0 | 0 | 0 | 0 | 0 | 412.3 | CA | CA |  | 24760_24748_1 | FALSE
| FALSE | CISC | 500 | CISC | 230 | 24156 | VINCENT | 24155 | VINCENT | 3 | 240.0561 | 0 | 0 | 0 | 0 | 0.22562 | 1064 | CA | CA |  | 24156_24155_3 | FALSE
| FALSE | CISC | 230 | CISC | 230 | 24779 | LUZ8 | 24736 | LUZ LSP | 1 | 26.6872 | 0 | 0 | 0 | 0 | 0.066885 | 399 | CA | CA |  | 24779_24736_1 | FALSE
| FALSE | CISC | 230 | CISC | 230 | 24780 | LUZ9 | 24736 | LUZ LSP | 1 | 26.6482 | 0 | 0 | 0 | 0 | 0.0668 | 399 | CA | CA |  | 24780_24736_1 | FALSE
| FALSE | CISC | 230 | CISC | 230 | 24781 | NAVYCOSO | 24706 | BLM EAST | 1 | 51.4159 | 0 | 0 | 0 | 0 | 0.0421 | 1222.65 | CA | CA |  | 24781_24706_1 | FALSE
| FALSE | CISC | 500 | CISC | 500 | 24801 | DEVERS | 24151 | VALLEYSC | 1 | 820.125 | 0 | 0 | 0 | 0 | 0.33229 | 2468.1 | CA | CA |  | 24801_24151_1 | FALSE
| FALSE | CISC | 500 | CISC | 500 | 24801 | DEVERS | 24151 | VALLEYSC | 2 | 820.125 | 0 | 0 | 0 | 0 | 0.25235 | 3249.95 | CA | CA |  | 24801_24151_2 | FALSE
| FALSE | CISC | 230 | CISC | 230 | 24804 | DEVERS | 24806 | MIRAGE | 1 | -315.431 | 0 | 0 | 0 | 0 | -0.35934 | 877.8 | CA | CA |  | 24804_24806_1 | FALSE
| FALSE | CISC | 230 | CISC | 230 | 25431 | GENE LX1 | 25403 | GENE BK1 | 1 | 16.4027 | 0 | 0 | 0 | 0 | 0.26161 | 62.7 | CA | CA |  | 25431_25403_1 | FALSE
| FALSE | CISC | 230 | CISC | 230 | 25432 | GENE LX2 | 25404 | GENE BK2 | 2 | 20.5034 | 0 | 0 | 0 | 0 | 0.32701 | 62.7 | CA | CA |  | 25432_25404_2 | FALSE
| FALSE | CISC | 230 | CISC | 230 | 24804 | DEVERS | 24806 | MIRAGE | 2 | -315.431 | 0 | 0 | 0 | 0 | -0.35934 | 877.8 | CA | CA |  | 24804_24806_2 | FALSE
| FALSE | CISC | 230 | CISC | 230 | 24804 | DEVERS | 24901 | VSTA | 2 | 265.8487 | 0 | 0 | 0 | 0 | 0.21744 | 1222.65 | CA | CA |  | 24804_24901_2 | FALSE
| FALSE | CISC | 230 | CISC | 230 | 24804 | DEVERS | 25666 | EL CASCO | 1 | 262.5092 | 0 | 0 | 0 | 0 | 0.21471 | 1222.65 | CA | CA |  | 24804_25666_1 | FALSE
| FALSE | CISC | 230 | CISC | 230 | 24804 | DEVERS | 29100 | SENTINEL | 1 | -109.455 | 0 | 0 | 0 | 0 | -0.0964 | 1135.25 | CA | CA |  | 24804_29100_1 | FALSE
| FALSE | LDWP | 500 | LDWP | 230 | 26062 | RINALDI | 26061 | RINALDI | G1 | 295.1558 | 0 | 0 | 0 | 0 | 0.39031 | 756.2 | CA | CA |  | 26062_26061_G1 | FALSE
| FALSE | LDWP | 500 | LDWP | 230 | 26079 | TOLUCA | 26078 | TOLUCA | G | 374.7261 | 0 | 0 | 0 | 0 | 0.42414 | 883.5 | CA | CA |  | 26079_26078_G | FALSE
| FALSE | LDWP | 500 | LDWP | 230 | 26079 | TOLUCA | 26078 | TOLUCA | H | 381.5892 | 0 | 0 | 0 | 0 | 0.43191 | 883.5 | CA | CA |  | 26079_26078_H | FALSE
| FALSE | BANC | 500 | BANC | 230 | 30020 | OLINDA | 37565 | OLINDAW | 1 | 2.1029 | 0 | 0 | 0 | 0 | 0.0026 | 807.5 | CA | CA |  | 30020_37565_1 | FALSE
| FALSE | BANC | 500 | BANC | 500 | 30035 | TRACY | 37508 | TCY MP1 | 1 | 343.969 | 0 | 0 | 0 | 0 | 0.42597 | 807.5 | CA | CA |  | 30035_37508_1 | FALSE
| FALSE | BANC | 230 | BANC | 500 | 37585 | TRCY PMP | 37508 | TCY MP1 | 1 | -343.969 | 0 | 0 | 0 | 0 | -0.42597 | 807.5 | CA | CA |  | 37585_37508_1 | FALSE
| FALSE | BANC | 500 | BANC | 500 | 30035 | TRACY | 37510 | TCY MP2 | 2 | 343.969 | 0 | 0 | 0 | 0 | 0.42597 | 807.5 | CA | CA |  | 30035_37510_2 | FALSE
| FALSE | BANC | 230 | BANC | 500 | 37585 | TRCY PMP | 37510 | TCY MP2 | 2 | -343.969 | 0 | 0 | 0 | 0 | -0.42597 | 807.5 | CA | CA |  | 37585_37510_2 | FALSE
| FALSE | CIPV | 230 | CIPV | 500 | 30245 | ROUND MT | 30065 | RD MT 1M | 1 | 97.3157 | 0 | 0 | 0 | 0 | 0.0913 | 1065.9 | CA | CA |  | 30245_30065_1 | FALSE
| FALSE | CIPV | 500 | CIPV | 500 | 30005 | ROUND MT | 30065 | RD MT 1M | 1 | -97.3157 | 0 | 0 | 0 | 0 | -0.0913 | 1065.9 | CA | CA |  | 30005_30065_1 | FALSE
| FALSE | CIPV | 230 | CIPV | 230 | 30300 | TBL MT D | 30301 | TBL MT2M | 1 | 15.3431 | 0 | 0 | 0 | 0 | 0.0961 | 159.6 | CA | CA |  | 30300_30301_1 | FALSE
| FALSE | CIPV | 230 | CIPV | 500 | 30302 | TBL MTX1 | 30066 | TB MT 1M | 1 | -115.134 | 0 | 0 | 0 | 0 | -0.10802 | 1065.9 | CA | CA |  | 30302_30066_1 | FALSE
| FALSE | CIPV | 500 | CIPV | 500 | 30015 | TABLE MT | 30066 | TB MT 1M | 1 | 115.1337 | 0 | 0 | 0 | 0 | 0.10801 | 1065.9 | CA | CA |  | 30015_30066_1 | FALSE
| FALSE | CIPV | 230 | CIPV | 230 | 30325 | PALERMO | 30324 | PALRMO M | 1 | 9.7756 | 0 | 0 | 0 | 0 | 0.0613 | 159.6 | CA | CA |  | 30325_30324_1 | FALSE
| FALSE | CIPV | 230 | CIPV | 230 | 30345 | MIDLFORK | 30346 | MDDLFK M | 1 | -141.057 | 0 | 0 | 0 | 0 | -0.92859 | 151.905 | CA | CA |  | 30345_30346_1 | FALSE
| FALSE | CIPV | 230 | CIPV | 230 | 30450 | CORTINA | 30451 | CRTNA M | 1 | 2.8942 | 0 | 0 | 0 | 0 | 0.0181 | 159.6 | CA | CA |  | 30450_30451_1 | FALSE
| FALSE | CIPV | 230 | CIPV | 230 | 30485 | TIGR CRK | 30486 | TIGR CKM | 1 | -32.8042 | 0 | 0 | 0 | 0 | -0.23332 | 140.6 | CA | CA |  | 30485_30486_1 | FALSE
| FALSE | CIPB | 230 | CIPB | 500 | 30735 | METCALF | 30042 | METCALF | 11 | -345.941 | 0 | 0 | 0 | 0 | -0.32455 | 1065.9 | CA | CA |  | 30735_30042_11 | FALSE
| FALSE | CIPB | 230 | CIPB | 500 | 30735 | METCALF | 30042 | METCALF | 12 | -366.708 | 0 | 0 | 0 | 0 | -0.34404 | 1065.9 | CA | CA |  | 30735_30042_12 | FALSE
| FALSE | CIPB | 230 | CIPB | 500 | 30735 | METCALF | 30042 | METCALF | 13 | -384.892 | 0 | 0 | 0 | 0 | -0.3611 | 1065.9 | CA | CA |  | 30735_30042_13 | FALSE
| FALSE | CIPV | 230 | CIPV | 500 | 30765 | LOSBANOS | 30069 | L.BANS M | 1 | -257.711 | 0 | 0 | 0 | 0 | -0.24178 | 1065.9 | CA | CA |  | 30765_30069_1 | FALSE
| FALSE | CIPV | 500 | CIPV | 500 | 30050 | LOSBANOS | 30069 | L.BANS M | 1 | 257.7113 | 0 | 0 | 0 | 0 | 0.24178 | 1065.9 | CA | CA |  | 30050_30069_1 | FALSE
| FALSE | PNM | 230 | PNM | 230 | 10041 | BISTI | 10248 | PILLAR | 1 | 14.919 | 0 | 0 | 0 | 0 | 0.0391 | 381.9 | SW | SW |  | 10041_10248_1 | FALSE
| FALSE | CISC | 500 | CISC | 500 | 24845 | ALBERHIL | 24138 | SERRANO | 1 | 668.2863 | 0 | 0 | 0 | 0 | 0.27077 | 2468.1 | CA | CA |  | 24845_24138_1 | FALSE
| FALSE | CISC | 500 | CISC | 500 | 24845 | ALBERHIL | 24151 | VALLEYSC | 1 | -858.658 | 0 | 0 | 0 | 0 | -0.3479 | 2468.1 | CA | CA |  | 24845_24151_1 | FALSE
| FALSE | CISC | 500 | CISC | 500 | 24900 | COLRIVER | 24374 | REDBLUFF | 1 | 780.2027 | 0 | 0 | 0 | 0 | 0.35127 | 2221.1 | CA | CA |  | 24900_24374_1 | FALSE
| FALSE | CISC | 500 | CISC | 500 | 24900 | COLRIVER | 24374 | REDBLUFF | 2 | 780.2027 | 0 | 0 | 0 | 0 | 0.24007 | 3249.95 | CA | CA |  | 24900_24374_2 | FALSE
| FALSE | CISC | 230 | CISC | 230 | 24804 | DEVERS | 24901 | VSTA | 1 | 265.7916 | 0 | 0 | 0 | 0 | 0.21739 | 1222.65 | CA | CA |  | 24804_24901_1 | FALSE
| FALSE | CIPV | 230 | CIPV | 230 | 30790 | PANOCHE | 30791 | PNCHE 1M | 1 | 39.1906 | 0 | 0 | 0 | 0 | 0.0982 | 399 | CA | CA |  | 30790_30791_1 | FALSE
| FALSE | CISC | 230 | CISC | 230 | 24920 | MNTVIEW3 | 24132 | SANBRDNO | 1 | 140.4908 | 0 | 0 | 0 | 0 | 0.22985 | 611.23 | CA | CA |  | 24920_24132_1 | FALSE
| FALSE | CISC | 230 | CISC | 230 | 25001 | GOODRICH | 24059 | GOULD | 1 | -51.7734 | 0 | 0 | 0 | 0 | -0.0552 | 938.6 | CA | CA |  | 25001_24059_1 | FALSE
| FALSE | CISC | 230 | CISC | 230 | 25100 | MERCHANT | 24041 | ELDORDO | 1 | 164.8477 | 0 | 0 | 0 | 0 | 0.18151 | 908.2 | CA | CA |  | 25100_24041_1 | FALSE
| FALSE | CISC | 230 | CISC | 230 | 25100 | MERCHANT | 24041 | ELDORDO | 2 | 164.8477 | 0 | 0 | 0 | 0 | 0.21799 | 756.2 | CA | CA |  | 25100_24041_2 | FALSE
| FALSE | CISC | 230 | CISC | 230 | 25100 | MERCHANT | 25103 | CMS1_HS | 1 | -15.1405 | 0 | 0 | 0 | 0 | -0.0342 | 442.7 | CA | CA |  | 25100_25103_1 | FALSE
| FALSE | BANC | 230 | BANC | 230 | 37015 | PROCTER | 37019 | PROCTERI | T1 | -2.3598 | 0 | 0 | 0 | 0 | -0.0222 | 106.4 | CA | CA |  | 37015_37019_T1 | FALSE
| FALSE | BANC | 230 | BANC | 230 | 37015 | PROCTER | 37020 | PROCTERJ | T2 | -1.1412 | 0 | 0 | 0 | 0 | -0.01073 | 106.4 | CA | CA |  | 37015_37020_T2 | FALSE
| FALSE | CISC | 230 | CISC | 230 | 25201 | LEWIS | 24137 | SERRANO | 1 | -269.115 | 0 | 0 | 0 | 0 | -0.23705 | 1135.25 | CA | CA |  | 25201_24137_1 | FALSE
| FALSE | CISC | 230 | CISC | 230 | 25201 | LEWIS | 24137 | SERRANO | 2 | -269.115 | 0 | 0 | 0 | 0 | -0.23705 | 1135.25 | CA | CA |  | 25201_24137_2 | FALSE
| FALSE | CISC | 230 | CISC | 230 | 25201 | LEWIS | 24154 | VILLA PK | 1 | -145.745 | 0 | 0 | 0 | 0 | -0.15528 | 938.6 | CA | CA |  | 25201_24154_1 | FALSE
| FALSE | CISC | 230 | CISC | 230 | 25401 | EAGLEMTN | 25405 | IRON MTN | 1 | -2.0582 | 0 | 0 | 0 | 0 | -0.00603 | 341.05 | CA | CA |  | 25401_25405_1 | FALSE
| FALSE | CISC | 230 | CISC | 230 | 25401 | EAGLEMTN | 25427 | EM LX1 | 1X | 23.9467 | 0 | 0 | 0 | 0 | 0.42012 | 57 | CA | CA |  | 25401_25427_1X | FALSE
| FALSE | CISC | 230 | CISC | 230 | 25401 | EAGLEMTN | 25428 | EM LX2 | 2X | 29.9334 | 0 | 0 | 0 | 0 | 0.52515 | 57 | CA | CA |  | 25401_25428_2X | FALSE
| FALSE | CISC | 230 | CISC | 230 | 25402 | GENE | 25431 | GENE LX1 | 1X | 16.4027 | 0 | 0 | 0 | 0 | 0.17266 | 95 | CA | CA |  | 25402_25431_1X | FALSE
| FALSE | CISC | 230 | CISC | 230 | 25402 | GENE | 25432 | GENE LX2 | 2X | 20.5034 | 0 | 0 | 0 | 0 | 0.21582 | 95 | CA | CA |  | 25402_25432_2X | FALSE
| FALSE | CIPV | 230 | BANC | 13.8 | 37563 | MELONES | 37561 | MELONE1 | 1 | -20.3694 | 0 | 0 | 0 | 0 | -0.11167 | 182.4 | CA | CA |  | 37563_37561_1 | FALSE
| FALSE | CIPV | 230 | BANC | 13.8 | 37563 | MELONES | 37562 | MELONE2 | 1 | -20.3694 | 0 | 0 | 0 | 0 | -0.11167 | 182.4 | CA | CA |  | 37563_37562_1 | FALSE
| FALSE | CISC | 230 | CISC | 230 | 25405 | IRON MTN | 24019 | CAMINO | 1 | -23.0297 | 0 | 0 | 0 | 0 | -0.0797 | 288.8 | CA | CA |  | 25405_24019_1 | FALSE
| FALSE | CISC | 230 | CISC | 230 | 25512 | JHINDMWD | 25401 | EAGLEMTN | 1 | -2.6393 | 0 | 0 | 0 | 0 | -0.00774 | 341.05 | CA | CA |  | 25512_25401_1 | FALSE
| FALSE | CISC | 230 | CISC | 230 | 25512 | JHINDMWD | 25406 | J.HINDS | r1 | -50.0269 | 0 | 0 | 0 | 0 | -0.1502 | 333.07 | CA | CA |  | 25512_25406_r1 | FALSE
| FALSE | CISC | 230 | CISC | 230 | 25512 | JHINDMWD | 25429 | JH LX1 | 1X | 23.4072 | 0 | 0 | 0 | 0 | 0.41065 | 57 | CA | CA |  | 25512_25429_1X | FALSE
| FALSE | CISC | 230 | CISC | 230 | 25512 | JHINDMWD | 25430 | JH LX2 | 2X | 29.259 | 0 | 0 | 0 | 0 | 0.51331 | 57 | CA | CA |  | 25512_25430_2X | FALSE
| FALSE | BANC | 12 | CIPV | 60 | 38365 | N.HGN DM | 33638 | N.HOGAN | 1 | 0.78559 | 0 | 0 | 0 | 0 | 0.23627 | 3.325 | CA | CA |  | 38365_33638_1 | FALSE
| FALSE | BPAT | 115 | TPWR | 13.8 | 40007 | ABERDEEN | 46792 | WYNOOCHE | 1 | -3.0038 | 0 | 0 | 0 | 0 | -0.1581 | 19 | NW | NW |  | 40007_46792_1 | FALSE
| FALSE | BPAT | 115 | AVA | 23 | 40017 | ADDY | 48007 | ADDY AVA | 1 | 0.50819 | 0 | 0 | 0 | 0 | 0.0244 | 20.805 | NW | NW |  | 40017_48007_1 | FALSE
| FALSE | BPAT | 500 | BPAT | 230 | 40045 | ALLSTON | 40043 | ALLSTN E | 2 | 144.2339 | 0 | 0 | 0 | 0 | 0.11486 | 1255.71 | NW | NW |  | 40045_40043_2 | FALSE
| FALSE | BPAT | 500 | BPAT | 230 | 40045 | ALLSTON | 40044 | ALLSTN W | 1 | 113.4502 | 0 | 0 | 0 | 0 | 0.0951 | 1193.295 | NW | NW |  | 40045_40044_1 | FALSE
| FALSE | BPAT | 500 | BPAT | 230 | 40091 | BELL BPA | 40092 | BELL S4 | 1 | 29.5616 | 0 | 0 | 0 | 0 | 0.0255 | 1159.38 | NW | NW |  | 40091_40092_1 | FALSE
| FALSE | BPAT | 500 | BPAT | 230 | 40111 | BIG EDDY | 41341 | BIG_EDDY1 | 2 | -82.6514 | 0 | 0 | 0 | 0 | -0.0728 | 1135.345 | NW | NW |  | 40111_41341_2 | FALSE
| FALSE | BPAT | 500 | BPAT | 230 | 40111 | BIG EDDY | 41343 | BIG_EDDY3 | 5 | -163.861 | 0 | 0 | 0 | 0 | -0.2165 | 756.865 | NW | NW |  | 40111_41343_5 | FALSE
| FALSE | BPAT | 345 | BPAT | 230 | 40223 | CHIEF_JO_3 | 40230 | CHIEF_JO_1 | 1 | -285.911 | 0 | 0 | 0 | 0 | -0.54403 | 525.54 | NW | NW |  | 40223_40230_1 | FALSE
| FALSE | BPAT | 345 | BPAT | 230 | 40225 | CHIEF_JO_4 | 40232 | CHIEF_JO_2 | 2 | -286.302 | 0 | 0 | 0 | 0 | -0.44176 | 648.09 | NW | NW |  | 40225_40232_2 | FALSE
| FALSE | BPAT | 500 | BPAT | 230 | 40233 | CHIEF_JO | 40232 | CHIEF_JO_2 | 3 | -307.287 | 0 | 0 | 0 | 0 | -0.2456 | 1251.15 | NW | NW |  | 40233_40232_3 | FALSE
| FALSE | BPAT | 230 | PACW | 115 | 40243 | CLATSOP | 45314 | LWSCLARK | 1 | 26.8691 | 0 | 0 | 0 | 0 | 0.30121 | 89.205 | NW | NW |  | 40243_45314_1 | FALSE
| FALSE | BPAT | 300 | BPAT | 230 | 40285 | GRAND_COULEE | 41357 | GND_COULE_S2 | 1 | -153.696 | 0 | 0 | 0 | 0 | -0.40446 | 380 | NW | NW |  | 40285_41357_1 | FALSE
| FALSE | BPAT | 500 | BPAT | 230 | 40287 | GRAND_COULEE | 41357 | GND_COULE_S2 | 1 | -138.647 | 0 | 0 | 0 | 0 | -0.11261 | 1231.2 | NW | NW |  | 40287_41357_1 | FALSE
| FALSE | BPAT | 500 | BPAT | 230 | 40302 | COVINGT4 | 40303 | COVINGTW | 4 | 414.144 | 0 | 0 | 0 | 0 | 0.42251 | 980.21 | NW | NW |  | 40302_40303_4 | FALSE
| FALSE | BPAT | 500 | BPAT | 230 | 40306 | COVINGT5 | 40305 | COVINGTM | 5 | 416.4492 | 0 | 0 | 0 | 0 | 0.43424 | 959.025 | NW | NW |  | 40306_40305_5 | FALSE
| FALSE | BPAT | 500 | BPAT | 230 | 40323 | CUSTER | 40321 | CUSTER | 2 | -12.7225 | 0 | 0 | 0 | 0 | -0.0101 | 1261.98 | NW | NW |  | 40323_40321_2 | FALSE
| FALSE | BPAT | 500 | BPAT | 230 | 40459 | GARRISON | 40457 | GARRISON | 1 | 213.934 | 0 | 0 | 0 | 0 | 0.21878 | 977.835 | NW | NW |  | 40459_40457_1 | FALSE
| FALSE | BPAT | 500 | AVA | 230 | 40521 | HATWAI | 40519 | HATWAI | 1 | 181.2113 | 0 | 0 | 0 | 0 | 0.18048 | 1004.055 | NW | NW |  | 40521_40519_1 | FALSE
| FALSE | BPAT | 500 | BPAT | 230 | 40553 | HOT SPR | 40551 | HOT SPR | 1 | -99.2765 | 0 | 0 | 0 | 0 | -0.11089 | 895.2801 | NW | NW |  | 40553_40551_1 | FALSE
| FALSE | BPAT | 500 | BPAT | 230 | 40666 | CEN FERY | 40664 | CEN FERY | 1 | -156.496 | 0 | 0 | 0 | 0 | -0.13162 | 1189.02 | NW | NW |  | 40666_40664_1 | FALSE
| FALSE | BPAT | 230 | BPAT | 345 | 40692 | MAPLEVLY_V12 | 40691 | MAPLEVLY_VL | 1 | -263.271 | 0 | 0 | 0 | 0 | -0.4839 | 544.065 | NW | NW |  | 40692_40691_1 | FALSE
| FALSE | BPAT | 500 | BPAT | 230 | 40723 | MCNARY | 41351 | MCNRY S1 | 1 | -30.3383 | 0 | 0 | 0 | 0 | -0.0233 | 1300.17 | NW | NW |  | 40723_41351_1 | FALSE
| FALSE | BPAT | 500 | BPAT | 230 | 40749 | MONROE | 40747 | MONROE | 1 | 233.0141 | 0 | 0 | 0 | 0 | 0.22302 | 1044.81 | NW | NW |  | 40749_40747_1 | FALSE
| FALSE | BPAT | 500 | BPAT | 230 | 40809 | OSTRNDER | 40810 | OSTRNDER | 1 | 268.6031 | 0 | 0 | 0 | 0 | 0.21371 | 1256.85 | NW | NW |  | 40809_40810_1 | FALSE
| FALSE | BPAT | 500 | BPAT | 230 | 40827 | PEARL | 40824 | PEARL E | 1 | 432.1029 | 0 | 0 | 0 | 0 | 0.28546 | 1513.73 | NW | NW |  | 40827_40824_1 | FALSE
| FALSE | BPAT | 500 | BPAT | 230 | 40827 | PEARL | 40826 | PEARL W | 2 | 294.7363 | 0 | 0 | 0 | 0 | 0.23445 | 1257.135 | NW | NW |  | 40827_40826_2 | FALSE
| FALSE | BPAT | 500 | BPAT | 230 | 40837 | PONDROSA | 40838 | PONDROSA_GIS | 1 | 158.8507 | 0 | 0 | 0 | 0 | 0.23528 | 675.165 | NW | NW |  | 40837_40838_1 | FALSE
| FALSE | BPAT | 500 | BPAT | 230 | 40869 | RAVER | 40870 | RAVER | 1 | 315.8559 | 0 | 0 | 0 | 0 | 0.24235 | 1303.305 | NW | NW |  | 40869_40870_1 | FALSE
| FALSE | BPAT | 345 | CHPD | 230 | 40891 | ROCKY RH | 46832 | ROCKYRH2 | 1 | -263.271 | 0 | 0 | 0 | 0 | -0.40041 | 657.495 | NW | NW |  | 40891_46832_1 | FALSE
| FALSE | BPAT | 500 | BPAT | 230 | 40949 | SATSOP | 40947 | SATSOP | 1 | 41.7236 | 0 | 0 | 0 | 0 | 0.0337 | 1239.465 | NW | NW |  | 40949_40947_1 | FALSE
| FALSE | BPAT | 500 | BPAT | 230 | 40989 | SLATT | 40986 | SLATT | 1 | -289.398 | 0 | 0 | 0 | 0 | -0.24339 | 1189.02 | NW | NW |  | 40989_40986_1 | FALSE
| FALSE | BPAT | 500 | BPAT | 230 | 41113 | VANTAGE | 41112 | VANTAGE_S | 1 | -147.696 | 0 | 0 | 0 | 0 | -0.26016 | 567.72 | NW | NW |  | 41113_41112_1 | FALSE
| FALSE | CISC | 230 | CISC | 230 | 25654 | VIEJO | 24025 | CHINO | 1 | -90.0509 | 0 | 0 | 0 | 0 | -0.0793 | 1135.345 | CA | CA |  | 25654_24025_1 | FALSE
| FALSE | PACW | 115 | BPAT | 230 | 45497 | WINECTRY | 41291 | WINECTRY | 1 | -49.106 | 0 | 0 | 0 | 0 | -0.20676 | 237.5 | NW | NW |  | 45497_41291_1 | FALSE
| FALSE | CISC | 230 | CISC | 230 | 25654 | VIEJO | 24131 | S.ONOFRE | 1 | -78.4019 | 0 | 0 | 0 | 0 | -0.0691 | 1135.345 | CA | CA |  | 25654_24131_1 | FALSE
| FALSE | BPAT | 500 | BPAT | 230 | 41401 | ROCK CK | 41402 | ROCK CK | 1 | -410.353 | 0 | 0 | 0 | 0 | -0.32746 | 1253.145 | NW | NW |  | 41401_41402_1 | FALSE
| FALSE | CISC | 230 | CISC | 230 | 25656 | MIRALOME | 24100 | OLINDA | 1 | 262.8542 | 0 | 0 | 0 | 0 | 0.28005 | 938.6 | CA | CA |  | 25656_24100_1 | FALSE
| FALSE | CISC | 230 | CISC | 230 | 25656 | MIRALOME | 24901 | VSTA | 2 | -97.3671 | 0 | 0 | 0 | 0 | -0.11189 | 870.2 | CA | CA |  | 25656_24901_2 | FALSE
| FALSE | CISC | 230 | CISC | 230 | 25666 | EL CASCO | 24132 | SANBRDNO | 1 | 162.2506 | 0 | 0 | 0 | 0 | 0.1327 | 1222.65 | CA | CA |  | 25666_24132_1 | FALSE
| FALSE | PSEI | 115 | BPAT | 69 | 42118 | FIDALGO | 40415 | FIDALGO | 5 | 9.6331 | 0 | 0 | 0 | 0 | 0.0911 | 105.735 | NW | NW |  | 42118_40415_5 | FALSE
| FALSE | LDWP | 500 | LDWP | 500 | 26003 | ADELANTO | 26011 | ADELANTX | 1 | -224.967 | 0 | 0 | 0 | 0 | -0.11396 | 1974.1 | CA | CA |  | 26003_26011_1 | FALSE
| FALSE | SCL | 13.8 | PSEI | 115 | 42351 | TOLT RIV | 42350 | TOLT RIV | 1 | 6.6716 | 0 | 0 | 0 | 0 | 0.37555 | 17.765 | NW | NW |  | 42351_42350_1 | FALSE
| FALSE | LDWP | 500 | LDWP | 500 | 26003 | ADELANTO | 26012 | ADELANTY | 1 | -225.094 | 0 | 0 | 0 | 0 | -0.11402 | 1974.1 | CA | CA |  | 26003_26012_1 | FALSE
| FALSE | LDWP | 500 | LDWP | 500 | 26003 | ADELANTO | 26079 | TOLUCA | 1 | 756.3154 | 0 | 0 | 0 | 0 | 0.30644 | 2468.1 | CA | CA |  | 26003_26079_1 | FALSE
| FALSE | LDWP | 500 | LDWP | 500 | 26003 | ADELANTO | 26105 | VICTORVL | 1 | -184.561 | 0 | 0 | 0 | 0 | -0.0748 | 2468.1 | CA | CA |  | 26003_26105_1 | FALSE
| FALSE | PSEI | 115 | BPAT | 500 | 42806 | TONO | 40821 | PAUL | 1 | -76.9995 | 0 | 0 | 0 | 0 | -0.20263 | 380 | NW | NW |  | 42806_40821_1 | FALSE
| FALSE | PSEI | 34.5 | BPAT | 0.69 | 42989 | PHLNG C1 | 42990 | PHLNG W1 | 1 | -38.8161 | 0 | 0 | 0 | 0 | -0.24177 | 160.55 | NW | NW |  | 42989_42990_1 | FALSE
| FALSE | PSEI | 34.5 | BPAT | 0.6 | 42993 | DDGJN C1 | 42994 | DDGJN W1 | 1 | -48.8281 | 0 | 0 | 0 | 0 | -0.24187 | 201.875 | NW | NW |  | 42993_42994_1 | FALSE
| FALSE | LDWP | 500 | LDWP | 500 | 26003 | ADELANTO | 26105 | VICTORVL | 2 | -184.561 | 0 | 0 | 0 | 0 | -0.0748 | 2468.1 | CA | CA |  | 26003_26105_2 | FALSE
| FALSE | LDWP | 500 | LDWP | 500 | 26003 | ADELANTO | 26115 | RINALDI2 | 1 | 619.6259 | 0 | 0 | 0 | 0 | 0.25105 | 2468.1 | CA | CA |  | 26003_26115_1 | FALSE
| FALSE | PGE | 500 | PGE | 500 | 43123 | COYOTE | 43115 | COYO M1 | 1 | -181.517 | 0 | 0 | 0 | 0 | -0.62299 | 291.365 | NW | NW |  | 43123_43115_1 | FALSE
| FALSE | PGE | 500 | AVA | 1 | 43123 | COYOTE | 48519 | COYO M2 | 1 | -168.532 | 0 | 0 | 0 | 0 | -0.49972 | 337.25 | NW | NW |  | 43123_48519_1 | FALSE
| FALSE | LDWP | 230 | LDWP | 230 | 26010 | CASTAIC34 | 26086 | NRTHRDGE | 1 | 71.9909 | 0 | 0 | 0 | 0 | 0.10584 | 680.2 | CA | CA |  | 26010_26086_1 | FALSE
| FALSE | LDWP | 230 | LDWP | 230 | 26013 | AIRWAY | 26081 | ATWATER | 1 | 99.6028 | 0 | 0 | 0 | 0 | 0.14809 | 672.6 | CA | CA |  | 26013_26081_1 | FALSE
| FALSE | LDWP | 230 | LDWP | 230 | 26013 | AIRWAY | 26081 | ATWATER | 2 | 99.6028 | 0 | 0 | 0 | 0 | 0.14809 | 672.6 | CA | CA |  | 26013_26081_2 | FALSE
| FALSE | LDWP | 345 | LDWP | 345 | 26043 | INTERMT | 26114 | INTERMTX | 1 | 229.5276 | 0 | 0 | 0 | 0 | 0.16848 | 1362.3 | CA | CA |  | 26043_26114_1 | FALSE
| FALSE | LDWP | 345 | LDWP | 345 | 26043 | INTERMT | 26116 | INTERMTY | 1 | 229.6563 | 0 | 0 | 0 | 0 | 0.16858 | 1362.3 | CA | CA |  | 26043_26116_1 | FALSE
| FALSE | LDWP | 500 | LDWP | 500 | 26044 | MARKETPL | 26003 | ADELANTO | 1 | 554.2494 | 0 | 0 | 0 | 0 | 0.37447 | 1480.1 | CA | CA |  | 26044_26003_1 | FALSE
| FALSE | PACW | 230 | PACW | 500 | 44900 | DIXNV230 | 45095 | DIXONVLE | 1 | -131.988 | 0 | 0 | 0 | 0 | -0.27136 | 486.4 | NW | NW |  | 44900_45095_1 | FALSE
| FALSE | LDWP | 500 | LDWP | 500 | 26044 | MARKETPL | 26048 | MCCULLGH | 1 | 243.1344 | 0 | 0 | 0 | 0 | 0.0773 | 3143.55 | CA | CA |  | 26044_26048_1 | FALSE
| FALSE | PACW | 69 | AVA | 115 | 45097 | DRYGULCH | 48113 | DRYGULCH | 1 | -1.7397 | 0 | 0 | 0 | 0 | -0.0366 | 47.5 | NW | NW |  | 45097_48113_1 | FALSE
| FALSE | LDWP | 230 | NEVP | 230 | 26046 | MCCULLGH | 18018 | FAULKNER | 1 | 39.3689 | 0 | 0 | 0 | 0 | 0.0963 | 408.69 | CA | SW |  | 26046_18018_1 | FALSE
| FALSE | LDWP | 230 | NEVP | 230 | 26046 | MCCULLGH | 18595 | NSO | 1 | -221.59 | 0 | 0 | 0 | 0 | -0.27107 | 817.4749 | CA | SW |  | 26046_18595_1 | FALSE
| FALSE | PACW | 230 | TH_Malin | 500 | 45189 | MALIN | 40687 | MALIN | 1 | 103.9329 | 0 | 0 | 0 | 0 | 0.16831 | 617.5 | NW | NW |  | 45189_40687_1 | FALSE
| FALSE | PACW | 230 | PACW | 500 | 45195 | MERIDINP | 45197 | MERIDINP | 2 | -98.1856 | 0 | 0 | 0 | 0 | -0.15901 | 617.5 | NW | NW |  | 45195_45197_2 | FALSE
| FALSE | BPAT | 230 | PACW | 115 | 40838 | PONDROSA_GIS | 45247 | PONDROSA | 1 | 34.5496 | 0 | 0 | 0 | 0 | 0.14547 | 237.5 | NW | NW |  | 40838_45247_1 | FALSE
| FALSE | LDWP | 230 | LDWP | 230 | 26052 | OLIVE | 26086 | NRTHRDGE | 1 | 141.5309 | 0 | 0 | 0 | 0 | 0.19577 | 722.95 | CA | CA |  | 26052_26086_1 | FALSE
| FALSE | PACW | 69 | BPAT | 115 | 45307 | TUCKER1 | 40541 | HOOD RVR | 1 | -18.984 | 0 | 0 | 0 | 0 | -0.39966 | 47.5 | NW | NW |  | 45307_40541_1 | FALSE
| FALSE | PACW | 69 | BPAT | 115 | 45309 | TUCKER2 | 40541 | HOOD RVR | 1 | -14.5614 | 0 | 0 | 0 | 0 | -0.30656 | 47.5 | NW | NW |  | 45309_40541_1 | FALSE
| FALSE | PACW | 69 | BPAT | 115 | 45438 | PASCO | 47123 | BIGPASCO+ | 1 | 0 | 0 | 0 | 0 | 0 | 0 | 14.25 | NW | NW |  | 45438_47123_1 | FALSE
| FALSE | PACW | 69 | BPAT | 115 | 45438 | PASCO | 47123 | BIGPASCO+ | 2 | 0 | 0 | 0 | 0 | 0 | 0 | 15.2 | NW | NW |  | 45438_47123_2 | FALSE
| FALSE | LDWP | 230 | LDWP | 230 | 26061 | RINALDI | 26013 | AIRWAY | 2 | 142.0868 | 0 | 0 | 0 | 0 | 0.32585 | 436.05 | CA | CA |  | 26061_26013_2 | FALSE
| FALSE | LDWP | 230 | LDWP | 230 | 26061 | RINALDI | 26093 | TARZANA | 1 | 213.4783 | 0 | 0 | 0 | 0 | 0.2823 | 756.2 | CA | CA |  | 26061_26093_1 | FALSE
| FALSE | LDWP | 230 | LDWP | 230 | 26061 | RINALDI | 26093 | TARZANA | 2 | 213.4783 | 0 | 0 | 0 | 0 | 0.2823 | 756.2 | CA | CA |  | 26061_26093_2 | FALSE
| FALSE | LDWP | 230 | LDWP | 230 | 26061 | RINALDI | 26094 | SYLMARLA | 3 | 51.5446 | 0 | 0 | 0 | 0 | 0.0764 | 674.5 | CA | CA |  | 26061_26094_3 | FALSE
| FALSE | LDWP | 230 | LDWP | 230 | 26061 | RINALDI | 26094 | SYLMARLA | 4 | 51.1541 | 0 | 0 | 0 | 0 | 0.0708 | 722.95 | CA | CA |  | 26061_26094_4 | FALSE
| FALSE | LDWP | 230 | LDWP | 230 | 26061 | RINALDI | 26103 | VALLEY | 1 | 123.5771 | 0 | 0 | 0 | 0 | 0.17093 | 722.95 | CA | CA |  | 26061_26103_1 | FALSE
| FALSE | LDWP | 230 | LDWP | 230 | 26061 | RINALDI | 26103 | VALLEY | 2 | 123.5771 | 0 | 0 | 0 | 0 | 0.17093 | 722.95 | CA | CA |  | 26061_26103_2 | FALSE
| FALSE | BPAT | 115 | TPWR | 13.8 | 46447 | SUMERFAL | 46653 | SUMERFA1 | 1 | -20.4065 | 0 | 0 | 0 | 0 | -0.35801 | 57 | NW | NW |  | 46447_46653_1 | FALSE
| FALSE | BPAT | 115 | TPWR | 13.8 | 46447 | SUMERFAL | 46655 | SUMERFA2 | 1 | -20.4065 | 0 | 0 | 0 | 0 | -0.35801 | 57 | NW | NW |  | 46447_46655_1 | FALSE
| FALSE | LDWP | 230 | LDWP | 230 | 26063 | RIVER | 26025 | HAYNES | 1 | -43.2558 | 0 | 0 | 0 | 0 | -0.0715 | 605.15 | CA | CA |  | 26063_26025_1 | FALSE
| FALSE | LDWP | 230 | LDWP | 230 | 26063 | RIVER | 26080 | VELASCO | 1 | -43.8909 | 0 | 0 | 0 | 0 | -0.0852 | 514.9 | CA | CA |  | 26063_26080_1 | FALSE
| FALSE | TPWR | 13.8 | AVA | 115 | 46619 | HEADWORK | 48149 | HEADWORK | 1 | 10.6656 | 0 | 0 | 0 | 0 | 0.37423 | 28.5 | NW | NW |  | 46619_48149_1 | FALSE
| FALSE | TPWR | 115 | BPAT | 13.8 | 46769 | ST_PAUL | 46606 | TBIO | 1 | -58.3802 | 0 | 0 | 0 | 0 | -0.81937 | 71.25 | NW | NW |  | 46769_46606_1 | FALSE
| FALSE | LDWP | 230 | LDWP | 230 | 26068 | STJOHN | 26025 | HAYNES | 1 | -32.8964 | 0 | 0 | 0 | 0 | -0.0544 | 605.15 | CA | CA |  | 26068_26025_1 | FALSE
| FALSE | LDWP | 230 | LDWP | 230 | 26068 | STJOHN | 26063 | RIVER | 1 | 93.2585 | 0 | 0 | 0 | 0 | 0.13865 | 672.6 | CA | CA |  | 26068_26063_1 | FALSE
| FALSE | LDWP | 230 | LDWP | 230 | 26068 | STJOHN | 26081 | ATWATER | 1 | -170.638 | 0 | 0 | 0 | 0 | -0.33201 | 513.95 | CA | CA |  | 26068_26081_1 | FALSE
| FALSE | AVA | 115 | AVA | 115 | 47126 | BOX PS | 47009 | BOX CANY | 1 | -13.7713 | 0 | 0 | 0 | 0 | -0.14496 | 95 | NW | NW |  | 47126_47009_1 | FALSE
| FALSE | BPAT | 230 | PSEI | 18 | 47329 | EECLOUSE | 47687 | GEP G1 | 1 | -111.349 | 0 | 0 | 0 | 0 | -0.5352 | 208.05 | NW | NW |  | 47329_47687_1 | FALSE
| FALSE | BPAT | 230 | PSEI | 13.8 | 47329 | EECLOUSE | 47688 | GEC S1 | 1 | -58.3831 | 0 | 0 | 0 | 0 | -0.34918 | 167.2 | NW | NW |  | 47329_47688_1 | FALSE
| FALSE | PACW | 230 | BPAT | 34.5 | 47572 | NINEMILE | 47571 | STATELINE_2 | 1 | -57.3565 | 0 | 0 | 0 | 0 | -0.2415 | 237.5 | NW | NW |  | 47572_47571_1 | FALSE
| FALSE | BPAT | 230 | PACW | 34.5 | 47814 | JONESCYN | 44887 | LEANJ 1 | 1 | -31.3894 | 0 | 0 | 0 | 0 | -0.26433 | 118.75 | NW | NW |  | 47814_44887_1 | FALSE
| FALSE | BPAT | 34.5 | PACW | 0.6 | 47865 | GDNOE C1 | 47866 | GDNOE W1 | 1 | -35.9733 | 0 | 0 | 0 | 0 | -0.35791 | 100.51 | NW | NW |  | 47865_47866_1 | FALSE
| FALSE | PSEI | 34.5 | BPAT | 0.69 | 47876 | HOPKR C1 | 47878 | HOPKR W1 | 1 | -25.7548 | 0 | 0 | 0 | 0 | -0.2711 | 95 | NW | NW |  | 47876_47878_1 | FALSE
| FALSE | LDWP | 230 | LDWP | 230 | 26080 | VELASCO | 26072 | CNTURYLD | 1 | -0.2364 | 0 | 0 | 0 | 0 | -0.000391 | 605.15 | CA | CA |  | 26080_26072_1 | FALSE
| FALSE | LDWP | 230 | LDWP | 230 | 26080 | VELASCO | 26072 | CNTURYLD | 2 | -0.2364 | 0 | 0 | 0 | 0 | -0.000391 | 605.15 | CA | CA |  | 26080_26072_2 | FALSE
| FALSE | LDWP | 230 | LDWP | 230 | 26080 | VELASCO | 26081 | ATWATER | 1 | -93.5696 | 0 | 0 | 0 | 0 | -0.18206 | 513.95 | CA | CA |  | 26080_26081_1 | FALSE
| FALSE | LDWP | 230 | LDWP | 230 | 26086 | NRTHRDGE | 26093 | TARZANA | 1 | 143.6039 | 0 | 0 | 0 | 0 | 0.18082 | 794.2 | CA | CA |  | 26086_26093_1 | FALSE
| FALSE | LDWP | 230 | LDWP | 230 | 26094 | SYLMARLA | 26086 | NRTHRDGE | 1 | 172.6835 | 0 | 0 | 0 | 0 | 0.25674 | 672.6 | CA | CA |  | 26094_26086_1 | FALSE
| FALSE | LDWP | 230 | CISC | 230 | 26097 | SYLMAR1 | 24147 | SYLMAR S | 1 | 55.2403 | 0 | 0 | 0 | 0 | 0.0312 | 1769.85 | CA | CA |  | 26097_24147_1 | FALSE
| FALSE | LDWP | 230 | LDWP | 230 | 26103 | VALLEY | 26078 | TOLUCA | 1 | 83.773 | 0 | 0 | 0 | 0 | 0.11588 | 722.95 | CA | CA |  | 26103_26078_1 | FALSE
| FALSE | LDWP | 500 | LDWP | 500 | 26105 | VICTORVL | 26062 | RINALDI | 1 | 590.1142 | 0 | 0 | 0 | 0 | 0.2391 | 2468.1 | CA | CA |  | 26105_26062_1 | FALSE
| FALSE | LDWP | 500 | LDWP | 500 | 26119 | ADELSVC | 26003 | ADELANTO | 1 | 0 | 0 | 0 | 0 | 0 | 0 | 368.125 | CA | CA |  | 26119_26003_1 | FALSE
| FALSE | LDWP | 500 | LDWP | 500 | 26120 | MKTPSVC | 26044 | MARKETPL | 1 | 0 | 0 | 0 | 0 | 0 | 0 | 368.125 | CA | CA |  | 26120_26044_1 | FALSE
| FALSE | LDWP | 500 | LDWP | 500 | 26123 | CRYSTAL | 26048 | MCCULLGH | 1 | 803.6424 | 0 | 0 | 0 | 0 | 0.32561 | 2468.1 | CA | CA |  | 26123_26048_1 | FALSE
| FALSE | LDWP | 230 | LDWP | 230 | 26129 | OWENS UP | 26130 | OWENSMID | 1 | 38.8819 | 0 | 0 | 0 | 0 | 0.0892 | 436.05 | CA | CA |  | 26129_26130_1 | FALSE
| FALSE | LDWP | 230 | LDWP | 230 | 26130 | OWENSMID | 26131 | OWENSCON | 1 | 47.4423 | 0 | 0 | 0 | 0 | 0.1088 | 436.05 | CA | CA |  | 26130_26131_1 | FALSE
| FALSE | LDWP | 230 | CISC | 230 | 26131 | OWENSCON | 24729 | INYO | 1 | 50.038 | 0 | 0 | 0 | 0 | 0.16512 | 303.05 | CA | CA |  | 26131_24729_1 | FALSE
| FALSE | LDWP | 230 | LDWP | 230 | 26135 | HSKLLCYN | 26052 | OLIVE | 1 | 141.5309 | 0 | 0 | 0 | 0 | 0.19577 | 722.95 | CA | CA |  | 26135_26052_1 | FALSE
| FALSE | LDWP | 230 | LDWP | 230 | 26135 | HSKLLCYN | 26061 | RINALDI | 1 | 59.4602 | 0 | 0 | 0 | 0 | 0.0822 | 722.95 | CA | CA |  | 26135_26061_1 | FALSE
| FALSE | LDWP | 230 | LDWP | 230 | 26135 | HSKLLCYN | 26094 | SYLMARLA | 1 | 82.5516 | 0 | 0 | 0 | 0 | 0.11759 | 702.05 | CA | CA |  | 26135_26094_1 | FALSE
| FALSE | LDWP | 230 | LDWP | 230 | 26136 | COTTONWD | 26132 | BARRENRD | 1 | 70.7316 | 0 | 0 | 0 | 0 | 0.31023 | 228 | CA | CA |  | 26136_26132_1 | FALSE
| FALSE | LDWP | 230 | LDWP | 230 | 26905 | BEACONTP | 26132 | BARRENRD | 1 | 170.317 | 0 | 0 | 0 | 0 | 0.22438 | 759.05 | CA | CA |  | 26905_26132_1 | FALSE
| FALSE | LDWP | 230 | LDWP | 230 | 27031 | PT230 | 26132 | BARRENRD | 1 | 52.7822 | 0 | 0 | 0 | 0 | 0.0695 | 759.05 | CA | CA |  | 27031_26132_1 | FALSE
| FALSE | LDWP | 345 | LDWP | 345 | 27135 | MWC345 | 26043 | INTERMT | 1 | 105.1424 | 0 | 0 | 0 | 0 | 0.0696 | 1510.5 | CA | CA |  | 27135_26043_1 | FALSE
| FALSE | CISC | 230 | CISC | 230 | 29200 | WALCREEK | 24158 | WALNUT | 1 | 99.29 | 0 | 0 | 0 | 0 | 0.0969 | 1024.86 | CA | CA |  | 29200_24158_1 | FALSE
| FALSE | CISC | 230 | CISC | 230 | 29206 | BUCK230 | 25406 | J.HINDS | 1 | 175.6383 | 0 | 0 | 0 | 0 | 0.15471 | 1135.25 | CA | CA |  | 29206_25406_1 | FALSE
| FALSE | CISC | 500 | CISC | 500 | 29400 | ANTELOPE | 24156 | VINCENT | 1 | 537.5381 | 0 | 0 | 0 | 0 | 0.21779 | 2468.1 | CA | CA |  | 29400_24156_1 | FALSE
| FALSE | CISC | 500 | CISC | 500 | 29400 | ANTELOPE | 24156 | VINCENT | 2 | 536.2428 | 0 | 0 | 0 | 0 | 0.21727 | 2468.1 | CA | CA |  | 29400_24156_2 | FALSE
| FALSE | CISC | 500 | CISC | 500 | 29400 | ANTELOPE | 29401 | WINDHUB | 1 | -761.152 | 0 | 0 | 0 | 0 | -0.2342 | 3249.95 | CA | CA |  | 29400_29401_1 | FALSE
| FALSE | CISC | 500 | CISC | 500 | 29400 | ANTELOPE | 29402 | WIRLWIND | 1 | -489.714 | 0 | 0 | 0 | 0 | -0.19842 | 2468.1 | CA | CA |  | 29400_29402_1 | FALSE
| FALSE | CISC | 500 | CISC | 500 | 29402 | WIRLWIND | 29401 | WINDHUB | 1 | -704.644 | 0 | 0 | 0 | 0 | -0.21682 | 3249.95 | CA | CA |  | 29402_29401_1 | FALSE
| FALSE | CISC | 230 | CISC | 230 | 29407 | WINDHUB_A | 29411 | CPC_WEST | 1 | -192.998 | 0 | 0 | 0 | 0 | -0.21537 | 896.1349 | CA | CA |  | 29407_29411_1 | FALSE
| FALSE | CISC | 230 | CISC | 230 | 29407 | WINDHUB_A | 29422 | CPC_EAST | 1 | -167.402 | 0 | 0 | 0 | 0 | -0.1868 | 896.1349 | CA | CA |  | 29407_29422_1 | FALSE
| FALSE | CISC | 230 | CISC | 230 | 29411 | CPC_WEST | 29412 | CPC_WEST_4A | 1 | -54.6948 | 0 | 0 | 0 | 0 | -0.15935 | 343.235 | CA | CA |  | 29411_29412_1 | FALSE
| FALSE | BCHA | 230 | BCHA | 230 | 51233 | VIT 2B41 | 50360 | VIT 230 | 1 | -42.7418 | 0 | 0 | 0 | 0 | -0.0692 | 617.5 | CAN | CAN |  | 51233_50360_1 | FALSE
| FALSE | BANC | 500 | CIPV | 500 | 30035 | TRACY | 30040 | TESLA | 1 | 524.3002 | 0 | 0 | 0 | 0 | 0.18477 | 2837.65 | CA | CA |  | 30035_30040_1 | TRUE | BANC-ISO | 0
| FALSE | BANC | 500 | CIPV | 500 | 30035 | TRACY | 30050 | LOSBANOS | 1 | -318.266 | 0 | 0 | 0 | 0 | -0.11216 | 2837.65 | CA | CA |  | 30035_30050_1 | FALSE
| FALSE | CIPV | 500 | CIPB | 500 | 30040 | TESLA | 30042 | METCALF | 1 | 634.9905 | 0 | 0 | 0 | 0 | 0.25728 | 2468.1 | CA | CA |  | 30040_30042_1 | FALSE
| FALSE | CIPV | 500 | CIPV | 500 | 30040 | TESLA | 30050 | LOSBANOS | 1 | -420.388 | 0 | 0 | 0 | 0 | -0.17033 | 2468.1 | CA | CA |  | 30040_30050_1 | FALSE
| FALSE | CIPB | 500 | CIPB | 500 | 30042 | METCALF | 30045 | MOSSLAND | 1 | -462.55 | 0 | 0 | 0 | 0 | -0.18741 | 2468.1 | CA | CA |  | 30042_30045_1 | FALSE
| FALSE | PNM | 345 | PNM | 345 | 10996 | NMCASA_GSUHS | 10998 | NMCASA_POI | 1 | 117.2589 | 0 | 0 | 0 | 0 | 0.096 | 1221.7 | SW | SW |  | 10996_10998_1 | FALSE
| FALSE | CIPB | 500 | CIPV | 500 | 30045 | MOSSLAND | 30050 | LOSBANOS | 1 | -570.677 | 0 | 0 | 0 | 0 | -0.23122 | 2468.1 | CA | CA |  | 30045_30050_1 | FALSE
| FALSE | CIPV | 500 | CIPV | 500 | 30050 | LOSBANOS | 30055 | GATES | 3 | -287.945 | 0 | 0 | 0 | 0 | -0.0883 | 3259.545 | CA | CA |  | 30050_30055_3 | FALSE
| FALSE | CIPV | 500 | CIPV | 500 | 30055 | GATES | 30057 | DIABLO | 1 | -145.751 | 0 | 0 | 0 | 0 | -0.0591 | 2468.1 | CA | CA |  | 30055_30057_1 | FALSE
| FALSE | CIPV | 500 | CIPV | 500 | 30057 | DIABLO | 30060 | MIDWAY | 2 | -75.919 | 0 | 0 | 0 | 0 | -0.0233 | 3259.545 | CA | CA |  | 30057_30060_2 | FALSE
| FALSE | CIPV | 500 | CIPV | 500 | 30057 | DIABLO | 30060 | MIDWAY | 3 | -75.5604 | 0 | 0 | 0 | 0 | -0.02318 | 3259.545 | CA | CA |  | 30057_30060_3 | FALSE
| FALSE | CIPV | 230 | CIPV | 230 | 30105 | COTWD_E | 30114 | DELEVAN | 1 | 57.3868 | 0 | 0 | 0 | 0 | 0.12404 | 462.65 | CA | CA |  | 30105_30114_1 | FALSE
| FALSE | CIPV | 230 | CIPV | 230 | 30105 | COTWD_E | 30245 | ROUND MT | 3 | -78.8938 | 0 | 0 | 0 | 0 | -0.21492 | 367.08 | CA | CA |  | 30105_30245_3 | FALSE
| FALSE | CIPV | 230 | CIPV | 230 | 30106 | COTWD_F | 30105 | COTWD_E | 1 | 0.19165 | 0 | 0 | 0 | 0 | 0.000422 | 454.1 | CA | CA |  | 30106_30105_1 | FALSE
| FALSE | CIPV | 230 | CIPV | 230 | 30106 | COTWD_F | 30107 | COTWD_F2 | 1 | -3.1244 | 0 | 0 | 0 | 0 | -0.00413 | 756.2 | CA | CA |  | 30106_30107_1 | FALSE
| FALSE | PNM | 345 | PNM | 345 | 10999 | TAIBANMS | 13402 | BLACKWTR | 1 | -267.153 | 0 | 0 | 0 | 0 | -0.26135 | 1022.2 | SW | SW |  | 10999_13402_1 | FALSE
| FALSE | CIPV | 230 | BANC | 230 | 30106 | COTWD_F | 37545 | COTWDWAP | 1 | -53.0073 | 0 | 0 | 0 | 0 | -0.07 | 757.15 | CA | CA |  | 30106_37545_1 | FALSE
| FALSE | CIPV | 230 | CIPV | 230 | 30108 | BRNY_FST | 30185 | PIT 1 | 1 | -46.0839 | 0 | 0 | 0 | 0 | -0.20297 | 227.05 | CA | CA |  | 30108_30185_1 | FALSE
| FALSE | CIPV | 230 | CIPV | 230 | 30110 | GLENN | 30114 | DELEVAN | 4 | 39.757 | 0 | 0 | 0 | 0 | 0.09 | 441.75 | CA | CA |  | 30110_30114_4 | FALSE
| FALSE | CIPV | 230 | CIPV | 230 | 30111 | LOGAN CR | 30114 | DELEVAN | 3 | 30.2414 | 0 | 0 | 0 | 0 | 0.0753 | 401.85 | CA | CA |  | 30111_30114_3 | FALSE
| FALSE | CIPV | 230 | CIPV | 230 | 30114 | DELEVAN | 30115 | COLUSAPP1 | 1 | -46.1529 | 0 | 0 | 0 | 0 | -0.059 | 782.8 | CA | CA |  | 30114_30115_1 | FALSE
| FALSE | CIPV | 230 | CIPV | 230 | 30114 | DELEVAN | 30450 | CORTINA | 1 | 53.5839 | 0 | 0 | 0 | 0 | 0.118 | 454.1 | CA | CA |  | 30114_30450_1 | FALSE
| FALSE | CIPV | 230 | CIPV | 230 | 30114 | DELEVAN | 30460 | VACA-DIX | 2 | 59.8202 | 0 | 0 | 0 | 0 | 0.13545 | 441.655 | CA | CA |  | 30114_30460_2 | FALSE
| FALSE | CIPV | 230 | CIPV | 230 | 30114 | DELEVAN | 30460 | VACA-DIX | 3 | 59.8202 | 0 | 0 | 0 | 0 | 0.13545 | 441.655 | CA | CA |  | 30114_30460_3 | FALSE
| FALSE | CIPV | 230 | CIPV | 230 | 30116 | CARBERY | 30117 | HRIDGE | 1 | -34.5783 | 0 | 0 | 0 | 0 | -0.14108 | 245.1 | CA | CA |  | 30116_30117_1 | FALSE
| FALSE | CIPV | 230 | CIPV | 230 | 30116 | CARBERY | 30245 | ROUND MT | 1 | 69.2628 | 0 | 0 | 0 | 0 | 0.20422 | 339.15 | CA | CA |  | 30116_30245_1 | FALSE
| FALSE | CIPV | 230 | CIPV | 230 | 30185 | PIT 1 | 30190 | SPI-BRNY | 1 | -9.7657 | 0 | 0 | 0 | 0 | -0.0323 | 302.765 | CA | CA |  | 30185_30190_1 | FALSE
| FALSE | CIPV | 230 | CIPV | 230 | 30186 | MALACHA2 | 30185 | PIT 1 | 1 | 3.1575 | 0 | 0 | 0 | 0 | 0.0157 | 201.305 | CA | CA |  | 30186_30185_1 | FALSE
| FALSE | CIPV | 230 | CIPV | 230 | 30190 | SPI-BRNY | 30195 | PIT 3 | 1 | 5.0704 | 0 | 0 | 0 | 0 | 0.016747 | 302.765 | CA | CA |  | 30190_30195_1 | FALSE
| FALSE | CIPV | 230 | CIPV | 230 | 30195 | PIT 3 | 30116 | CARBERY | 1 | 34.0944 | 0 | 0 | 0 | 0 | 0.11261 | 302.765 | CA | CA |  | 30195_30116_1 | FALSE
| FALSE | CIPV | 230 | CIPV | 230 | 30200 | PIT 4 | 30225 | PIT 4 JT | 1 | 46.217 | 0 | 0 | 0 | 0 | 0.11215 | 412.11 | CA | CA |  | 30200_30225_1 | FALSE
| FALSE | CIPV | 230 | CIPV | 230 | 30205 | BLACK | 30209 | PIT5JT2 | 1 | 62.9677 | 0 | 0 | 0 | 0 | 0.15279 | 412.11 | CA | CA |  | 30205_30209_1 | FALSE
| FALSE | CIPV | 230 | CIPV | 230 | 30209 | PIT5JT2 | 30225 | PIT 4 JT | 2 | 62.9677 | 0 | 0 | 0 | 0 | 0.17963 | 350.55 | CA | CA |  | 30209_30225_2 | FALSE
| FALSE | CIPV | 230 | CIPV | 230 | 30210 | PIT 5 JT | 30232 | COVE_RD. | 1 | 75.4251 | 0 | 0 | 0 | 0 | 0.22122 | 340.955 | CA | CA |  | 30210_30232_1 | FALSE
| FALSE | CIPV | 230 | CIPV | 230 | 30215 | PIT 6 | 30230 | PIT 6 JT | 1 | 31.0738 | 0 | 0 | 0 | 0 | 0.0742 | 418.95 | CA | CA |  | 30215_30230_1 | FALSE
| FALSE | CIPV | 230 | CIPV | 230 | 30220 | PIT 7 | 30222 | PIT 7 JT | 1 | 42.1196 | 0 | 0 | 0 | 0 | 0.13912 | 302.765 | CA | CA |  | 30220_30222_1 | FALSE
| FALSE | AESO | 500 | AESO | 240 | 54258 | ELLERSLI1 | 54128 | ELLERSLI | T1 | 546.0763 | 0 | 0 | 0 | 0 | 0.47901 | 1140 | CAN | CAN |  | 54258_54128_T1 | FALSE
| FALSE | AESO | 500 | AESO | 240 | 54258 | ELLERSLI1 | 54128 | ELLERSLI | T2 | 546.0763 | 0 | 0 | 0 | 0 | 0.47901 | 1140 | CAN | CAN |  | 54258_54128_T2 | FALSE
| FALSE | AESO | 500 | AESO | 240 | 54273 | HRTLAND | 54341 | HEARTLAN | T1 | 393.1474 | 0 | 0 | 0 | 0 | 0.34487 | 1140 | CAN | CAN |  | 54273_54341_T1 | FALSE
| FALSE | CIPV | 230 | CIPV | 230 | 30222 | PIT 7 JT | 30245 | ROUND MT | 1 | 73.1934 | 0 | 0 | 0 | 0 | 0.17471 | 418.95 | CA | CA |  | 30222_30245_1 | FALSE
| FALSE | CIPV | 230 | CIPV | 230 | 30223 | PIT 7JT2 | 30245 | ROUND MT | 1 | 84.3781 | 0 | 0 | 0 | 0 | 0.24748 | 340.955 | CA | CA |  | 30223_30245_1 | FALSE
| FALSE | CIPV | 230 | CIPV | 230 | 30225 | PIT 4 JT | 30245 | ROUND MT | 2 | 109.1847 | 0 | 0 | 0 | 0 | 0.22448 | 486.4 | CA | CA |  | 30225_30245_2 | FALSE
| FALSE | CIPV | 230 | CIPV | 230 | 30230 | PIT 6 JT | 30222 | PIT 7 JT | 1 | 31.0738 | 0 | 0 | 0 | 0 | 0.0916 | 339.055 | CA | CA |  | 30230_30222_1 | FALSE
| FALSE | CIPV | 230 | CIPV | 230 | 30232 | COVE_RD. | 30223 | PIT 7JT2 | 1 | 84.3781 | 0 | 0 | 0 | 0 | 0.24748 | 340.955 | CA | CA |  | 30232_30223_1 | FALSE
| FALSE | CIPV | 230 | CIPV | 230 | 30232 | COVE_RD. | 30231 | COVERDTP | 1 | -8.953 | 0 | 0 | 0 | 0 | -0.0184 | 487.35 | CA | CA |  | 30232_30231_1 | FALSE
| FALSE | CIPV | 230 | CIPV | 230 | 30250 | CARIBOU | 30261 | BELDENTP | 1 | 106.1503 | 0 | 0 | 0 | 0 | 0.25746 | 412.3 | CA | CA |  | 30250_30261_1 | FALSE
| FALSE | CIPV | 230 | CIPV | 230 | 30260 | BELDEN | 30262 | RK C JT1 | 1 | 26.8889 | 0 | 0 | 0 | 0 | 0.0642 | 418.95 | CA | CA |  | 30260_30262_1 | FALSE
| FALSE | CIPV | 230 | CIPV | 230 | 30261 | BELDENTP | 30300 | TBL MT D | 1 | 106.1503 | 0 | 0 | 0 | 0 | 0.25746 | 412.3 | CA | CA |  | 30261_30300_1 | FALSE
| FALSE | CIPV | 230 | CIPV | 230 | 30265 | BCKS CRK | 30272 | RK C JT2 | 1 | 17.1089 | 0 | 0 | 0 | 0 | 0.0415 | 412.11 | CA | CA |  | 30265_30272_1 | FALSE
| FALSE | CIPV | 230 | CIPV | 230 | 30268 | ROCKCK 1 | 30262 | RK C JT1 | 1 | 19.1653 | 0 | 0 | 0 | 0 | 0.0634 | 302.1 | CA | CA |  | 30268_30262_1 | FALSE
| FALSE | CIPV | 230 | CIPV | 230 | 30270 | ROCKCK 2 | 30272 | RK C JT2 | 1 | 19.1317 | 0 | 0 | 0 | 0 | 0.0633 | 302.1 | CA | CA |  | 30270_30272_1 | FALSE
| FALSE | AESO | 500 | AESO | 240 | 54610 | KEEPHIL2 | 54421 | KEEPHIL5 | T6 | 255.2921 | 0 | 0 | 0 | 0 | 0.22394 | 1140 | CAN | CAN |  | 54610_54421_T6 | FALSE
| FALSE | CIPV | 230 | CIPV | 230 | 30275 | CRESTA | 30272 | RK C JT2 | 1 | -36.2406 | 0 | 0 | 0 | 0 | -0.12 | 302.005 | CA | CA |  | 30275_30272_1 | FALSE
| FALSE | CIPV | 230 | CIPV | 230 | 30275 | CRESTA | 30330 | RIO OSO | 1 | 63.5373 | 0 | 0 | 0 | 0 | 0.21032 | 302.1 | CA | CA |  | 30275_30330_1 | FALSE
| FALSE | CIPV | 230 | CIPV | 230 | 30280 | POE | 30262 | RK C JT1 | 1 | -46.0542 | 0 | 0 | 0 | 0 | -0.10993 | 418.95 | CA | CA |  | 30280_30262_1 | FALSE
| FALSE | CIPV | 230 | CIPV | 230 | 30300 | TBL MT D | 30303 | TBL MT E | 1 | -123.902 | 0 | 0 | 0 | 0 | -0.10914 | 1135.25 | CA | CA |  | 30300_30303_1 | FALSE
| FALSE | CIPV | 230 | CIPV | 230 | 30300 | TBL MT D | 30325 | PALERMO | 1 | 138.2423 | 0 | 0 | 0 | 0 | 0.22887 | 604.01 | CA | CA |  | 30300_30325_1 | FALSE
| FALSE | CIPV | 230 | CIPV | 230 | 30300 | TBL MT D | 30330 | RIO OSO | 1 | 138.9167 | 0 | 0 | 0 | 0 | 0.30592 | 454.1 | CA | CA |  | 30300_30330_1 | FALSE
| FALSE | CIPV | 230 | CIPV | 230 | 30302 | TBL MTX1 | 30300 | TBL MT D | 1 | 119.5177 | 0 | 0 | 0 | 0 | 0.10528 | 1135.25 | CA | CA |  | 30302_30300_1 | FALSE
| FALSE | CIPV | 230 | CIPV | 230 | 30302 | TBL MTX1 | 30303 | TBL MT E | 1 | -4.384 | 0 | 0 | 0 | 0 | -0.00386 | 1135.25 | CA | CA |  | 30302_30303_1 | FALSE
| FALSE | CIPV | 230 | CIPV | 230 | 30303 | TBL MT E | 38621 | HYATT2 | 2 | -49.0473 | 0 | 0 | 0 | 0 | -0.12959 | 378.48 | CA | CA |  | 30303_38621_2 | FALSE
| FALSE | CIPV | 230 | CIPV | 230 | 30303 | TBL MT E | 38635 | THM JCT | 1 | -49.0473 | 0 | 0 | 0 | 0 | -0.081 | 605.53 | CA | CA |  | 30303_38635_1 | FALSE
| FALSE | CIPV | 230 | CIPV | 230 | 30325 | PALERMO | 30327 | COLGATE | 1 | 6.6548 | 0 | 0 | 0 | 0 | 0.011 | 604.01 | CA | CA |  | 30325_30327_1 | FALSE
| FALSE | CIPV | 230 | CIPV | 230 | 30327 | COLGATE | 30328 | COLGTE1 | 1 | 67.9115 | 0 | 0 | 0 | 0 | 0.14955 | 454.1 | CA | CA |  | 30327_30328_1 | FALSE
| FALSE | CIPV | 230 | CIPV | 230 | 30328 | COLGTE1 | 30329 | COLGTE2 | 1 | 54.4894 | 0 | 0 | 0 | 0 | 0.11999 | 454.1 | CA | CA |  | 30328_30329_1 | FALSE
| FALSE | CIPV | 230 | CIPV | 230 | 30329 | COLGTE2 | 30330 | RIO OSO | 1 | 115.7358 | 0 | 0 | 0 | 0 | 0.25487 | 454.1 | CA | CA |  | 30329_30330_1 | FALSE
| FALSE | CIPV | 230 | CIPV | 230 | 30330 | RIO OSO | 30335 | ATLANTC | 1 | 82.7163 | 0 | 0 | 0 | 0 | 0.18235 | 453.625 | CA | CA |  | 30330_30335_1 | FALSE
| FALSE | CIPV | 230 | CIPV | 230 | 30330 | RIO OSO | 30337 | GOLDHILL | 1 | 51.8227 | 0 | 0 | 0 | 0 | 0.11412 | 454.1 | CA | CA |  | 30330_30337_1 | FALSE
| FALSE | CIPV | 230 | CIPV | 230 | 30330 | RIO OSO | 30348 | BRIGHTON | 1 | 122.9888 | 0 | 0 | 0 | 0 | 0.29844 | 412.11 | CA | CA |  | 30330_30348_1 | FALSE
| FALSE | CIPV | 230 | CIPV | 230 | 30330 | RIO OSO | 30482 | LOCKFORD | 1 | 78.3535 | 0 | 0 | 0 | 0 | 0.25912 | 302.385 | CA | CA |  | 30330_30482_1 | FALSE
| FALSE | CIPV | 230 | CIPV | 230 | 30335 | ATLANTC | 30337 | GOLDHILL | 1 | 1.9406 | 0 | 0 | 0 | 0 | 0.00427 | 454.1 | CA | CA |  | 30335_30337_1 | FALSE
| FALSE | CIPV | 230 | CIPV | 230 | 30337 | GOLDHILL | 30340 | RALSTON | 1 | -222.6 | 0 | 0 | 0 | 0 | -0.73522 | 302.765 | CA | CA |  | 30337_30340_1 | FALSE
| FALSE | CIPV | 230 | CIPV | 230 | 30337 | GOLDHILL | 30622 | EIGHT MI | 1 | 31.1767 | 0 | 0 | 0 | 0 | 0.0687 | 454.1 | CA | CA |  | 30337_30622_1 | FALSE
| FALSE | CIPV | 230 | BANC | 230 | 30337 | GOLDHILL | 37012 | LAKE | 1 | 74.8491 | 0 | 0 | 0 | 0 | 0.21977 | 340.575 | CA | CA |  | 30337_37012_1 | FALSE
| FALSE | CIPV | 230 | CIPV | 230 | 30337 | GOLDHILL | 38000 | LODI | 1 | 28.6112 | 0 | 0 | 0 | 0 | 0.063 | 454.1 | CA | CA |  | 30337_38000_1 | FALSE
| FALSE | CIPV | 230 | CIPV | 230 | 30340 | RALSTON | 30345 | MIDLFORK | 1 | -141.057 | 0 | 0 | 0 | 0 | -0.34228 | 412.11 | CA | CA |  | 30340_30345_1 | FALSE
| FALSE | CIPV | 230 | CIPV | 230 | 30391 | CR1T3_18 | 30393 | G14CRT15 | 1 | -94.4903 | 0 | 0 | 0 | 0 | -0.0969 | 974.7 | CA | CA |  | 30391_30393_1 | FALSE
| FALSE | CIPV | 230 | CIPV | 230 | 30391 | CR1T3_18 | 30399 | NCPATT2 | 1 | -151.988 | 0 | 0 | 0 | 0 | -0.31187 | 487.35 | CA | CA |  | 30391_30399_1 | FALSE
| FALSE | CIPV | 230 | CIPV | 230 | 30391 | CR1T3_18 | 30430 | FULTON | 1 | 246.4786 | 0 | 0 | 0 | 0 | 0.50605 | 487.065 | CA | CA |  | 30391_30430_1 | FALSE
| FALSE | CIPV | 230 | CIPV | 230 | 30392 | G9CRT2_9 | 30405 | G9CRT111 | 1 | -198.109 | 0 | 0 | 0 | 0 | -0.20337 | 974.1299 | CA | CA |  | 30392_30405_1 | FALSE
| FALSE | CIPV | 230 | CIPV | 230 | 30393 | G14CRT15 | 30394 | GEYSR12 | 1 | -46.9777 | 0 | 0 | 0 | 0 | -0.0964 | 487.35 | CA | CA |  | 30393_30394_1 | FALSE
| FALSE | CIPV | 230 | CIPV | 230 | 30393 | G14CRT15 | 30396 | GEYSR14 | 1 | -47.5125 | 0 | 0 | 0 | 0 | -0.0975 | 487.35 | CA | CA |  | 30393_30396_1 | FALSE
| FALSE | CIPV | 230 | CIPV | 230 | 30395 | GEYSR18 | 30392 | G9CRT2_9 | 1 | 42.7459 | 0 | 0 | 0 | 0 | 0.0878 | 487.065 | CA | CA |  | 30395_30392_1 | FALSE
| FALSE | CIPV | 230 | CIPV | 230 | 30397 | CR2T3_18 | 30392 | G9CRT2_9 | 1 | -240.855 | 0 | 0 | 0 | 0 | -0.24711 | 974.7 | CA | CA |  | 30397_30392_1 | FALSE
| FALSE | CIPV | 230 | CIPV | 230 | 30397 | CR2T3_18 | 30398 | NCPA1 | 1 | -55.1224 | 0 | 0 | 0 | 0 | -0.11311 | 487.35 | CA | CA |  | 30397_30398_1 | FALSE
| FALSE | CIPV | 230 | CIPV | 230 | 30397 | CR2T3_18 | 30435 | LAKEVILE | 1 | 295.9775 | 0 | 0 | 0 | 0 | 0.49064 | 603.25 | CA | CA |  | 30397_30435_1 | FALSE
| FALSE | CIPV | 230 | CIPV | 230 | 30399 | NCPATT2 | 30400 | G16T0_2 | 1 | -102.446 | 0 | 0 | 0 | 0 | -0.21021 | 487.35 | CA | CA |  | 30399_30400_1 | FALSE
| FALSE | CIPV | 230 | CIPV | 230 | 30399 | NCPATT2 | 30404 | NCPA2 | 1 | -49.5427 | 0 | 0 | 0 | 0 | -0.10166 | 487.35 | CA | CA |  | 30399_30404_1 | FALSE
| FALSE | CIPV | 230 | CIPV | 230 | 30400 | G16T0_2 | 30401 | BEARCNYN | 1 | -55.9113 | 0 | 0 | 0 | 0 | -0.13561 | 412.3 | CA | CA |  | 30400_30401_1 | FALSE
| FALSE | CIPV | 230 | CIPV | 230 | 30400 | G16T0_2 | 30403 | GEYSR16 | 1 | -46.5344 | 0 | 0 | 0 | 0 | -0.0955 | 487.35 | CA | CA |  | 30400_30403_1 | FALSE
| FALSE | CIPV | 230 | CIPV | 230 | 30405 | G9CRT111 | 30406 | G13TT1_9 | 1 | -150.503 | 0 | 0 | 0 | 0 | -0.26492 | 568.1 | CA | CA |  | 30405_30406_1 | FALSE
| FALSE | CIPV | 230 | CIPV | 230 | 30406 | G13TT1_9 | 30407 | G13TT1_8 | 1 | -112.488 | 0 | 0 | 0 | 0 | -0.19801 | 568.1 | CA | CA |  | 30406_30407_1 | FALSE
| FALSE | CIPV | 230 | CIPV | 230 | 30406 | G13TT1_9 | 30410 | GEYSR20 | 1 | -38.0146 | 0 | 0 | 0 | 0 | -0.0669 | 568.1 | CA | CA |  | 30406_30410_1 | FALSE
| FALSE | CIPV | 230 | CIPV | 230 | 30407 | G13TT1_8 | 30408 | SANTAFE | 1 | -59.4714 | 0 | 0 | 0 | 0 | -0.12203 | 487.35 | CA | CA |  | 30407_30408_1 | FALSE
| FALSE | CIPV | 230 | CIPV | 230 | 30407 | G13TT1_8 | 30409 | GEYSR13 | 1 | -53.017 | 0 | 0 | 0 | 0 | -0.0933 | 568.1 | CA | CA |  | 30407_30409_1 | FALSE
| FALSE | CIPV | 230 | CIPV | 230 | 30413 | SONOMAPPGEO | 30405 | G9CRT111 | 1 | 47.6062 | 0 | 0 | 0 | 0 | 0.11546 | 412.3 | CA | CA |  | 30413_30405_1 | FALSE
| FALSE | CIPV | 230 | CIPV | 230 | 30426 | BOTTLERK | 30427 | GEYSR17 | 1 | 9.498 | 0 | 0 | 0 | 0 | 0.0195 | 487.065 | CA | CA |  | 30426_30427_1 | FALSE
| FALSE | CIPV | 230 | CIPV | 230 | 30427 | GEYSR17 | 30430 | FULTON | 1 | 62.016 | 0 | 0 | 0 | 0 | 0.12725 | 487.35 | CA | CA |  | 30427_30430_1 | FALSE
| FALSE | CIPV | 230 | CIPB | 230 | 30430 | FULTON | 30445 | IGNACIO | 1 | 73.0623 | 0 | 0 | 0 | 0 | 0.1609 | 454.1 | CA | CA |  | 30430_30445_1 | FALSE
| FALSE | AESO | 240 | AESO | 240 | 55288 | LIVOCK01 | 59602 | LIVOCKPS | PS | 140.0274 | 0 | 0 | 0 | 0 | 0.24566 | 570 | CAN | CAN |  | 55288_59602_PS | FALSE
| FALSE | CIPV | 230 | CIPV | 230 | 30432 | T22_93 | 30430 | FULTON | 1 | -83.9689 | 0 | 0 | 0 | 0 | -0.1723 | 487.35 | CA | CA |  | 30432_30430_1 | FALSE
| FALSE | CIPV | 230 | CIPV | 230 | 30435 | LAKEVILE | 30432 | T22_93 | 1 | -83.9689 | 0 | 0 | 0 | 0 | -0.1723 | 487.35 | CA | CA |  | 30435_30432_1 | FALSE
| FALSE | CIPV | 230 | CIPB | 230 | 30435 | LAKEVILE | 30440 | TULUCAY | 1 | -17.2694 | 0 | 0 | 0 | 0 | -0.0354 | 487.35 | CA | CA |  | 30435_30440_1 | FALSE
| FALSE | CIPV | 230 | CIPB | 230 | 30435 | LAKEVILE | 30445 | IGNACIO | 1 | 94.11 | 0 | 0 | 0 | 0 | 0.1243 | 757.15 | CA | CA |  | 30435_30445_1 | FALSE
| FALSE | IPMV | 345 | IPFE | 230 | 60060 | BORAH | 60062 | BORAH | 1 | -103.048 | 0 | 0 | 0 | 0 | -0.14104 | 730.645 | Inland | Inland |  | 60060_60062_1 | FALSE
| FALSE | IPFE | 500 | IPMV | 345 | 60061 | BORAH | 60060 | BORAH | 1 | -262.919 | 0 | 0 | 0 | 0 | -0.1845 | 1425 | Inland | Inland |  | 60061_60060_1 | FALSE
| FALSE | CIPV | 230 | CIPB | 230 | 30435 | LAKEVILE | 30445 | IGNACIO | 2 | 69.3428 | 0 | 0 | 0 | 0 | 0.14237 | 487.065 | CA | CA |  | 30435_30445_2 | FALSE
| FALSE | CIPV | 230 | CIPB | 230 | 30435 | LAKEVILE | 30540 | SOBRANTE | 2 | 181.3965 | 0 | 0 | 0 | 0 | 0.23967 | 756.865 | CA | CA |  | 30435_30540_2 | FALSE
| FALSE | IPTV | 500 | IPTV | 230 | 60155 | HEMINWAY | 60156 | HEMINWAY | 1 | 91.5282 | 0 | 0 | 0 | 0 | 0.0963 | 950 | Inland | Inland |  | 60155_60156_1 | FALSE
| FALSE | CIPB | 230 | CIPB | 230 | 30437 | CROCKETT | 30438 | C&H | 1 | -9.0509 | 0 | 0 | 0 | 0 | -0.0186 | 487.065 | CA | CA |  | 30437_30438_1 | FALSE
| FALSE | IPFE | 345 | IPFE | 230 | 60190 | KINPORT | 60186 | KINPT MP | 1 | 105.6728 | 0 | 0 | 0 | 0 | 0.10848 | 974.1299 | Inland | Inland |  | 60190_60186_1 | FALSE
| FALSE | IPFE | 230 | IPFE | 230 | 60185 | KINPORT | 60186 | KINPT MP | 1 | -105.673 | 0 | 0 | 0 | 0 | -0.10848 | 974.1299 | Inland | Inland |  | 60185_60186_1 | FALSE
| FALSE | CIPB | 230 | CIPB | 230 | 30437 | CROCKETT | 30445 | IGNACIO | 1 | -162.228 | 0 | 0 | 0 | 0 | -0.16644 | 974.7 | CA | CA |  | 30437_30445_1 | FALSE
| FALSE | IPMV | 345 | IPMV | 230 | 60235 | MIDPOINT | 60232 | MIDPOINT | 1 | 133.9046 | 0 | 0 | 0 | 0 | 0.20145 | 664.715 | Inland | Inland |  | 60235_60232_1 | FALSE
| FALSE | IPMV | 345 | IPMV | 230 | 60235 | MIDPOINT | 60232 | MIDPOINT | 2 | 133.9046 | 0 | 0 | 0 | 0 | 0.20145 | 664.715 | Inland | Inland |  | 60235_60232_2 | FALSE
| FALSE | CIPB | 230 | CIPB | 230 | 30437 | CROCKETT | 30540 | SOBRANTE | 1 | 171.279 | 0 | 0 | 0 | 0 | 0.17015 | 1006.62 | CA | CA |  | 30437_30540_1 | FALSE
| FALSE | CIPV | 230 | CIPV | 230 | 30450 | CORTINA | 30460 | VACA-DIX | 1 | 65.5498 | 0 | 0 | 0 | 0 | 0.21732 | 301.625 | CA | CA |  | 30450_30460_1 | FALSE
| FALSE | CIPV | 230 | CIPB | 230 | 30460 | VACA-DIX | 30465 | BAHIA | 1 | 140.7449 | 0 | 0 | 0 | 0 | 0.32575 | 432.06 | CA | CA |  | 30460_30465_1 | FALSE
| FALSE | CIPV | 230 | CIPB | 230 | 30460 | VACA-DIX | 30467 | PARKWAY | 1 | 148.9983 | 0 | 0 | 0 | 0 | 0.33736 | 441.655 | CA | CA |  | 30460_30467_1 | FALSE
| FALSE | CIPV | 230 | CIPV | 230 | 30460 | VACA-DIX | 30472 | PEABODY | 1 | 94.6503 | 0 | 0 | 0 | 0 | 0.12506 | 756.865 | CA | CA |  | 30460_30472_1 | FALSE
| FALSE | CIPV | 230 | CIPB | 230 | 30460 | VACA-DIX | 30478 | LAMBIESWSTA | 1 | 75.3419 | 0 | 0 | 0 | 0 | 0.0995 | 756.865 | CA | CA |  | 30460_30478_1 | FALSE
| FALSE | CIPB | 230 | CIPB | 230 | 30465 | BAHIA | 30550 | MORAGA | 1 | 115.676 | 0 | 0 | 0 | 0 | 0.26413 | 437.95 | CA | CA |  | 30465_30550_1 | FALSE
| FALSE | CIPB | 230 | CIPB | 230 | 30467 | PARKWAY | 30550 | MORAGA | 1 | 145.7843 | 0 | 0 | 0 | 0 | 0.33324 | 437.475 | CA | CA |  | 30467_30550_1 | FALSE
| FALSE | CIPB | 230 | CIPB | 230 | 30468 | SHLH3 TP | 30469 | SHILOH 3 | 1 | -48.6102 | 0 | 0 | 0 | 0 | -0.0856 | 568.1 | CA | CA |  | 30468_30469_1 | FALSE
| FALSE | CIPB | 230 | CIPB | 230 | 30468 | SHLH3 TP | 30470 | SHILOH4JCT | 1 | 97.9425 | 0 | 0 | 0 | 0 | 0.1724 | 568.1 | CA | CA |  | 30468_30470_1 | FALSE
| FALSE | CIPB | 230 | CIPB | 230 | 30470 | SHILOH4JCT | 30471 | SHILOH4 | 1 | -30.4326 | 0 | 0 | 0 | 0 | -0.16754 | 181.64 | CA | CA |  | 30470_30471_1 | FALSE
| FALSE | CIPV | 230 | CIPB | 230 | 30472 | PEABODY | 30479 | BDLSWSTA | 1 | 34.7956 | 0 | 0 | 0 | 0 | 0.046 | 756.865 | CA | CA |  | 30472_30479_1 | FALSE
| FALSE | CIPB | 230 | CIPB | 230 | 30476 | SHILOH2 | 30468 | SHLH3 TP | 1 | 49.3324 | 0 | 0 | 0 | 0 | 0.0868 | 568.1 | CA | CA |  | 30476_30468_1 | FALSE
| FALSE | CIPB | 230 | CIPB | 230 | 30477 | SHILOH1 | 30479 | BDLSWSTA | 1 | 45.6489 | 0 | 0 | 0 | 0 | 0.0937 | 487.35 | CA | CA |  | 30477_30479_1 | FALSE
| FALSE | CIPB | 230 | CIPB | 230 | 30478 | LAMBIESWSTA | 30479 | BDLSWSTA | 1 | 81.4653 | 0 | 0 | 0 | 0 | 0.10763 | 756.865 | CA | CA |  | 30478_30479_1 | FALSE
| FALSE | CIPB | 230 | CIPB | 230 | 30479 | BDLSWSTA | 30480 | RUSSELLSMUD | 1 | -70.3203 | 0 | 0 | 0 | 0 | -0.12389 | 567.625 | CA | CA |  | 30479_30480_1 | FALSE
| FALSE | CIPB | 230 | CIPB | 230 | 30479 | BDLSWSTA | 30523 | CC SUB | 1 | 216.5598 | 0 | 0 | 0 | 0 | 0.28613 | 756.865 | CA | CA |  | 30479_30523_1 | FALSE
| FALSE | CIPB | 230 | CIPB | 230 | 30479 | BDLSWSTA | 30529 | MONTEZUMASS | 1 | -84.2983 | 0 | 0 | 0 | 0 | -0.14849 | 567.72 | CA | CA |  | 30479_30529_1 | FALSE
| FALSE | SPPC | 57.5 | SPPC | 57.5 | 64094 | SLVER PK | 64096 | SLVR PS | 1 | 0.59983 | 0 | 0 | 0 | 0 | 0.0371 | 16.15 | Inland | Inland |  | 64094_64096_1 | FALSE
| FALSE | CIPV | 230 | CIPV | 230 | 30485 | TIGR CRK | 30487 | ELECTRA | 1 | 3.8835 | 0 | 0 | 0 | 0 | 0.0257 | 151.335 | CA | CA |  | 30485_30487_1 | FALSE
| FALSE | CIPV | 230 | CIPV | 230 | 30485 | TIGR CRK | 30490 | VLLY SPS | 1 | 28.9208 | 0 | 0 | 0 | 0 | 0.0853 | 339.055 | CA | CA |  | 30485_30490_1 | FALSE
| FALSE | CIPV | 230 | CIPV | 230 | 30487 | ELECTRA | 30500 | BELLOTA | 1 | 25.0162 | 0 | 0 | 0 | 0 | 0.0738 | 339.055 | CA | CA |  | 30487_30500_1 | FALSE
| FALSE | CIPV | 230 | CIPV | 230 | 30489 | STAGG-J2 | 30624 | TESLA E | 1 | -43.5779 | 0 | 0 | 0 | 0 | -0.096 | 454.1 | CA | CA |  | 30489_30624_1 | FALSE
| FALSE | CIPV | 230 | CIPV | 230 | 30490 | VLLY SPS | 30500 | BELLOTA | 1 | 3.0049 | 0 | 0 | 0 | 0 | 0.00889 | 338.2 | CA | CA |  | 30490_30500_1 | FALSE
| FALSE | CIPV | 230 | CIPV | 230 | 30495 | STAGG-J1 | 30496 | STAGG-H | 1 | 88.0088 | 0 | 0 | 0 | 0 | 0.11624 | 757.15 | CA | CA |  | 30495_30496_1 | FALSE
| FALSE | CIPV | 230 | CIPV | 230 | 30496 | STAGG-H | 30497 | STAGG-F | 1 | 71.1355 | 0 | 0 | 0 | 0 | 0.15665 | 454.1 | CA | CA |  | 30496_30497_1 | FALSE
| FALSE | CIPV | 230 | CIPV | 230 | 30497 | STAGG-F | 30498 | STAGG-D | 1 | 47.398 | 0 | 0 | 0 | 0 | 0.10438 | 454.1 | CA | CA |  | 30497_30498_1 | FALSE
| FALSE | CIPV | 230 | CIPV | 230 | 30498 | STAGG-D | 30499 | STAGG-E | 1 | 1.7646 | 0 | 0 | 0 | 0 | 0.00233 | 757.15 | CA | CA |  | 30498_30499_1 | FALSE
| FALSE | CIPV | 230 | CIPV | 230 | 30499 | STAGG-E | 30489 | STAGG-J2 | 1 | -43.5779 | 0 | 0 | 0 | 0 | -0.0576 | 757.15 | CA | CA |  | 30499_30489_1 | FALSE
| FALSE | PAUT | 345 | PAUT | 230 | 65135 | BENLOMND | 65140 | BENLOMND | 1 | 0.25715 | 0 | 0 | 0 | 0 | 0.000604 | 425.6 | Inland | Inland |  | 65135_65140_1 | FALSE
| FALSE | CIPV | 230 | CIPV | 230 | 30500 | BELLOTA | 30503 | COLLERVL | 1 | -20.6992 | 0 | 0 | 0 | 0 | -0.0348 | 594.7 | CA | CA |  | 30500_30503_1 | FALSE
| FALSE | CIPV | 230 | CIPV | 230 | 30500 | BELLOTA | 30503 | COLLERVL | 2 | -20.6992 | 0 | 0 | 0 | 0 | -0.0348 | 594.7 | CA | CA |  | 30500_30503_2 | FALSE
| FALSE | CIPV | 230 | CIPV | 230 | 30500 | BELLOTA | 30505 | WEBER | 1 | 10.4425 | 0 | 0 | 0 | 0 | 0.023 | 454.1 | CA | CA |  | 30500_30505_1 | FALSE
| FALSE | CIPV | 230 | CIPV | 230 | 30500 | BELLOTA | 30515 | WARNERVL | 1 | -17.8804 | 0 | 0 | 0 | 0 | -0.0228 | 782.8 | CA | CA |  | 30500_30515_1 | FALSE
| FALSE | CIPV | 230 | CIPV | 230 | 30500 | BELLOTA | 30624 | TESLA E | 1 | -69.6274 | 0 | 0 | 0 | 0 | -0.15333 | 454.1 | CA | CA |  | 30500_30624_1 | FALSE
| FALSE | CIPV | 230 | CIPV | 230 | 30500 | BELLOTA | 38206 | COTTLE | 1 | -4.3203 | 0 | 0 | 0 | 0 | -0.0105 | 412.11 | CA | CA |  | 30500_38206_1 | FALSE
| FALSE | CIPV | 230 | CIPV | 230 | 30505 | WEBER | 30624 | TESLA E | 1 | -117.764 | 0 | 0 | 0 | 0 | -0.25933 | 454.1 | CA | CA |  | 30505_30624_1 | FALSE
| FALSE | CIPV | 230 | CIPV | 230 | 30510 | CAMANCH | 30500 | BELLOTA | 2 | -36.3128 | 0 | 0 | 0 | 0 | -0.06 | 605.53 | CA | CA |  | 30510_30500_2 | FALSE
| FALSE | CIPV | 230 | CIPV | 230 | 30510 | CAMANCH | 39500 | CAMANCPP | 1 | -5.3617 | 0 | 0 | 0 | 0 | -0.011 | 487.35 | CA | CA |  | 30510_39500_1 | FALSE
| FALSE | CIPB | 230 | CIPB | 230 | 30525 | C.COSTAPPD | 30479 | BDLSWSTA | 1 | -228.263 | 0 | 0 | 0 | 0 | -0.30159 | 756.865 | CA | CA |  | 30525_30479_1 | FALSE
| FALSE | CIPB | 230 | CIPB | 230 | 30525 | C.COSTAPPD | 30585 | LS PSTAS | 1 | 157.7073 | 0 | 0 | 0 | 0 | 0.2611 | 604.01 | CA | CA |  | 30525_30585_1 | FALSE
| FALSE | CIPB | 230 | CIPB | 230 | 30526 | PITSBG D | 30527 | PITSBG E | 1 | -149.15 | 0 | 0 | 0 | 0 | -0.13138 | 1135.25 | CA | CA |  | 30526_30527_1 | FALSE
| FALSE | PAWY | 230 | PAWY | 230 | 66010 | MONUMENT | 66011 | MONU PST | 1 | -27.2109 | 0 | 0 | 0 | 0 | -0.0955 | 285 | Inland | Inland |  | 66010_66011_1 | FALSE
| FALSE | PAWY | 230 | PAWY | 230 | 66010 | MONUMENT | 66011 | MONU PST | 2 | -27.2109 | 0 | 0 | 0 | 0 | -0.0955 | 285 | Inland | Inland |  | 66010_66011_2 | FALSE
| FALSE | CIPB | 230 | CIPB | 230 | 30526 | PITSBG D | 30528 | DEC PTSG | 1 | -78.2877 | 0 | 0 | 0 | 0 | -0.098 | 798.475 | CA | CA |  | 30526_30528_1 | FALSE
| FALSE | CIPB | 230 | CIPB | 230 | 30526 | PITSBG D | 30528 | DEC PTSG | 2 | -74.7046 | 0 | 0 | 0 | 0 | -0.0936 | 798.475 | CA | CA |  | 30526_30528_2 | FALSE
| FALSE | CIPB | 230 | CIPB | 230 | 30526 | PITSBG D | 30555 | SANRAMON | 1 | 9.1845 | 0 | 0 | 0 | 0 | 0.0202 | 454.1 | CA | CA |  | 30526_30555_1 | FALSE
| FALSE | CIPB | 230 | CIPB | 230 | 30526 | PITSBG D | 30561 | TASSAJAR | 1 | 70.0915 | 0 | 0 | 0 | 0 | 0.11575 | 605.53 | CA | CA |  | 30526_30561_1 | FALSE
| FALSE | CIPB | 230 | CIPB | 230 | 30526 | PITSBG D | 38952 | TBC_PTB1 | 1 | 18.7657 | 0 | 0 | 0 | 0 | 0.0445 | 421.8 | CA | CA |  | 30526_38952_1 | FALSE
| FALSE | PAUT | 345 | PAUT | 345 | 66225 | PINTO | 66235 | PINTO PS | 1 | 56.8902 | 0 | 0 | 0 | 0 | 0.19011 | 299.25 | Inland | Inland |  | 66225_66235_1 | FALSE
| FALSE | PAUT | 345 | PAUT | 345 | 66225 | PINTO | 66235 | PINTO PS | 2 | 57.7068 | 0 | 0 | 0 | 0 | 0.19284 | 299.25 | Inland | Inland |  | 66225_66235_2 | FALSE
| FALSE | CIPB | 230 | CIPB | 230 | 30527 | PITSBG E | 30535 | TIDEWATR | 1 | -23.1101 | 0 | 0 | 0 | 0 | -0.0204 | 1135.345 | CA | CA |  | 30527_30535_1 | FALSE
| FALSE | CIPB | 230 | CIPB | 230 | 30527 | PITSBG E | 30536 | TESORO | 1 | -32.5694 | 0 | 0 | 0 | 0 | -0.0287 | 1135.345 | CA | CA |  | 30527_30536_1 | FALSE
| FALSE | CIPB | 230 | CIPV | 230 | 30527 | PITSBG E | 30595 | FLOWIND2 | 1 | -139.213 | 0 | 0 | 0 | 0 | -0.2299 | 605.53 | CA | CA |  | 30527_30595_1 | FALSE
| FALSE | CIPB | 230 | CIPB | 230 | 30527 | PITSBG E | 30600 | TRES VAQ | 2 | -138.717 | 0 | 0 | 0 | 0 | -0.19547 | 709.65 | CA | CA |  | 30527_30600_2 | FALSE
| FALSE | PAUT | 345 | PAUT | 230 | 66340 | SIGURD | 66345 | SIGURD | 1 | 38.0476 | 0 | 0 | 0 | 0 | 0.0894 | 425.6 | Inland | Inland |  | 66340_66345_1 | FALSE
| FALSE | PAUT | 345 | PAUT | 230 | 66340 | SIGURD | 66345 | SIGURD | 2 | 37.8113 | 0 | 0 | 0 | 0 | 0.0888 | 425.6 | Inland | Inland |  | 66340_66345_2 | FALSE
| FALSE | CIPB | 230 | CIPB | 230 | 30530 | CAYETANO | 30537 | NDUBLIN | 1 | 124.0663 | 0 | 0 | 0 | 0 | 0.32649 | 380 | CA | CA |  | 30530_30537_1 | FALSE
| FALSE | PAUT | 230 | PAUT | 230 | 66345 | SIGURD | 66355 | SIGURDPS | 1 | 71.6299 | 0 | 0 | 0 | 0 | 0.24885 | 287.85 | Inland | Inland |  | 66345_66355_1 | FALSE
| FALSE | CIPB | 230 | CIPB | 230 | 30535 | TIDEWATR | 30540 | SOBRANTE | 1 | -65.27 | 0 | 0 | 0 | 0 | -0.0862 | 756.865 | CA | CA |  | 30535_30540_1 | FALSE
| FALSE | CIPB | 230 | CIPB | 230 | 30536 | TESORO | 30540 | SOBRANTE | 1 | -47.1147 | 0 | 0 | 0 | 0 | -0.0415 | 1135.345 | CA | CA |  | 30536_30540_1 | FALSE
| FALSE | CIPB | 230 | CIPB | 230 | 30543 | ROSSTAP1 | 30545 | ROSSMOOR | 1 | 16.6509 | 0 | 0 | 0 | 0 | 0.034186 | 487.065 | CA | CA |  | 30543_30545_1 | FALSE
| FALSE | CIPB | 230 | CIPB | 230 | 30543 | ROSSTAP1 | 30550 | MORAGA | 1 | 112.3065 | 0 | 0 | 0 | 0 | 0.15836 | 709.175 | CA | CA |  | 30543_30550_1 | FALSE
| FALSE | CIPB | 230 | CIPB | 230 | 30544 | ROSSTAP2 | 30550 | MORAGA | 2 | 125.2589 | 0 | 0 | 0 | 0 | 0.17663 | 709.175 | CA | CA |  | 30544_30550_2 | FALSE
| FALSE | CIPB | 230 | CIPB | 230 | 30550 | MORAGA | 30554 | CASTROVL | 1 | 98.3967 | 0 | 0 | 0 | 0 | 0.21224 | 463.6 | CA | CA |  | 30550_30554_1 | FALSE
| FALSE | CIPB | 230 | CIPB | 230 | 30550 | MORAGA | 30555 | SANRAMON | 1 | 54.4136 | 0 | 0 | 0 | 0 | 0.11983 | 454.1 | CA | CA |  | 30550_30555_1 | FALSE
| FALSE | CIPB | 230 | CIPB | 230 | 30554 | CASTROVL | 30556 | CV BART | 1 | 1.0835 | 0 | 0 | 0 | 0 | 0.038 | 28.5 | CA | CA |  | 30554_30556_1 | FALSE
| FALSE | CIPB | 230 | CIPB | 230 | 30554 | CASTROVL | 30631 | NEWARK E | 1 | 74.2694 | 0 | 0 | 0 | 0 | 0.18013 | 412.3 | CA | CA |  | 30554_30631_1 | FALSE
| FALSE | CIPB | 230 | CIPB | 230 | 30560 | E. SHORE | 30527 | PITSBG E | 1 | -86.7572 | 0 | 0 | 0 | 0 | -0.18714 | 463.6 | CA | CA |  | 30560_30527_1 | FALSE
| FALSE | CIPB | 230 | CIPB | 230 | 30560 | E. SHORE | 30559 | RUSCTYEC | 1 | -80.1382 | 0 | 0 | 0 | 0 | -0.10584 | 757.15 | CA | CA |  | 30560_30559_1 | FALSE
| FALSE | CIPB | 230 | CIPB | 230 | 30560 | E. SHORE | 30559 | RUSCTYEC | 2 | -80.1382 | 0 | 0 | 0 | 0 | -0.10584 | 757.15 | CA | CA |  | 30560_30559_2 | FALSE
| FALSE | CIPB | 230 | CIPB | 230 | 30560 | E. SHORE | 30700 | SANMATEO | 1 | 119.7783 | 0 | 0 | 0 | 0 | 0.16878 | 709.65 | CA | CA |  | 30560_30700_1 | FALSE
| FALSE | CIPB | 230 | CIPB | 230 | 30561 | TASSAJAR | 30562 | SRRC JCT | 1 | 30.825 | 0 | 0 | 0 | 0 | 0.0697 | 442.035 | CA | CA |  | 30561_30562_1 | FALSE
| FALSE | CIPB | 230 | CIPB | 230 | 30562 | SRRC JCT | 30563 | RESEARCH | 1 | 8.7096 | 0 | 0 | 0 | 0 | 0.0179 | 487.065 | CA | CA |  | 30562_30563_1 | FALSE
| FALSE | CIPB | 230 | CIPB | 230 | 30562 | SRRC JCT | 30631 | NEWARK E | 1 | 22.1154 | 0 | 0 | 0 | 0 | 0.0537 | 412.11 | CA | CA |  | 30562_30631_1 | FALSE
| FALSE | CIPB | 230 | CIPV | 230 | 30565 | BRENTWOD | 30569 | KELSO | 1 | -57.7428 | 0 | 0 | 0 | 0 | -0.12455 | 463.6 | CA | CA |  | 30565_30569_1 | FALSE
| FALSE | CIPB | 230 | CIPB | 230 | 30567 | LONETREE | 30590 | USWP-JRW | 1 | 112.3899 | 0 | 0 | 0 | 0 | 0.27272 | 412.11 | CA | CA |  | 30567_30590_1 | FALSE
| FALSE | CIPV | 230 | CIPV | 230 | 30568 | MARIPOSA | 30569 | KELSO | 1 | 18.024 | 0 | 0 | 0 | 0 | 0.0437 | 412.3 | CA | CA |  | 30568_30569_1 | FALSE
| FALSE | CIPV | 230 | CIPV | 230 | 30569 | KELSO | 30570 | RALPHJCT | 1 | -42.3434 | 0 | 0 | 0 | 0 | -0.0869 | 487.065 | CA | CA |  | 30569_30570_1 | FALSE
| FALSE | CIPV | 230 | CIPV | 230 | 30570 | RALPHJCT | 30571 | RALPH | 1 | 0 | 0 | 0 | 0 | 0 | 0 | 487.065 | CA | CA |  | 30570_30571_1 | FALSE
| FALSE | CIPV | 230 | CIPV | 230 | 30570 | RALPHJCT | 30625 | TESLA D | 1 | -42.3434 | 0 | 0 | 0 | 0 | -0.0597 | 709.175 | CA | CA |  | 30570_30625_1 | FALSE
| FALSE | CIPB | 230 | CIPB | 230 | 30575 | WND MSTR | 38610 | DELTAPMP | 1 | -27.0567 | 0 | 0 | 0 | 0 | -0.0584 | 463.6 | CA | CA |  | 30575_38610_1 | FALSE
| FALSE | PAID | 500 | PAID | 345 | 67794 | POPULUS | 67790 | POPULUS | 1 | 399.126 | 0 | 0 | 0 | 0 | 0.21007 | 1900 | Inland | Inland |  | 67794_67790_1 | FALSE
| FALSE | PAWY | 500 | PAWY | 230 | 67795 | AEOLUS | 67796 | AEOLUS | 1 | -137.095 | 0 | 0 | 0 | 0 | -0.0902 | 1520 | Inland | Inland |  | 67795_67796_1 | FALSE
| FALSE | PAWY | 500 | PAWY | 230 | 67795 | AEOLUS | 67796 | AEOLUS | 2 | -137.095 | 0 | 0 | 0 | 0 | -0.0902 | 1520 | Inland | Inland |  | 67795_67796_2 | FALSE
| FALSE | PAWY | 500 | PAWY | 230 | 67795 | AEOLUS | 67796 | AEOLUS | 3 | -137.095 | 0 | 0 | 0 | 0 | -0.0902 | 1520 | Inland | Inland |  | 67795_67796_3 | FALSE
| FALSE | PAWY | 500 | PAWY | 345 | 67826 | ANTICLIN | 67801 | ANT PST | 1 | 223.2118 | 0 | 0 | 0 | 0 | 0.14685 | 1520 | Inland | Inland |  | 67826_67801_1 | FALSE
| FALSE | PAWY | 345 | PAWY | 345 | 67827 | ANTICLIN | 67801 | ANT PST | 1 | -146.998 | 0 | 0 | 0 | 0 | -0.22105 | 665 | Inland | Inland |  | 67827_67801_1 | FALSE
| FALSE | PAUT | 500 | PAUT | 345 | 67829 | CLOVER | 65996 | CLOVER | 1 | 454.0778 | 0 | 0 | 0 | 0 | 0.22761 | 1995 | Inland | Inland |  | 67829_65996_1 | FALSE
| FALSE | CIPV | 230 | CIPV | 230 | 30580 | SANDHLWJCT | 30625 | TESLA D | 1 | -94.7441 | 0 | 0 | 0 | 0 | -0.20437 | 463.6 | CA | CA |  | 30580_30625_1 | FALSE
| FALSE | CIPB | 230 | CIPB | 230 | 30585 | LS PSTAS | 30630 | NEWARK D | 1 | 117.1912 | 0 | 0 | 0 | 0 | 0.28437 | 412.11 | CA | CA |  | 30585_30630_1 | FALSE
| FALSE | CIPB | 230 | CIPB | 230 | 30590 | USWP-JRW | 30530 | CAYETANO | 1 | 124.7531 | 0 | 0 | 0 | 0 | 0.3283 | 380 | CA | CA |  | 30590_30530_1 | FALSE
| FALSE | CIPV | 230 | CIPV | 230 | 30595 | FLOWIND2 | 30640 | TESLA C | 1 | -135.827 | 0 | 0 | 0 | 0 | -0.19153 | 709.175 | CA | CA |  | 30595_30640_1 | FALSE
| FALSE | CIPB | 230 | CIPV | 230 | 30600 | TRES VAQ | 30640 | TESLA C | 2 | -138.717 | 0 | 0 | 0 | 0 | -0.19547 | 709.65 | CA | CA |  | 30600_30640_2 | FALSE
| FALSE | CIPV | 230 | CIPV | 230 | 30622 | EIGHT MI | 30495 | STAGG-J1 | 1 | 88.0088 | 0 | 0 | 0 | 0 | 0.19381 | 454.1 | CA | CA |  | 30622_30495_1 | FALSE
| FALSE | CIPV | 230 | CIPV | 230 | 30622 | EIGHT MI | 30624 | TESLA E | 1 | -10.4735 | 0 | 0 | 0 | 0 | -0.0227 | 461.89 | CA | CA |  | 30622_30624_1 | FALSE
| FALSE | CIPV | 230 | CIPV | 230 | 30624 | TESLA E | 30625 | TESLA D | 1 | -34.4562 | 0 | 0 | 0 | 0 | -0.0455 | 756.865 | CA | CA |  | 30624_30625_1 | FALSE
| FALSE | CIPV | 230 | CIPB | 230 | 30624 | TESLA E | 30630 | NEWARK D | 1 | 323.1609 | 0 | 0 | 0 | 0 | 0.2965 | 1089.935 | CA | CA |  | 30624_30630_1 | FALSE
| FALSE | CIPV | 230 | TIDC | 230 | 30624 | TESLA E | 30670 | WESTLEY | 1 | -43.9823 | 0 | 0 | 0 | 0 | -0.0581 | 757.15 | CA | CA |  | 30624_30670_1 | FALSE
| FALSE | CIPV | 230 | CIPB | 230 | 30624 | TESLA E | 30703 | RAVENSWD | 1 | 232.1001 | 0 | 0 | 0 | 0 | 0.20443 | 1135.345 | CA | CA |  | 30624_30703_1 | FALSE
| FALSE | PSCO | 230 | PSCO | 345 | 70122 | COMANCHE | 70654 | COMANCHE | T3 | -122.652 | 0 | 0 | 0 | 0 | -0.23055 | 532 | RM | RM |  | 70122_70654_T3 | FALSE
| FALSE | PSCO | 230 | PSCO | 345 | 70122 | COMANCHE | 70654 | COMANCHE | T4 | -122.652 | 0 | 0 | 0 | 0 | -0.23055 | 532 | RM | RM |  | 70122_70654_T4 | FALSE
| FALSE | CIPV | 230 | CIPV | 230 | 30625 | TESLA D | 30640 | TESLA C | 1 | 34.0088 | 0 | 0 | 0 | 0 | 0.0449 | 756.865 | CA | CA |  | 30625_30640_1 | FALSE
| FALSE | PSCO | 230 | PSCO | 345 | 70139 | DANIELPK | 70601 | DANIELPK | T3 | -229.725 | 0 | 0 | 0 | 0 | -0.43181 | 532 | RM | RM |  | 70139_70601_T3 | FALSE
| FALSE | PSCO | 230 | PSCO | 345 | 70139 | DANIELPK | 70601 | DANIELPK | T4 | -229.725 | 0 | 0 | 0 | 0 | -0.43181 | 532 | RM | RM |  | 70139_70601_T4 | FALSE
| FALSE | CIPB | 230 | CIPB | 230 | 30630 | NEWARK D | 30631 | NEWARK E | 1 | 30.8604 | 0 | 0 | 0 | 0 | 0.0272 | 1135.345 | CA | CA |  | 30630_30631_1 | FALSE
| FALSE | PSCO | 230 | WACM | 345 | 70205 | GRANDJCT | 79036 | GRANDJCT | T1 | -76.5415 | 0 | 0 | 0 | 0 | -0.29513 | 259.35 | RM | RM |  | 70205_79036_T1 | FALSE
| FALSE | CIPB | 230 | CIPB | 230 | 30630 | NEWARK D | 30703 | RAVENSWD | 1 | 209.9406 | 0 | 0 | 0 | 0 | 0.18491 | 1135.345 | CA | CA |  | 30630_30703_1 | FALSE
| FALSE | CIPB | 230 | CIPB | 230 | 30631 | NEWARK E | 30635 | NWK DIST | 1 | 360.5035 | 0 | 0 | 0 | 0 | 0.35813 | 1006.62 | CA | CA |  | 30631_30635_1 | FALSE
| FALSE | CIPB | 230 | CIPB | 230 | 30635 | NWK DIST | 30731 | LS ESTRS | 1 | 323.9601 | 0 | 0 | 0 | 0 | 0.38389 | 843.8849 | CA | CA |  | 30635_30731_1 | FALSE
| FALSE | CIPV | 230 | CIPV | 230 | 30640 | TESLA C | 30655 | PPASSJCT | 2 | 361.193 | 0 | 0 | 0 | 0 | 0.31816 | 1135.25 | CA | CA |  | 30640_30655_2 | FALSE
| FALSE | CIPV | 230 | CIPB | 230 | 30655 | PPASSJCT | 30631 | NEWARK E | 2 | 361.193 | 0 | 0 | 0 | 0 | 0.37057 | 974.7 | CA | CA |  | 30655_30631_2 | FALSE
| FALSE | TIDC | 230 | BANC | 230 | 30670 | WESTLEY | 38257 | ROSEMRE | 1 | 58.0949 | 0 | 0 | 0 | 0 | 0.0676 | 858.8 | CA | CA |  | 30670_38257_1 | FALSE
| FALSE | TIDC | 230 | BANC | 230 | 30670 | WESTLEY | 38257 | ROSEMRE | 2 | 58.0949 | 0 | 0 | 0 | 0 | 0.0676 | 858.8 | CA | CA |  | 30670_38257_2 | FALSE
| FALSE | CIPB | 230 | CIPB | 230 | 30700 | SANMATEO | 30527 | PITSBG E | 1 | -94.4227 | 0 | 0 | 0 | 0 | -0.20367 | 463.6 | CA | CA |  | 30700_30527_1 | FALSE
| FALSE | PSCO | 345 | PSCO | 345 | 70598 | PAWNEE | 99600 | mid pt | T2 | -25.0537 | 0 | 0 | 0 | 0 | -0.0471 | 532 | RM | RM |  | 70598_99600_T2 | FALSE
| FALSE | PSCO | 230 | PSCO | 345 | 70311 | PAWNEE | 99600 | mid pt | T2 | 25.0537 | 0 | 0 | 0 | 0 | 0.0471 | 532 | RM | RM |  | 70311_99600_T2 | FALSE
| FALSE | PSCO | 345 | PSCO | 230 | 70599 | SMOKYHIL | 70396 | SMOKYHIL | T4 | 185.542 | 0 | 0 | 0 | 0 | 0.34876 | 532 | RM | RM |  | 70599_70396_T4 | FALSE
| FALSE | PSCO | 345 | PSCO | 230 | 70599 | SMOKYHIL | 70396 | SMOKYHIL | T5 | 185.542 | 0 | 0 | 0 | 0 | 0.34876 | 532 | RM | RM |  | 70599_70396_T5 | FALSE
| FALSE | PSCO | 345 | PSCO | 345 | 70624 | MIS_SITE | 99598 | mid pt | T1 | 110.2103 | 0 | 0 | 0 | 0 | 0.20716 | 532 | RM | RM |  | 70624_99598_T1 | FALSE
| FALSE | PSCO | 230 | PSCO | 345 | 70623 | MIS_SITE | 99598 | mid pt | T1 | -110.21 | 0 | 0 | 0 | 0 | -0.20716 | 532 | RM | RM |  | 70623_99598_T1 | FALSE
| FALSE | CIPB | 230 | CIPB | 230 | 30703 | RAVENSWD | 30700 | SANMATEO | 1 | 117.7073 | 0 | 0 | 0 | 0 | 0.15546 | 757.15 | CA | CA |  | 30703_30700_1 | FALSE
| FALSE | CIPB | 230 | CIPB | 230 | 30703 | RAVENSWD | 30700 | SANMATEO | 2 | 117.7073 | 0 | 0 | 0 | 0 | 0.15552 | 756.865 | CA | CA |  | 30703_30700_2 | FALSE
| FALSE | CIPB | 230 | CIPB | 230 | 30705 | MONTAVIS | 30710 | SLACTAP1 | 1 | 122.9486 | 0 | 0 | 0 | 0 | 0.27075 | 454.1 | CA | CA |  | 30705_30710_1 | FALSE
| FALSE | CIPB | 230 | CIPB | 230 | 30705 | MONTAVIS | 30712 | SLACTAP2 | 2 | 108.3449 | 0 | 0 | 0 | 0 | 0.23859 | 454.1 | CA | CA |  | 30705_30712_2 | FALSE
| FALSE | CIPB | 230 | CIPB | 230 | 30705 | MONTAVIS | 30720 | SARATOGA | 1 | -104.771 | 0 | 0 | 0 | 0 | -0.23072 | 454.1 | CA | CA |  | 30705_30720_1 | FALSE
| FALSE | WACM | 69 | PAWY | 230 | 72817 | BADWATER | 65095 | BADWATER | T1 | -18.3956 | 0 | 0 | 0 | 0 | -0.13503 | 136.23 | RM | Inland |  | 72817_65095_T1 | FALSE
| FALSE | WACM | 69 | PAWY | 230 | 72817 | BADWATER | 65095 | BADWATER | T2 | -18.3705 | 0 | 0 | 0 | 0 | -0.13485 | 136.23 | RM | Inland |  | 72817_65095_T2 | FALSE
| FALSE | WACM | 230 | WACM | 345 | 73011 | AULT | 73012 | AULT | 1 | -90.0095 | 0 | 0 | 0 | 0 | -0.18949 | 475 | RM | RM |  | 73011_73012_1 | FALSE
| FALSE | CIPB | 230 | CIPB | 230 | 30705 | MONTAVIS | 30730 | HICKS | 1 | -139.064 | 0 | 0 | 0 | 0 | -0.30624 | 454.1 | CA | CA |  | 30705_30730_1 | FALSE
| FALSE | WACM | 230 | WACM | 345 | 73011 | AULT | 73012 | AULT | 2 | -89.3525 | 0 | 0 | 0 | 0 | -0.18811 | 475 | RM | RM |  | 73011_73012_2 | FALSE
| FALSE | WACM | 230 | WACM | 345 | 73011 | AULT | 73012 | AULT | 3 | -98.7201 | 0 | 0 | 0 | 0 | -0.18556 | 532 | RM | RM |  | 73011_73012_3 | FALSE
| FALSE | CIPB | 230 | CIPB | 230 | 30710 | SLACTAP1 | 30711 | S.L.A.C. | 1 | 57.1144 | 0 | 0 | 0 | 0 | 0.11719 | 487.35 | CA | CA |  | 30710_30711_1 | FALSE
| FALSE | CIPB | 230 | CIPB | 230 | 30710 | SLACTAP1 | 30715 | JEFFERSN | 1 | 65.8342 | 0 | 0 | 0 | 0 | 0.13509 | 487.35 | CA | CA |  | 30710_30715_1 | FALSE
| FALSE | CIPB | 230 | CIPB | 230 | 30712 | SLACTAP2 | 30715 | JEFFERSN | 2 | 108.3449 | 0 | 0 | 0 | 0 | 0.22245 | 487.065 | CA | CA |  | 30712_30715_2 | FALSE
| FALSE | WACM | 230 | WACM | 345 | 73107 | LAR.RIVR | 73108 | LAR.RIVR | 2 | -45.9202 | 0 | 0 | 0 | 0 | -0.0806 | 570 | RM | RM |  | 73107_73108_2 | FALSE
| FALSE | CIPB | 230 | CIPB | 230 | 30713 | JMDAMCX1 | 30714 | JMDAMCX2 | 1 | 107.1891 | 0 | 0 | 0 | 0 | 0.23605 | 454.1 | CA | CA |  | 30713_30714_1 | FALSE
| FALSE | CIPB | 230 | CIPB | 230 | 30714 | JMDAMCX2 | 30716 | TRAN230A | 1 | 107.1891 | 0 | 0 | 0 | 0 | 0.23605 | 454.1 | CA | CA |  | 30714_30716_1 | FALSE
| FALSE | WACM | 115 | PAWY | 230 | 73170 | RIVERTON | 66305 | RIVERTON | 1 | -27.8216 | 0 | 0 | 0 | 0 | -0.29404 | 94.62 | RM | Inland |  | 73170_66305_1 | FALSE
| FALSE | CIPB | 230 | CIPB | 230 | 30715 | JEFFERSN | 30713 | JMDAMCX1 | 1 | 107.1891 | 0 | 0 | 0 | 0 | 0.23605 | 454.1 | CA | CA |  | 30715_30713_1 | FALSE
| FALSE | CIPB | 230 | CIPB | 230 | 30716 | TRAN230A | 30717 | TRAN230B | 1 | 107.1891 | 0 | 0 | 0 | 0 | 0.23605 | 454.1 | CA | CA |  | 30716_30717_1 | FALSE
| FALSE | CIPB | 230 | CIPB | 230 | 30720 | SARATOGA | 30733 | VASONA | 1 | -146.153 | 0 | 0 | 0 | 0 | -0.30007 | 487.065 | CA | CA |  | 30720_30733_1 | FALSE
| FALSE | WACM | 69 | PAWY | 230 | 73282 | WYODAK | 66725 | WYODAK | 1 | -0.63788 | 0 | 0 | 0 | 0 | -0.00671 | 95 | RM | Inland |  | 73282_66725_1 | FALSE
| FALSE | WACM | 69 | PAWY | 230 | 73282 | WYODAK | 66725 | WYODAK | 2 | -0.71789 | 0 | 0 | 0 | 0 | -0.00756 | 95 | RM | Inland |  | 73282_66725_2 | FALSE
| FALSE | CIPB | 230 | CIPB | 230 | 30733 | VASONA | 30735 | METCALF | 1 | -168.587 | 0 | 0 | 0 | 0 | -0.27841 | 605.53 | CA | CA |  | 30733_30735_1 | FALSE
| FALSE | CIPB | 230 | CIPB | 230 | 30735 | METCALF | 30705 | MONTAVIS | 3 | 172.3392 | 0 | 0 | 0 | 0 | 0.1518 | 1135.345 | CA | CA |  | 30735_30705_3 | FALSE
| FALSE | CIPB | 230 | CIPB | 230 | 30735 | METCALF | 30730 | HICKS | 1 | 184.0662 | 0 | 0 | 0 | 0 | 0.30397 | 605.53 | CA | CA |  | 30735_30730_1 | FALSE
| FALSE | CIPB | 230 | CIPB | 230 | 30735 | METCALF | 30731 | LS ESTRS | 1 | 250.4316 | 0 | 0 | 0 | 0 | 0.41357 | 605.53 | CA | CA |  | 30735_30731_1 | FALSE
| FALSE | CIPB | 230 | CIPB | 230 | 30735 | METCALF | 30741 | CAL MEC | 4 | 64.7771 | 0 | 0 | 0 | 0 | 0.0571 | 1135.345 | CA | CA |  | 30735_30741_4 | FALSE
| FALSE | CIPB | 230 | CIPB | 230 | 30741 | CAL MEC | 30705 | MONTAVIS | 4 | 173.6649 | 0 | 0 | 0 | 0 | 0.15296 | 1135.345 | CA | CA |  | 30741_30705_4 | FALSE
| FALSE | WACM | 345 | WACM | 230 | 79014 | CRAIG | 79013 | CRAIG | 1 | 48.5135 | 0 | 0 | 0 | 0 | 0.091 | 532.95 | RM | RM |  | 79014_79013_1 | FALSE
| FALSE | WACM | 345 | WACM | 230 | 79014 | CRAIG | 79013 | CRAIG | 2 | 49.7604 | 0 | 0 | 0 | 0 | 0.0979 | 508.25 | RM | RM |  | 79014_79013_2 | FALSE
| FALSE | WACM | 230 | WALC | 230 | 79028 | GLEN PS | 79031 | GLENCANY | 1 | -34.4632 | 0 | 0 | 0 | 0 | -0.10365 | 332.5 | RM | SW |  | 79028_79031_1 | FALSE
| FALSE | WACM | 345 | WALC | 230 | 79032 | GLENCANY | 79031 | GLENCANY | 1 | -60.8623 | 0 | 0 | 0 | 0 | -0.21355 | 285 | RM | SW |  | 79032_79031_1 | FALSE
| FALSE | WACM | 345 | WALC | 230 | 79032 | GLENCANY | 79031 | GLENCANY | 2 | -60.8623 | 0 | 0 | 0 | 0 | -0.21355 | 285 | RM | SW |  | 79032_79031_2 | FALSE
| FALSE | CIPB | 230 | CIPV | 230 | 30755 | MOSSLNSW | 30760 | COBURN | 1 | -26.5583 | 0 | 0 | 0 | 0 | -0.0644 | 412.11 | CA | CA |  | 30755_30760_1 | FALSE
| FALSE | PSCO | 230 | PSCO | 345 | 79057 | RIFLE_CU | 79058 | RIFLE_CU | T4 | -39.842 | 0 | 0 | 0 | 0 | -0.0704 | 566.2 | RM | RM |  | 79057_79058_T4 | FALSE
| FALSE | WACM | 230 | WACM | 230 | 79061 | SHIP PS | 79063 | SHIPROCK | 1 | -32.0674 | 0 | 0 | 0 | 0 | -0.11252 | 285 | RM | RM |  | 79061_79063_1 | FALSE
| FALSE | CIPV | 230 | CIPV | 230 | 30765 | LOSBANOS | 38615 | DS AMIGO | 1 | 7.7409 | 0 | 0 | 0 | 0 | 0.0188 | 412.11 | CA | CA |  | 30765_38615_1 | FALSE
| FALSE | WACM | 13.8 | WALC | 230 | 79153 | GLENC7-8 | 79031 | GLENCANY | 1 | 112.1502 | 0 | 0 | 0 | 0 | 0.39351 | 285 | RM | SW |  | 79153_79031_1 | FALSE
| FALSE | CIPV | 230 | CIPV | 230 | 30765 | LOSBANOS | 38625 | SN LS PP | 1 | 8.544 | 0 | 0 | 0 | 0 | 0.0175 | 487.35 | CA | CA |  | 30765_38625_1 | FALSE
| FALSE | CIPV | 230 | CIPV | 230 | 30765 | LOSBANOS | 38625 | SN LS PP | 2 | 8.544 | 0 | 0 | 0 | 0 | 0.0175 | 487.35 | CA | CA |  | 30765_38625_2 | FALSE
| FALSE | CIPB | 230 | CIPB | 230 | 30780 | DUKE ML1 | 30755 | MOSSLNSW | 1 | 159.9151 | 0 | 0 | 0 | 0 | 0.14086 | 1135.25 | CA | CA |  | 30780_30755_1 | FALSE
| FALSE | CIPV | 230 | CIPV | 230 | 30790 | PANOCHE | 30793 | PANO_EC | 1 | 0 | 0 | 0 | 0 | 0 | 0 | 756.865 | CA | CA |  | 30790_30793_1 | FALSE
| FALSE | CIPV | 230 | CIPV | 230 | 30800 | WILSONPGAE | 30796 | STOREY | 1 | -22.1424 | 0 | 0 | 0 | 0 | -0.0537 | 412.11 | CA | CA |  | 30800_30796_1 | FALSE
| FALSE | CIPV | 230 | CIPV | 230 | 30796 | STOREY | 30805 | BORDEN | 2 | -33.2132 | 0 | 0 | 0 | 0 | -0.0843 | 393.965 | CA | CA |  | 30796_30805_2 | FALSE
| FALSE | CIPV | 230 | CIPV | 230 | 30805 | BORDEN | 30810 | GREGG | 1 | -67.7991 | 0 | 0 | 0 | 0 | -0.0896 | 756.865 | CA | CA |  | 30805_30810_1 | FALSE
| FALSE | CIPV | 230 | CIPV | 230 | 30805 | BORDEN | 30810 | GREGG | 2 | -68.0164 | 0 | 0 | 0 | 0 | -0.0899 | 756.865 | CA | CA |  | 30805_30810_2 | FALSE
| FALSE | CIPV | 230 | CIPV | 230 | 30810 | GREGG | 30835 | HERNDON | 1 | 20.5171 | 0 | 0 | 0 | 0 | 0.0271 | 756.865 | CA | CA |  | 30810_30835_1 | FALSE
| FALSE | CIPV | 230 | CIPV | 230 | 30810 | GREGG | 30835 | HERNDON | 2 | 20.5171 | 0 | 0 | 0 | 0 | 0.0271 | 756.865 | CA | CA |  | 30810_30835_2 | FALSE
| FALSE | CIPV | 230 | CIPV | 230 | 30810 | GREGG | 30845 | FGRDN T2 | 1 | 72.0242 | 0 | 0 | 0 | 0 | 0.17477 | 412.11 | CA | CA |  | 30810_30845_1 | FALSE
| FALSE | CIPV | 230 | CIPV | 230 | 30825 | MCMULLN1 | 30830 | KEARNEY | 1 | 207.7588 | 0 | 0 | 0 | 0 | 0.26521 | 783.37 | CA | CA |  | 30825_30830_1 | FALSE
| FALSE | CIPV | 230 | CIPV | 230 | 30830 | KEARNEY | 30835 | HERNDON | 1 | 149.5772 | 0 | 0 | 0 | 0 | 0.19085 | 783.75 | CA | CA |  | 30830_30835_1 | FALSE
| FALSE | CIPV | 230 | CIPV | 230 | 30835 | HERNDON | 30840 | FGRDN T1 | 1 | 62.5731 | 0 | 0 | 0 | 0 | 0.15177 | 412.3 | CA | CA |  | 30835_30840_1 | FALSE
| FALSE | CIPV | 230 | CIPV | 230 | 30840 | FGRDN T1 | 30841 | FIGRDN 1 | 1 | 18.3677 | 0 | 0 | 0 | 0 | 0.0747 | 246.05 | CA | CA |  | 30840_30841_1 | FALSE
| FALSE | CIPV | 230 | CIPV | 230 | 30840 | FGRDN T1 | 30850 | ASHLAN | 1 | 44.2054 | 0 | 0 | 0 | 0 | 0.10977 | 402.705 | CA | CA |  | 30840_30850_1 | FALSE
| FALSE | CIPV | 230 | CIPV | 230 | 30845 | FGRDN T2 | 30846 | FIGRDN 2 | 1 | 47.8167 | 0 | 0 | 0 | 0 | 0.19434 | 246.05 | CA | CA |  | 30845_30846_1 | FALSE
| FALSE | CIPV | 230 | CIPV | 230 | 30845 | FGRDN T2 | 30850 | ASHLAN | 1 | 24.2075 | 0 | 0 | 0 | 0 | 0.0587 | 412.11 | CA | CA |  | 30845_30850_1 | FALSE
| FALSE | CIPV | 230 | CIPV | 230 | 30855 | HAAS | 30860 | BALCH3TP | 1 | 41.6929 | 0 | 0 | 0 | 0 | 0.10112 | 412.3 | CA | CA |  | 30855_30860_1 | FALSE
| FALSE | CIPV | 230 | CIPV | 230 | 30860 | BALCH3TP | 30875 | MC CALL | 1 | 65.4837 | 0 | 0 | 0 | 0 | 0.14824 | 441.75 | CA | CA |  | 30860_30875_1 | FALSE
| FALSE | CIPV | 230 | CIPV | 230 | 30861 | BALCH2-3 | 30860 | BALCH3TP | 1 | 23.7908 | 0 | 0 | 0 | 0 | 0.12572 | 189.24 | CA | CA |  | 30861_30860_1 | FALSE
| FALSE | CIPV | 230 | CIPV | 230 | 30865 | BALCH2-2 | 30870 | PINEFLATJCT | 1 | 22.8758 | 0 | 0 | 0 | 0 | 0.0756 | 302.765 | CA | CA |  | 30865_30870_1 | FALSE
| FALSE | AESO | 500 | AESO | 240 | 55615 | HTHFIELD2 | 55618 | NEWELL1 | dc | -453.266 | 0 | 0 | 0 | 0 | -0.45327 | 1000 | CAN | CAN |  | 55615_55618_dc | FALSE
| FALSE | LDWP | 345 | LDWP | 500 | 26114 | INTERMTX | 26011 | ADELANTX | 1 | 229.2267 | 0 | 0 | 0 | 0 | 0.19102 | 1200 | CA | CA |  | 26114_26011_1 | FALSE
| FALSE | CIPV | 230 | CIPV | 230 | 30870 | PINEFLATJCT | 30875 | MC CALL | 1 | 63.3253 | 0 | 0 | 0 | 0 | 0.1435 | 441.275 | CA | CA |  | 30870_30875_1 | FALSE
| FALSE | BPAT | 500 | LDWP | 230 | 41311 | CELILO1 | 26097 | SYLMAR1 | 1 | 59.7259 | 0 | 0 | 0 | 0 | 0.037097 | 1610 | NW | CA |  | 41311_26097_1 | FALSE
| FALSE | CIPV | 230 | CIPV | 230 | 30873 | HELM | 30875 | MC CALL | 1 | 60.7893 | 0 | 0 | 0 | 0 | 0.0776 | 783.37 | CA | CA |  | 30873_30875_1 | FALSE
| FALSE | CIPV | 230 | CIPV | 230 | 30900 | GATES D | 30905 | TEMPLETN | 1 | -15.6661 | 0 | 0 | 0 | 0 | -0.0345 | 454.1 | CA | CA |  | 30900_30905_1 | FALSE
| FALSE | CIPV | 230 | CIPV | 230 | 30905 | TEMPLETN | 30915 | MORROBAY | 1 | -45.0905 | 0 | 0 | 0 | 0 | -0.0993 | 454.1 | CA | CA |  | 30905_30915_1 | FALSE
| FALSE | CIPV | 230 | CIPV | 230 | 30915 | MORROBAY | 30916 | SOLARSS | 1 | -92.9146 | 0 | 0 | 0 | 0 | -0.20461 | 454.1 | CA | CA |  | 30915_30916_1 | FALSE
| FALSE | CIPV | 230 | CIPV | 230 | 30915 | MORROBAY | 30916 | SOLARSS | 2 | -92.9146 | 0 | 0 | 0 | 0 | -0.20461 | 454.1 | CA | CA |  | 30915_30916_2 | FALSE
| FALSE | CIPV | 230 | CIPV | 230 | 30915 | MORROBAY | 30930 | MESA PGE | 1 | 44.9542 | 0 | 0 | 0 | 0 | 0.098996 | 454.1 | CA | CA |  | 30915_30930_1 | FALSE
| FALSE | CIPV | 230 | CIPV | 230 | 30916 | SOLARSS | 30918 | CALNTESS | 1 | -19.3636 | 0 | 0 | 0 | 0 | -0.02732 | 708.7 | CA | CA |  | 30916_30918_1 | FALSE
| FALSE | CIPV | 230 | CIPV | 230 | 30916 | SOLARSS | 30918 | CALNTESS | 2 | -19.3636 | 0 | 0 | 0 | 0 | -0.02732 | 708.7 | CA | CA |  | 30916_30918_2 | FALSE
| FALSE | CIPV | 230 | CIPV | 230 | 30916 | SOLARSS | 30921 | TOPAZA | 1 | -73.8185 | 0 | 0 | 0 | 0 | -0.0963 | 766.365 | CA | CA |  | 30916_30921_1 | FALSE
| FALSE | CIPV | 230 | CIPV | 230 | 30916 | SOLARSS | 30922 | TOPAZB | 1 | -73.2836 | 0 | 0 | 0 | 0 | -0.0956 | 766.365 | CA | CA |  | 30916_30922_1 | FALSE
| FALSE | CIPV | 230 | CIPV | 230 | 30918 | CALNTESS | 30919 | CVSR | 1 | -63.3468 | 0 | 0 | 0 | 0 | -0.20145 | 314.45 | CA | CA |  | 30918_30919_1 | FALSE
| FALSE | CIPV | 230 | CIPV | 230 | 30918 | CALNTESS | 30970 | MIDWAY | 1 | 12.3098 | 0 | 0 | 0 | 0 | 0.0174 | 708.7 | CA | CA |  | 30918_30970_1 | FALSE
| FALSE | CIPV | 230 | CIPV | 230 | 30918 | CALNTESS | 30970 | MIDWAY | 2 | 12.3098 | 0 | 0 | 0 | 0 | 0.0174 | 708.7 | CA | CA |  | 30918_30970_2 | FALSE
| FALSE | CIPV | 230 | CIPV | 230 | 30935 | ARCO | 30970 | MIDWAY | 1 | -51.6345 | 0 | 0 | 0 | 0 | -0.12529 | 412.11 | CA | CA |  | 30935_30970_1 | FALSE
| FALSE | CIPV | 230 | CIPV | 230 | 30940 | STCKDLEA | 30941 | STCKDLEB | 1 | -5.2631 | 0 | 0 | 0 | 0 | -0.0108 | 487.065 | CA | CA |  | 30940_30941_1 | FALSE
| FALSE | CIPV | 230 | CIPV | 230 | 30946 | LAPALOMA | 30947 | TEX_SUN | 1 | -144.774 | 0 | 0 | 0 | 0 | -0.34635 | 418 | CA | CA |  | 30946_30947_1 | FALSE
| FALSE | CIPV | 230 | CIPV | 230 | 30946 | LAPALOMA | 30947 | TEX_SUN | 2 | -144.774 | 0 | 0 | 0 | 0 | -0.34635 | 418 | CA | CA |  | 30946_30947_2 | FALSE
| FALSE | CIPV | 230 | CIPV | 230 | 30948 | ELKHIL_G | 30970 | MIDWAY | 1 | -33.1458 | 0 | 0 | 0 | 0 | -0.0519 | 638.115 | CA | CA |  | 30948_30970_1 | FALSE
| FALSE | CIPV | 230 | CIPV | 230 | 30948 | ELKHIL_G | 30970 | MIDWAY | 2 | -33.1458 | 0 | 0 | 0 | 0 | -0.0519 | 638.115 | CA | CA |  | 30948_30970_2 | FALSE
| FALSE | LDWP | 345 | LDWP | 500 | 26116 | INTERMTY | 26012 | ADELANTY | 1 | 229.3568 | 0 | 0 | 0 | 0 | 0.19113 | 1200 | CA | CA |  | 26116_26012_1 | FALSE
| FALSE | BPAT | 500 | LDWP | 230 | 41312 | CELILO2 | 26099 | SYLMAR2 | 1 | 58.8824 | 0 | 0 | 0 | 0 | 0.0366 | 1610 | NW | CA |  | 41312_26099_1 | FALSE
| FALSE | CISD | 500 | AZPS | 100 | 22536 | N.GILA | 14619 | N.GILA7 | 1 | 84.8371 | 0 | 0 | 0 | 0 | 0.14884 | 570 | CA | SW |  | 22536_14619_1 | FALSE
| FALSE | CISD | 230 | CFE | 230 | 22358 | IV PFC | 20118 | ROA-230 | 1 | -67.457 | 0 | 0 | 0 | 0 | -0.0624 | 1081.1 | CA | CA |  | 22358_20118_1 | FALSE
| FALSE | CIPV | 230 | CIPV | 230 | 30970 | MIDWAY | 30946 | LAPALOMA | 1 | -436.016 | 0 | 0 | 0 | 0 | -0.2508 | 1738.5 | CA | CA |  | 30970_30946_1 | FALSE
| FALSE | BPAT | 500 | NWMT | 500 | 40451 | GAR1EAST | 627201 | TOWNSEND 1 | 1 | -318.064 | 0 | 0 | 0 | 0 | -0.0689 | 4615.48 | NW | Inland |  | 40451_627201_1 | FALSE
| FALSE | BPAT | 500 | NWMT | 500 | 40453 | GAR2EAST | 627202 | TOWNSEND 2 | 2 | -318.064 | 0 | 0 | 0 | 0 | -0.0614 | 5183.2 | NW | Inland |  | 40453_627202_2 | FALSE
| FALSE | BPAT | 230 | NWMT | 230 | 40457 | GARRISON | 629001 | OVANDO | 1 | -25.9473 | 0 | 0 | 0 | 0 | -0.0571 | 454.1 | NW | Inland |  | 40457_629001_1 | FALSE
| FALSE | BPAT | 230 | NWMT | 230 | 40551 | HOT SPR | 629104 | PLACID LAKE | 1 | -9.7817 | 0 | 0 | 0 | 0 | -0.0215 | 454.1 | NW | Inland |  | 40551_629104_1 | FALSE
| FALSE | NWMT | 230 | BPAT | 230 | 621001 | MILL CREEK | 40457 | GARRISON | 1 | -105.777 | 0 | 0 | 0 | 0 | -0.23294 | 454.1 | Inland | NW |  | 621001_40457_1 | FALSE
| FALSE | CIPV | 230 | CIPV | 230 | 30970 | MIDWAY | 30946 | LAPALOMA | 2 | -436.016 | 0 | 0 | 0 | 0 | -0.2508 | 1738.5 | CA | CA |  | 30970_30946_2 | FALSE
| FALSE | NWMT | 230 | BPAT | 230 | 621001 | MILL CREEK | 40458 | ANA BPA | 1 | -96.9282 | 0 | 0 | 0 | 0 | -0.21345 | 454.1 | Inland | NW |  | 621001_40458_1 | FALSE
| FALSE | NWMT | 230 | NWMT | 230 | 621001 | MILL CREEK | 621006 | SOUTH BUTTE | 1 | 62.8872 | 0 | 0 | 0 | 0 | 0.13849 | 454.1 | Inland | Inland |  | 621001_621006_1 | FALSE
| FALSE | EPE | 345 | EPE | 345 | 11038 | CALIENTE | 11266 | PICANTE | 1 | -53.3394 | 0 | 0 | 0 | 0 | -0.07129 | 748.22 | SW | SW |  | 11038_11266_1 | FALSE
| FALSE | CIPV | 230 | CIPV | 230 | 30970 | MIDWAY | 30973 | SUNST | 1 | -137.399 | 0 | 0 | 0 | 0 | -0.24202 | 567.72 | CA | CA |  | 30970_30973_1 | FALSE
| FALSE | CIPV | 60 | SPPC | 60 | 30993 | SUMMIT | 64109 | SUMMIT 3 | 1 | -1.9176 | 0 | 0 | 0 | 0 | -0.0347 | 55.29 | CA | Inland |  | 30993_64109_1 | FALSE
| FALSE | NWMT | 230 | NWMT | 230 | 621006 | SOUTH BUTTE | 626101 | THREE RIVERS | 1 | 13.1652 | 0 | 0 | 0 | 0 | 0.029 | 454.1 | Inland | Inland |  | 621006_626101_1 | FALSE
| FALSE | NWMT | 230 | NWMT | 230 | 622001 | GTF 230SWYD | 622173 | HIGHWOODSWYD | 1 | -26.7511 | 0 | 0 | 0 | 0 | -0.0589 | 454.1 | Inland | Inland |  | 622001_622173_1 | FALSE
| FALSE | NWMT | 230 | NWMT | 230 | 622001 | GTF 230SWYD | 622701 | MARIAS S | 1 | 84.567 | 0 | 0 | 0 | 0 | 0.11837 | 714.4 | Inland | Inland |  | 622001_622701_1 | FALSE
| FALSE | NWMT | 230 | NWMT | 230 | 622001 | GTF 230SWYD | 627107 | LANDERS FORK | 1 | 41.9577 | 0 | 0 | 0 | 0 | 0.0924 | 454.1 | Inland | Inland |  | 622001_627107_1 | FALSE
| FALSE | EPE | 345 | EPE | 345 | 11038 | CALIENTE | 11266 | PICANTE | 2 | -53.1904 | 0 | 0 | 0 | 0 | -0.0538 | 987.8101 | SW | SW |  | 11038_11266_2 | FALSE
| FALSE | NWMT | 230 | NWMT | 230 | 622001 | GTF 230SWYD | 622303 | BOLE WAPA | 1 | -21.329 | 0 | 0 | 0 | 0 | -0.11282 | 189.05 | Inland | Inland |  | 622001_622303_1 | FALSE
| FALSE | NWMT | 230 | NWMT | 230 | 622303 | BOLE WAPA | 622307 | CONRAD WAPA | 1 | -33.1868 | 0 | 0 | 0 | 0 | -0.21971 | 151.05 | Inland | Inland |  | 622303_622307_1 | FALSE
| FALSE | NWMT | 230 | PAWY | 230 | 623002 | PHSHFT STMPL | 66750 | YELOWTLP | 1 | 8.5467 | 0 | 0 | 0 | 0 | 0.0282 | 302.765 | Inland | Inland |  | 623002_66750_1 | FALSE
| FALSE | NWMT | 230 | NWMT | 230 | 623001 | BLG STEAMPLT | 623220 | SO HUNTLEY | 1 | -82.2617 | 0 | 0 | 0 | 0 | -0.18115 | 454.1 | Inland | Inland |  | 623001_623220_1 | FALSE
| FALSE | NWMT | 230 | NWMT | 230 | 623174 | SHOREY ROAD | 623234 | BASELINE | 1 | 53.4589 | 0 | 0 | 0 | 0 | 0.11772 | 454.1 | Inland | Inland |  | 623174_623234_1 | FALSE
| FALSE | NWMT | 230 | NWMT | 230 | 623174 | SHOREY ROAD | 623412 | ALKALI CREEK | 1 | -127.198 | 0 | 0 | 0 | 0 | -0.28011 | 454.1 | Inland | Inland |  | 623174_623412_1 | FALSE
| FALSE | NWMT | 230 | NWMT | 230 | 623312 | BROADVIEW | 623412 | ALKALI CREEK | 1 | 163.9799 | 0 | 0 | 0 | 0 | 0.36111 | 454.1 | Inland | Inland |  | 623312_623412_1 | FALSE
| FALSE | NWMT | 230 | NWMT | 230 | 623107 | COLSTRIP 230 | 623413 | HARDIN AUTO | 1 | 102.0395 | 0 | 0 | 0 | 0 | 0.22471 | 454.1 | Inland | Inland |  | 623107_623413_1 | FALSE
| FALSE | NWMT | 230 | NWMT | 230 | 624108 | JUDITHGAP AT | 624118 | JUDITHGAP SO | 1 | -21.2137 | 0 | 0 | 0 | 0 | -0.0467 | 454.1 | Inland | Inland |  | 624108_624118_1 | FALSE
| FALSE | NWMT | 230 | NWMT | 230 | 623312 | BROADVIEW | 624118 | JUDITHGAP SO | 1 | -13.8469 | 0 | 0 | 0 | 0 | -0.0305 | 454.1 | Inland | Inland |  | 623312_624118_1 | FALSE
| FALSE | NWMT | 115 | WAUW | 115 | 625221 | SHELBY 2 WAP | 631070 | TIBER TAP | 1 | 1.8725 | 0 | 0 | 0 | 0 | 0.0246 | 76 | Inland | Inland |  | 625221_631070_1 | FALSE
| FALSE | NWMT | 230 | NWMT | 230 | 622307 | CONRAD WAPA | 625321 | SHELBY 2 WAP | 1 | -22.4367 | 0 | 0 | 0 | 0 | -0.14854 | 151.05 | Inland | Inland |  | 622307_625321_1 | FALSE
| FALSE | NWMT | 230 | NWMT | 230 | 626101 | THREE RIVERS | 626102 | WILSALL | 1 | -22.2091 | 0 | 0 | 0 | 0 | -0.0489 | 454.1 | Inland | Inland |  | 626101_626102_1 | FALSE
| FALSE | PNM | 230 | PNM | 230 | 10052 | BURNHAM | 10111 | GALLEGOS | 1 | 37.7768 | 0 | 0 | 0 | 0 | 0.12466 | 303.05 | SW | SW |  | 10052_10111_1 | FALSE
| FALSE | NWMT | 500 | NWMT | 500 | 623512 | BROADVIEW | 627201 | TOWNSEND 1 | 1 | 318.0637 | 0 | 0 | 0 | 0 | 0.10621 | 2994.685 | Inland | Inland |  | 623512_627201_1 | FALSE
| FALSE | NWMT | 500 | NWMT | 500 | 623512 | BROADVIEW | 627202 | TOWNSEND 2 | 2 | 318.0637 | 0 | 0 | 0 | 0 | 0.10621 | 2994.685 | Inland | Inland |  | 623512_627202_2 | FALSE
| FALSE | NWMT | 230 | NWMT | 230 | 627107 | LANDERS FORK | 629001 | OVANDO | 1 | 41.5299 | 0 | 0 | 0 | 0 | 0.0915 | 454.1 | Inland | Inland |  | 627107_629001_1 | FALSE
| FALSE | NWMT | 230 | NWMT | 230 | 629001 | OVANDO | 629104 | PLACID LAKE | 1 | 13.4983 | 0 | 0 | 0 | 0 | 0.0413 | 327.085 | Inland | Inland |  | 629001_629104_1 | FALSE
| FALSE | PAWY | 161 | NWMT | 161 | 66755 | YELOWTLP | 623004 | PHSHFT RIMRK | 1 | 25.9596 | 0 | 0 | 0 | 0 | 0.16363 | 158.65 | Inland | Inland |  | 66755_623004_1 | FALSE
| FALSE | EPE | 345 | EPE | 345 | 11047 | MACHOSPG | 11093 | LUNA | 1 | 81.6496 | 0 | 0 | 0 | 0 | 0.0833 | 979.83 | SW | SW |  | 11047_11093_1 | FALSE
| FALSE | CIPV | 115 | CIPB | 115 | 31258 | SONOMA | 32564 | PUEBLO | 1 | 9.2579 | 0 | 0 | 0 | 0 | 0.0734 | 126.065 | CA | CA |  | 31258_32564_1 | FALSE
| FALSE | CIPV | 115 | CIPB | 115 | 31264 | STHELNJ2 | 32553 | MNTCLOJ2 | 1 | -4.5715 | 0 | 0 | 0 | 0 | -0.0432 | 105.925 | CA | CA |  | 31264_32553_1 | FALSE
| FALSE | CIPV | 115 | CIPB | 115 | 31265 | STHELNJ1 | 32555 | MNTCLOJ1 | 1 | 2.34e-13 | 0 | 0 | 0 | 0 | 2.21e-15 | 105.925 | CA | CA |  | 31265_32555_1 | FALSE
| FALSE | PNM | 345 | PNM | 345 | 10116 | GUADLUPE | 10999 | TAIBANMS | 1 | -384.411 | 0 | 0 | 0 | 0 | -0.37606 | 1022.2 | SW | SW |  | 10116_10999_1 | FALSE
| FALSE | PNM | 345 | WACM | 345 | 10292 | SAN_JUAN | 79060 | SANJN PS | 1 | 160.4471 | 0 | 0 | 0 | 0 | 0.23555 | 681.15 | SW | RM |  | 10292_79060_1 | TRUE | 4Corn Area | 0
| FALSE | PNM | 345 | PNM | 345 | 10842 | JICARILLA | 10232 | OJO | 1 | 11.0979 | 0 | 0 | 0 | 0 | 0.026 | 427.5 | SW | SW |  | 10842_10232_1 | FALSE
| FALSE | EPE | 345 | EPE | 345 | 11047 | MACHOSPG | 11286 | MACHOSPRNGHV | 1 | -13.3809 | 0 | 0 | 0 | 0 | -0.23475 | 57 | SW | SW |  | 11047_11286_1 | FALSE
| FALSE | EPE | 345 | EPE | 345 | 11093 | LUNA | 11242 | AFTON_N | 1 | 19.8269 | 0 | 0 | 0 | 0 | 0.0227 | 875.33 | SW | SW |  | 11093_11242_1 | FALSE
| FALSE | EPE | 345 | EPE | 345 | 11217 | AFTON | 11242 | AFTON_N | 1 | 100.1855 | 0 | 0 | 0 | 0 | 0.10142 | 987.8101 | SW | SW |  | 11217_11242_1 | FALSE
| FALSE | AZPS | 230 | AZPS | 230 | 14249 | WILOWLKE | 14222 | PRESCOTT | 1 | 23.2341 | 0 | 0 | 0 | 0 | 0.10407 | 223.25 | SW | SW |  | 14249_14222_1 | FALSE
| FALSE | AZPS | 230 | WALC | 230 | 14250 | WILOWLKW | 19106 | PRSCOTWA | 1 | -21.9626 | 0 | 0 | 0 | 0 | -0.0722 | 304 | SW | SW |  | 14250_19106_1 | FALSE
| FALSE | AZPS | 230 | AZPS | 230 | 14272 | MORGAN | 14246 | RACEWAY | 1 | 164.6621 | 0 | 0 | 0 | 0 | 0.18129 | 908.295 | SW | SW |  | 14272_14246_1 | FALSE
| FALSE | SRP | 500 | SRP | 500 | 15080 | PINAL_C | 15051 | BROWNING | 1 | 331.4617 | 0 | 0 | 0 | 0 | 0.13429 | 2468.195 | SW | SW |  | 15080_15051_1 | TRUE | SW SunZ East Area | 0
| FALSE | TH_PV | 500 | SRP | 500 | 15090 | HASSYAMP | 15095 | MESQUIT2 | 1 | -324.271 | 0 | 0 | 0 | 0 | -0.19707 | 1645.495 | SW | SW |  | 15090_15095_1 | FALSE
| FALSE | TH_PV | 500 | SRP | 500 | 15090 | HASSYAMP | 15180 | AVSOLAR | 1 | -119.655 | 0 | 0 | 0 | 0 | -0.0451 | 2652.59 | SW | SW |  | 15090_15180_1 | FALSE
| FALSE | SRP | 230 | SRP | 230 | 15212 | ROGERS | 15213 | SANTAN | 1 | -91.2338 | 0 | 0 | 0 | 0 | -0.11771 | 775.105 | SW | SW |  | 15212_15213_1 | FALSE
| FALSE | SRP | 230 | SRP | 230 | 15222 | BROWNING | 15205 | CORBELL | 1 | 112.7389 | 0 | 0 | 0 | 0 | 0.14545 | 775.105 | SW | SW |  | 15222_15205_1 | FALSE
| FALSE | NEVP | 230 | NEVP | 230 | 18020 | IRONMTN | 18022 | NWEST | 2 | 55.8137 | 0 | 0 | 0 | 0 | 0.0737 | 756.865 | SW | SW |  | 18020_18022_2 | FALSE
| FALSE | NEVP | 230 | NEVP | 230 | 18022 | NWEST | 18028 | WESTSIDE | 1 | 162.8848 | 0 | 0 | 0 | 0 | 0.21693 | 750.88 | SW | SW |  | 18022_18028_1 | FALSE
| FALSE | NEVP | 69 | WALC | 69 | 18175 | MEAD NPC | 19973 | MEAD B | 1 | -13.629 | 0 | 0 | 0 | 0 | -0.06 | 227.05 | SW | SW |  | 18175_19973_1 | FALSE
| FALSE | NEVP | 69 | WALC | 69 | 18175 | MEAD NPC | 19974 | MEAD A | 1 | -13.629 | 0 | 0 | 0 | 0 | -0.06 | 227.05 | SW | SW |  | 18175_19974_1 | FALSE
| FALSE | NEVP | 230 | NEVP | 230 | 18410 | BIGHORN | 18870 | SILV_ST | 1 | -13.7192 | 0 | 0 | 0 | 0 | -0.0336 | 408.69 | SW | SW |  | 18410_18870_1 | FALSE
| FALSE | TH_Mead | 230 | WALC | 230 | 19011 | MEAD N | 19321 | NEWPORT | 1 | 23.3399 | 0 | 0 | 0 | 0 | 0.0605 | 385.7 | SW | SW |  | 19011_19321_1 | FALSE
| FALSE | TH_Mead | 230 | WALC | 230 | 19011 | MEAD N | 19341 | EASTSIDE | 1 | 31.6113 | 0 | 0 | 0 | 0 | 0.082 | 385.7 | SW | SW |  | 19011_19341_1 | FALSE
| FALSE | WALC | 161 | AZPS | 161 | 19020 | BLYTHE | 14303 | BLYTHEAZ | 1 | -22.8425 | 0 | 0 | 0 | 0 | -0.21565 | 105.925 | SW | SW |  | 19020_14303_1 | FALSE
| FALSE | WALC | 161 | AZPS | 161 | 19041 | PARKER | 14302 | PARKERAZ | 1 | -0.40515 | 0 | 0 | 0 | 0 | -0.00254 | 159.6 | SW | SW |  | 19041_14302_1 | FALSE
| FALSE | WALC | 161 | AZPS | 161 | 19046 | BOUSE | 14301 | BLACK PK | 1 | 11.5329 | 0 | 0 | 0 | 0 | 0.0426 | 270.75 | SW | SW |  | 19046_14301_1 | FALSE
| FALSE | WALC | 69 | AZPS | 69 | 19304 | HEADGATE | 84819 | HEADGTAZ | 1 | 1.9427 | 0 | 0 | 0 | 0 | 0.00917 | 211.945 | SW | SW |  | 19304_84819_1 | FALSE
| FALSE | WALC | 230 | WALC | 230 | 19321 | NEWPORT | 19341 | EASTSIDE | 1 | 8.5118 | 0 | 0 | 0 | 0 | 0.0208 | 408.5 | SW | SW |  | 19321_19341_1 | FALSE
| FALSE | CFE | 230 | CFE | 230 | 20001 | PJZ-230 | 20450 | JOV-230 | 2 | -24.8579 | 0 | 0 | 0 | 0 | -0.08203 | 303.05 | CA | CA |  | 20001_20450_2 | FALSE
| FALSE | CIPV | 60 | CIPB | 60 | 31342 | MIDDLTWN | 32652 | CALISTGA | 1 | 0 | 0 | 0 | 0 | 0 | 0 | 43.7 | CA | CA |  | 31342_32652_1 | FALSE
| FALSE | CFE | 230 | CFE | 230 | 20118 | ROA-230 | 20470 | SIS-230 | 2 | -36.1834 | 0 | 0 | 0 | 0 | -0.0858 | 421.8 | CA | CA |  | 20118_20470_2 | FALSE
| FALSE | CFE | 230 | CFE | 230 | 20118 | ROA-230 | 20470 | SIS-230 | 3 | -35.3065 | 0 | 0 | 0 | 0 | -0.0837 | 421.8 | CA | CA |  | 20118_20470_3 | FALSE
| FALSE | IID | 230 | IID | 230 | 21007 | CVSUB230 | 21699 | MIDWAY230 | 2 | -401.994 | 0 | 0 | 0 | 0 | -0.66429 | 605.15 | CA | CA |  | 21007_21699_2 | FALSE
| FALSE | IID | 230 | IID | 230 | 21699 | MIDWAY230 | 21217 | SONORA_SS | 1 | -72.1002 | 0 | 0 | 0 | 0 | -0.27903 | 258.4 | CA | CA |  | 21699_21217_1 | FALSE
| FALSE | CISD | 230 | CISD | 230 | 22010 | ARTESN | 22832 | SYCAMORE | 1 | -235.76 | 0 | 0 | 0 | 0 | -0.31177 | 756.2 | CA | CA |  | 22010_22832_1 | FALSE
| FALSE | CISD | 230 | CISD | 230 | 22261 | PEN | 22010 | ARTESN | 1 | -164.329 | 0 | 0 | 0 | 0 | -0.21731 | 756.2 | CA | CA |  | 22261_22010_1 | FALSE
| FALSE | CISD | 230 | CISD | 230 | 22356 | IMPRLVLY | 23168 | DUNAWAY | 1 | -48.1107 | 0 | 0 | 0 | 0 | -0.0506 | 950 | CA | CA |  | 22356_23168_1 | FALSE
| FALSE | CISD | 230 | CISD | 230 | 22886 | SUNCREST | 228860 | SUNCREST TP1 | 1 | 412.7105 | 0 | 0 | 0 | 0 | 0.36723 | 1123.85 | CA | CA |  | 22886_228860_1 | FALSE
| FALSE | CISD | 230 | CISD | 230 | 22886 | SUNCREST | 228861 | SUNCREST TP2 | 2 | 412.7105 | 0 | 0 | 0 | 0 | 0.36723 | 1123.85 | CA | CA |  | 22886_228861_2 | FALSE
| FALSE | CISD | 230 | CISD | 230 | 23103 | ECO_GEN1_HV | 22931 | ECO | 1 | 37.3295 | 0 | 0 | 0 | 0 | 0.0242 | 1543.75 | CA | CA |  | 23103_22931_1 | FALSE
| FALSE | CISD | 230 | CISD | 230 | 23168 | DUNAWAY | 23150 | DU GEN1 Bus | 1 | -39.4361 | 0 | 0 | 0 | 0 | -0.11011 | 358.15 | CA | CA |  | 23168_23150_1 | FALSE
| FALSE | CISD | 230 | CISD | 230 | 23168 | DUNAWAY | 23150 | DU GEN1 Bus | 2 | -8.6746 | 0 | 0 | 0 | 0 | -0.0242 | 358.15 | CA | CA |  | 23168_23150_2 | FALSE
| FALSE | CISD | 230 | CISD | 230 | 23300 | DREW | 23460 | DW GEN3 | 1 | -52.562 | 0 | 0 | 0 | 0 | -0.11575 | 454.1 | CA | CA |  | 23300_23460_1 | FALSE
| FALSE | CISC | 230 | CISC | 230 | 24016 | BARRE | 24044 | ELLIS | 3 | 87.0381 | 0 | 0 | 0 | 0 | 0.18546 | 469.3 | CA | CA |  | 24016_24044_3 | FALSE
| FALSE | CISC | 230 | CISC | 230 | 24016 | BARRE | 24044 | ELLIS | 4 | 87.0381 | 0 | 0 | 0 | 0 | 0.18546 | 469.3 | CA | CA |  | 24016_24044_4 | FALSE
| FALSE | CISC | 230 | CISC | 230 | 24021 | CENTER | 24393 | MESACALS | 1 | -226.784 | 0 | 0 | 0 | 0 | -0.24162 | 938.6 | CA | CA |  | 24021_24393_1 | FALSE
| FALSE | CISC | 230 | CISC | 230 | 24049 | ELSEGNDO | 29905 | ELSEG56 | 1 | -27.3973 | 0 | 0 | 0 | 0 | -0.0584 | 469.3 | CA | CA |  | 24049_29905_1 | FALSE
| FALSE | CISC | 230 | CISC | 230 | 24049 | ELSEGNDO | 29906 | ELSEG78 | 2 | -27.3973 | 0 | 0 | 0 | 0 | -0.0584 | 469.3 | CA | CA |  | 24049_29906_2 | FALSE
| FALSE | CISC | 230 | CISC | 230 | 24076 | LAGUBELL | 24091 | MESA CAL | 1 | -312.533 | 0 | 0 | 0 | 0 | -0.33298 | 938.6 | CA | CA |  | 24076_24091_1 | FALSE
| FALSE | CISC | 230 | CISC | 230 | 24091 | MESA CAL | 29516 | VINCNT2 | 2 | -241.396 | 0 | 0 | 0 | 0 | -0.21264 | 1135.25 | CA | CA |  | 24091_29516_2 | FALSE
| FALSE | CISC | 230 | CISC | 230 | 24114 | PARDEE | 29516 | VINCNT2 | 1 | -190.162 | 0 | 0 | 0 | 0 | -0.2026 | 938.6 | CA | CA |  | 24114_29516_1 | FALSE
| FALSE | CISC | 500 | CISC | 500 | 24156 | VINCENT | 24386 | MESA CAL | 1 | 689.7359 | 0 | 0 | 0 | 0 | 0.21223 | 3249.95 | CA | CA |  | 24156_24386_1 | FALSE
| FALSE | CISC | 230 | CISC | 230 | 24219 | PISGAH | 25500 | CALCITE | 1 | 37.7059 | 0 | 0 | 0 | 0 | 0.13734 | 274.55 | CA | CA |  | 24219_25500_1 | FALSE
| FALSE | CISC | 500 | CISC | 500 | 24236 | RANCHVST | 25660 | MIRA81X2 | 1 | 467.4289 | 0 | 0 | 0 | 0 | 0.14383 | 3249.95 | CA | CA |  | 24236_25660_1 | FALSE
| FALSE | CISC | 230 | CISC | 230 | 24273 | SKYRIVER | 29468 | MANDIBLE | 1 | 0 | 0 | 0 | 0 | 0 | 0 | 343.235 | CA | CA |  | 24273_29468_1 | FALSE
| FALSE | CISC | 230 | CISC | 230 | 24380 | CIMAT1 | 24041 | ELDORDO | 1 | -41.4134 | 0 | 0 | 0 | 0 | -0.15084 | 274.55 | CA | CA |  | 24380_24041_1 | FALSE
| FALSE | CISC | 230 | CISC | 230 | 24380 | CIMAT1 | 24219 | PISGAH | 1 | 43.5291 | 0 | 0 | 0 | 0 | 0.15855 | 274.55 | CA | CA |  | 24380_24219_1 | FALSE
| FALSE | CISC | 230 | CISC | 230 | 24381 | CIMAT2 | 24041 | ELDORDO | 2 | -42.6186 | 0 | 0 | 0 | 0 | -0.15523 | 274.55 | CA | CA |  | 24381_24041_2 | FALSE
| FALSE | CISC | 230 | CISC | 230 | 24381 | CIMAT2 | 24219 | PISGAH | 2 | 42.6186 | 0 | 0 | 0 | 0 | 0.15523 | 274.55 | CA | CA |  | 24381_24219_2 | FALSE
| FALSE | CISC | 500 | CISC | 500 | 24384 | EAST TS | 24092 | MIRALOMA | 1 | -612.78 | 0 | 0 | 0 | 0 | -0.32381 | 1892.4 | CA | CA |  | 24384_24092_1 | FALSE
| FALSE | CISC | 500 | CISC | 500 | 24385 | WEST TS | 24384 | EAST TS | 1 | -612.78 | 0 | 0 | 0 | 0 | -0.32381 | 1892.4 | CA | CA |  | 24385_24384_1 | FALSE
| FALSE | CISC | 500 | CISC | 500 | 24386 | MESA CAL | 24385 | WEST TS | 1 | -612.78 | 0 | 0 | 0 | 0 | -0.32381 | 1892.4 | CA | CA |  | 24386_24385_1 | FALSE
| FALSE | CISC | 230 | CISC | 230 | 24393 | MESACALS | 24076 | LAGUBELL | 2 | 392.8568 | 0 | 0 | 0 | 0 | 0.41856 | 938.6 | CA | CA |  | 24393_24076_2 | FALSE
| FALSE | CISC | 230 | CISC | 230 | 24393 | MESACALS | 24126 | RIOHONDO | 1 | -48.5905 | 0 | 0 | 0 | 0 | -0.0518 | 938.6 | CA | CA |  | 24393_24126_1 | FALSE
| FALSE | CISC | 230 | CISC | 230 | 24393 | MESACALS | 24126 | RIOHONDO | 2 | -48.5905 | 0 | 0 | 0 | 0 | -0.0518 | 938.6 | CA | CA |  | 24393_24126_2 | FALSE
| FALSE | CISC | 230 | CISC | 230 | 24393 | MESACALS | 24158 | WALNUT | 1 | 32.0576 | 0 | 0 | 0 | 0 | 0.0342 | 938.6 | CA | CA |  | 24393_24158_1 | FALSE
| FALSE | CISC | 230 | CISC | 230 | 24601 | VICTOR | 24085 | LUGO | 3 | 172.6075 | 0 | 0 | 0 | 0 | 0.3678 | 469.3 | CA | CA |  | 24601_24085_3 | FALSE
| FALSE | CISC | 230 | CISC | 230 | 24601 | VICTOR | 24085 | LUGO | 4 | 172.6075 | 0 | 0 | 0 | 0 | 0.3678 | 469.3 | CA | CA |  | 24601_24085_4 | FALSE
| FALSE | CISC | 230 | CISC | 230 | 24627 | CIMA | 24380 | CIMAT1 | 1 | 2.1157 | 0 | 0 | 0 | 0 | 0.00677 | 312.55 | CA | CA |  | 24627_24380_1 | FALSE
| FALSE | CISC | 230 | CISC | 230 | 24647 | IVANPAH | 25003 | DSRTSTLN | 1 | -73.0649 | 0 | 0 | 0 | 0 | -0.19383 | 376.96 | CA | CA |  | 24647_25003_1 | FALSE
| FALSE | CISC | 230 | CISC | 230 | 24655 | MANZANA | 29408 | WIRLWIND | 1 | 64.5366 | 0 | 0 | 0 | 0 | 0.17691 | 364.8 | CA | CA |  | 24655_29408_1 | FALSE
| FALSE | CISC | 230 | CISC | 230 | 24701 | KRAMER | 24601 | VICTOR | 1 | 113.1228 | 0 | 0 | 0 | 0 | 0.24105 | 469.3 | CA | CA |  | 24701_24601_1 | FALSE
| FALSE | CISC | 230 | CISC | 230 | 24701 | KRAMER | 24601 | VICTOR | 2 | 113.1228 | 0 | 0 | 0 | 0 | 0.24105 | 469.3 | CA | CA |  | 24701_24601_2 | FALSE
| FALSE | CISC | 230 | CISC | 230 | 24795 | SANDLOT | 24701 | KRAMER | 1 | 143.1873 | 0 | 0 | 0 | 0 | 0.28225 | 507.3 | CA | CA |  | 24795_24701_1 | FALSE
| FALSE | CISC | 230 | CISC | 230 | 24795 | SANDLOT | 24717 | COLWATER | 1 | -51.4859 | 0 | 0 | 0 | 0 | -0.10149 | 507.3 | CA | CA |  | 24795_24717_1 | FALSE
| FALSE | CISC | 230 | CISC | 230 | 24795 | SANDLOT | 24796 | ALBA | 1 | 0 | 0 | 0 | 0 | 0 | 0 | 342 | CA | CA |  | 24795_24796_1 | FALSE
| FALSE | CISC | 230 | CISC | 230 | 24795 | SANDLOT | 24797 | OCASO | 1 | 0 | 0 | 0 | 0 | 0 | 0 | 342 | CA | CA |  | 24795_24797_1 | FALSE
| FALSE | CISC | 230 | CISC | 230 | 24855 | PRIMM | 24646 | ELDORDO2 | 1 | 166.2576 | 0 | 0 | 0 | 0 | 0.14645 | 1135.25 | CA | CA |  | 24855_24646_1 | FALSE
| FALSE | CISC | 230 | CISC | 230 | 24855 | PRIMM | 24647 | IVANPAH | 1 | -86.2656 | 0 | 0 | 0 | 0 | -0.076 | 1135.25 | CA | CA |  | 24855_24647_1 | FALSE
| FALSE | CISC | 230 | CISC | 230 | 24855 | PRIMM | 24856 | SILVERST | 1 | -79.9919 | 0 | 0 | 0 | 0 | -0.2121 | 377.15 | CA | CA |  | 24855_24856_1 | FALSE
| FALSE | CISC | 230 | CISC | 230 | 24957 | COLRIVER | 24972 | GENESIS | 1 | -81.3559 | 0 | 0 | 0 | 0 | -0.18617 | 437 | CA | CA |  | 24957_24972_1 | FALSE
| FALSE | CISC | 230 | CISC | 230 | 24972 | GENESIS | 24973 | GENESIS H1 | 1 | -81.3559 | 0 | 0 | 0 | 0 | -0.18617 | 437 | CA | CA |  | 24972_24973_1 | FALSE
| FALSE | CISC | 230 | CISC | 230 | 25001 | GOODRICH | 24091 | MESA CAL | 1 | -102.764 | 0 | 0 | 0 | 0 | -0.10949 | 938.6 | CA | CA |  | 25001_24091_1 | FALSE
| FALSE | CISC | 230 | CISC | 230 | 25100 | MERCHANT | 25108 | CMS2 HS | 1 | -39.0962 | 0 | 0 | 0 | 0 | -0.17219 | 227.05 | CA | CA |  | 25100_25108_1 | FALSE
| FALSE | CISC | 230 | CISC | 230 | 25500 | CALCITE | 24085 | LUGO | 1 | 77.5729 | 0 | 0 | 0 | 0 | 0.28254 | 274.55 | CA | CA |  | 25500_24085_1 | FALSE
| FALSE | CISC | 500 | CISC | 500 | 25660 | MIRA81X2 | 24092 | MIRALOMA | 1 | 156.2383 | 0 | 0 | 0 | 0 | 0.0481 | 3249.95 | CA | CA |  | 25660_24092_1 | FALSE
| FALSE | CISC | 500 | CISC | 500 | 25660 | MIRA81X2 | 24138 | SERRANO | 1 | 311.1906 | 0 | 0 | 0 | 0 | 0.0958 | 3249.95 | CA | CA |  | 25660_24138_1 | FALSE
| FALSE | LDWP | 500 | LDWP | 500 | 26003 | ADELANTO | 26274 | ADL PF BUS 1 | 1 | 0 | 0 | 0 | 0 | 0 | 0 | 9499.05 | CA | CA |  | 26003_26274_1 | FALSE
| FALSE | LDWP | 500 | LDWP | 500 | 26003 | ADELANTO | 26275 | ADL PF BUS 2 | 1 | 0 | 0 | 0 | 0 | 0 | 0 | 9499.05 | CA | CA |  | 26003_26275_1 | FALSE
| FALSE | LDWP | 500 | LDWP | 500 | 26003 | ADELANTO | 26276 | ADL PF BUS 3 | 1 | 0 | 0 | 0 | 0 | 0 | 0 | 9499.05 | CA | CA |  | 26003_26276_1 | FALSE
| FALSE | LDWP | 500 | LDWP | 500 | 26003 | ADELANTO | 26277 | ADL PF BUS 4 | 1 | 0 | 0 | 0 | 0 | 0 | 0 | 9499.05 | CA | CA |  | 26003_26277_1 | FALSE
| FALSE | LDWP | 230 | LDWP | 230 | 26010 | CASTAIC34 | 26250 | CASTAIC12 | 1 | -48.4623 | 0 | 0 | 0 | 0 | -0.0427 | 1135.25 | CA | CA |  | 26010_26250_1 | FALSE
| FALSE | LDWP | 230 | LDWP | 230 | 26025 | HAYNES | 26286 | HAY N | 11 | -0.54449 | 0 | 0 | 0 | 0 | -0.00115 | 475 | CA | CA |  | 26025_26286_11 | FALSE
| FALSE | LDWP | 230 | LDWP | 230 | 26025 | HAYNES | 26286 | HAY N | 12 | -0.54449 | 0 | 0 | 0 | 0 | -0.00115 | 475 | CA | CA |  | 26025_26286_12 | FALSE
| FALSE | LDWP | 230 | LDWP | 230 | 26025 | HAYNES | 26286 | HAY N | 21 | -0.54449 | 0 | 0 | 0 | 0 | -0.00115 | 475 | CA | CA |  | 26025_26286_21 | FALSE
| FALSE | LDWP | 230 | LDWP | 230 | 26025 | HAYNES | 26286 | HAY N | 22 | -0.54449 | 0 | 0 | 0 | 0 | -0.00115 | 475 | CA | CA |  | 26025_26286_22 | FALSE
| FALSE | LDWP | 345 | LDWP | 345 | 26043 | INTERMT | 26278 | INT PF BUS 1 | 1 | 0 | 0 | 0 | 0 | 0 | 0 | 9499.05 | CA | CA |  | 26043_26278_1 | FALSE
| FALSE | LDWP | 345 | LDWP | 345 | 26043 | INTERMT | 26279 | INT PF BUS 2 | 1 | 0 | 0 | 0 | 0 | 0 | 0 | 9499.05 | CA | CA |  | 26043_26279_1 | FALSE
| FALSE | LDWP | 345 | LDWP | 345 | 26043 | INTERMT | 26280 | INT PF BUS 3 | 1 | 0 | 0 | 0 | 0 | 0 | 0 | 9499.05 | CA | CA |  | 26043_26280_1 | FALSE
| FALSE | LDWP | 345 | LDWP | 345 | 26043 | INTERMT | 26281 | INT PF BUS 4 | 1 | 0 | 0 | 0 | 0 | 0 | 0 | 9499.05 | CA | CA |  | 26043_26281_1 | FALSE
| FALSE | LDWP | 500 | LDWP | 500 | 26044 | MARKETPL | 26200 | COPPMTN3 | 1 | -51.2677 | 0 | 0 | 0 | 0 | -0.0348 | 1472.5 | CA | CA |  | 26044_26200_1 | FALSE
| FALSE | LDWP | 287 | LDWP | 287 | 26051 | MEAD | 26266 | VIC15-13 | 1 | 96.144 | 0 | 0 | 0 | 0 | 0.22692 | 423.7 | CA | CA |  | 26051_26266_1 | FALSE
| FALSE | LDWP | 230 | LDWP | 230 | 26063 | RIVER | 26631 | MKT A HI | A | 35.1225 | 0 | 0 | 0 | 0 | 0.16359 | 214.7 | CA | CA |  | 26063_26631_A | FALSE
| FALSE | LDWP | 230 | LDWP | 230 | 26063 | RIVER | 26632 | MKT B HI | B | 45.9557 | 0 | 0 | 0 | 0 | 0.20498 | 224.2 | CA | CA |  | 26063_26632_B | FALSE
| FALSE | LDWP | 230 | LDWP | 230 | 26063 | RIVER | 26633 | MKT C HI | C | 58.2488 | 0 | 0 | 0 | 0 | 0.2713 | 214.7 | CA | CA |  | 26063_26633_C | FALSE
| FALSE | LDWP | 230 | LDWP | 230 | 26063 | RIVER | 26634 | MKT D HI | D | 33.1686 | 0 | 0 | 0 | 0 | 0.14794 | 224.2 | CA | CA |  | 26063_26634_D | FALSE
| FALSE | LDWP | 287 | LDWP | 287 | 26070 | CNTURY1 | 26267 | VIC13-16 | 1 | -179.38 | 0 | 0 | 0 | 0 | -0.42242 | 424.65 | CA | CA |  | 26070_26267_1 | FALSE
| FALSE | LDWP | 287 | LDWP | 287 | 26071 | CNTURY2 | 26265 | VIC18-15 | 1 | -179.687 | 0 | 0 | 0 | 0 | -0.42409 | 423.7 | CA | CA |  | 26071_26265_1 | FALSE
| FALSE | LDWP | 230 | LDWP | 230 | 26078 | TOLUCA | 26268 | TOL E | 1 | 402.5817 | 0 | 0 | 0 | 0 | 0.26602 | 1513.35 | CA | CA |  | 26078_26268_1 | FALSE
| FALSE | LDWP | 230 | LDWP | 230 | 26078 | TOLUCA | 26635 | VN A HI | A | 46.7373 | 0 | 0 | 0 | 0 | 0.21769 | 214.7 | CA | CA |  | 26078_26635_A | FALSE
| FALSE | LDWP | 230 | LDWP | 230 | 26078 | TOLUCA | 26636 | VN B HI | B | 53.4088 | 0 | 0 | 0 | 0 | 0.23822 | 224.2 | CA | CA |  | 26078_26636_B | FALSE
| FALSE | LDWP | 230 | LDWP | 230 | 26078 | TOLUCA | 26637 | VN C HI | C | 66.9511 | 0 | 0 | 0 | 0 | 0.31184 | 214.7 | CA | CA |  | 26078_26637_C | FALSE
| FALSE | LDWP | 230 | LDWP | 230 | 26078 | TOLUCA | 26645 | VN D HI | D | 31.4575 | 0 | 0 | 0 | 0 | 0.11868 | 265.05 | CA | CA |  | 26078_26645_D | FALSE
| FALSE | LDWP | 230 | LDWP | 230 | 26080 | VELASCO | 26286 | HAY N | 1 | -42.9284 | 0 | 0 | 0 | 0 | -0.0709 | 605.15 | CA | CA |  | 26080_26286_1 | FALSE
| FALSE | LDWP | 230 | LDWP | 230 | 26093 | TARZANA | 26087 | OLYMPC | 3 | 75.5057 | 0 | 0 | 0 | 0 | 0.15024 | 502.55 | CA | CA |  | 26093_26087_3 | FALSE
| FALSE | LDWP | 230 | LDWP | 230 | 26093 | TARZANA | 26638 | CAN A HI | A | 60.9377 | 0 | 0 | 0 | 0 | 0.28383 | 214.7 | CA | CA |  | 26093_26638_A | FALSE
| FALSE | LDWP | 230 | LDWP | 230 | 26093 | TARZANA | 26639 | CAN B HI | B | 58.4932 | 0 | 0 | 0 | 0 | 0.27244 | 214.7 | CA | CA |  | 26093_26639_B | FALSE
| FALSE | LDWP | 230 | LDWP | 230 | 26093 | TARZANA | 26640 | CAN C HI | C | 45.2931 | 0 | 0 | 0 | 0 | 0.21096 | 214.7 | CA | CA |  | 26093_26640_C | FALSE
| FALSE | LDWP | 230 | LDWP | 230 | 26097 | SYLMAR1 | 26270 | SYL PF BUS 1 | 1 | 0 | 0 | 0 | 0 | 0 | 0 | 9499.05 | CA | CA |  | 26097_26270_1 | FALSE
| FALSE | LDWP | 230 | LDWP | 230 | 26099 | SYLMAR2 | 26273 | SYL PF BUS 4 | 1 | 0 | 0 | 0 | 0 | 0 | 0 | 9499.05 | CA | CA |  | 26099_26273_1 | FALSE
| FALSE | LDWP | 230 | LDWP | 230 | 26103 | VALLEY | 26268 | TOL E | 2 | 88.017 | 0 | 0 | 0 | 0 | 0.12175 | 722.95 | CA | CA |  | 26103_26268_2 | FALSE
| FALSE | LDWP | 230 | LDWP | 230 | 26170 | SCATT45 | 26066 | SCATERGD | 1 | 106.0114 | 0 | 0 | 0 | 0 | 0.27898 | 380 | CA | CA |  | 26170_26066_1 | FALSE
| FALSE | LDWP | 230 | LDWP | 230 | 26171 | SCATT67 | 26066 | SCATERGD | 1 | 11.0417 | 0 | 0 | 0 | 0 | 0.0291 | 380 | CA | CA |  | 26171_26066_1 | FALSE
| FALSE | LDWP | 230 | LDWP | 230 | 26250 | CASTAIC12 | 26135 | HSKLLCYN | 3 | -29.4442 | 0 | 0 | 0 | 0 | -0.04073 | 722.95 | CA | CA |  | 26250_26135_3 | FALSE
| FALSE | LDWP | 287 | LDWP | 287 | 26265 | VIC18-15 | 26104 | VIC16-18 | 1 | -131.538 | 0 | 0 | 0 | 0 | -0.1393 | 944.3 | CA | CA |  | 26265_26104_1 | FALSE
| FALSE | LDWP | 287 | LDWP | 287 | 26265 | VIC18-15 | 26266 | VIC15-13 | 1 | -48.1487 | 0 | 0 | 0 | 0 | -0.085 | 566.2 | CA | CA |  | 26265_26266_1 | FALSE
| FALSE | LDWP | 287 | LDWP | 287 | 26267 | VIC13-16 | 26104 | VIC16-18 | 1 | -131.385 | 0 | 0 | 0 | 0 | -0.13913 | 944.3 | CA | CA |  | 26267_26104_1 | FALSE
| FALSE | LDWP | 287 | LDWP | 287 | 26267 | VIC13-16 | 26266 | VIC15-13 | 1 | -47.9953 | 0 | 0 | 0 | 0 | -0.0848 | 566.2 | CA | CA |  | 26267_26266_1 | FALSE
| FALSE | LDWP | 230 | LDWP | 230 | 26268 | TOL E | 26081 | ATWATER | 1 | 224.7765 | 0 | 0 | 0 | 0 | 0.33419 | 672.6 | CA | CA |  | 26268_26081_1 | FALSE
| FALSE | LDWP | 230 | LDWP | 230 | 26268 | TOL E | 26082 | HOLYWD_E | 1 | 67.3822 | 0 | 0 | 0 | 0 | 0.18187 | 370.5 | CA | CA |  | 26268_26082_1 | FALSE
| FALSE | LDWP | 230 | LDWP | 230 | 26268 | TOL E | 26182 | HOLYWD_F | 3 | 65.6135 | 0 | 0 | 0 | 0 | 0.0908 | 722.95 | CA | CA |  | 26268_26182_3 | FALSE
| FALSE | LDWP | 230 | LDWP | 230 | 26286 | HAY N | 26081 | ATWATER | 1 | 4.8202 | 0 | 0 | 0 | 0 | 0.00797 | 605.15 | CA | CA |  | 26286_26081_1 | FALSE
| FALSE | CISC | 230 | CISC | 230 | 29406 | HIGHWIND | 29468 | MANDIBLE | 1 | -60.8212 | 0 | 0 | 0 | 0 | -0.1772 | 343.235 | CA | CA |  | 29406_29468_1 | FALSE
| FALSE | CISC | 230 | CISC | 230 | 29408 | WIRLWIND | 29440 | KINGBIRD | 1 | -103.183 | 0 | 0 | 0 | 0 | -0.25508 | 404.51 | CA | CA |  | 29408_29440_1 | FALSE
| FALSE | CISC | 230 | CISC | 230 | 29408 | WIRLWIND | 29530 | AVENUE | 1 | -100.587 | 0 | 0 | 0 | 0 | -0.24866 | 404.51 | CA | CA |  | 29408_29530_1 | FALSE
| FALSE | CISC | 230 | CISC | 230 | 29408 | WIRLWIND | 29550 | ROSE MDW | 1 | -110.732 | 0 | 0 | 0 | 0 | -0.18212 | 608 | CA | CA |  | 29408_29550_1 | FALSE
| FALSE | CISC | 230 | CISC | 230 | 29440 | KINGBIRD | 29441 | FREEBIRD | 1 | -66.9026 | 0 | 0 | 0 | 0 | -0.16539 | 404.51 | CA | CA |  | 29440_29441_1 | FALSE
| FALSE | CISC | 230 | CISC | 230 | 29469 | NSR_Sub | 29468 | MANDIBLE | 1 | 60.8212 | 0 | 0 | 0 | 0 | 0.15029 | 404.7 | CA | CA |  | 29469_29468_1 | FALSE
| FALSE | CISC | 230 | CISC | 230 | 29516 | VINCNT2 | 24091 | MESA CAL | 1 | 239.8525 | 0 | 0 | 0 | 0 | 0.25554 | 938.6 | CA | CA |  | 29516_24091_1 | FALSE
| FALSE | CISC | 230 | CISC | 230 | 29516 | VINCNT2 | 24128 | S.CLARA | 1 | 125.7093 | 0 | 0 | 0 | 0 | 0.28892 | 435.1 | CA | CA |  | 29516_24128_1 | FALSE
| FALSE | CISC | 230 | CISC | 230 | 29570 | SUNCREEK | 29571 | SUB 6A | 1 | -116.346 | 0 | 0 | 0 | 0 | -0.24455 | 475.76 | CA | CA |  | 29570_29571_1 | FALSE
| FALSE | CISC | 230 | CISC | 230 | 29570 | SUNCREEK | 29572 | SUB 6B | 1 | -31.0841 | 0 | 0 | 0 | 0 | -0.0906 | 343.235 | CA | CA |  | 29570_29572_1 | FALSE
| FALSE | CISC | 230 | CISC | 230 | 29574 | SUB 6D | 29575 | SUB 6E | 1 | -48.688 | 0 | 0 | 0 | 0 | -0.10234 | 475.76 | CA | CA |  | 29574_29575_1 | FALSE
| FALSE | CIPV | 230 | CIPV | 230 | 30104 | COTWD_E2 | 30111 | LOGAN CR | 1 | 66.9351 | 0 | 0 | 0 | 0 | 0.16657 | 401.85 | CA | CA |  | 30104_30111_1 | FALSE
| FALSE | CIPV | 230 | CIPV | 230 | 30104 | COTWD_E2 | 30245 | ROUND MT | 2 | -80.8353 | 0 | 0 | 0 | 0 | -0.19615 | 412.11 | CA | CA |  | 30104_30245_2 | FALSE
| FALSE | CIPV | 230 | CIPV | 230 | 30107 | COTWD_F2 | 30104 | COTWD_E2 | 1 | -39.9512 | 0 | 0 | 0 | 0 | -0.0528 | 756.2 | CA | CA |  | 30107_30104_1 | FALSE
| FALSE | CIPV | 230 | CIPV | 230 | 30107 | COTWD_F2 | 30108 | BRNY_FST | 1 | -73.0851 | 0 | 0 | 0 | 0 | -0.21531 | 339.435 | CA | CA |  | 30107_30108_1 | FALSE
| FALSE | CIPV | 230 | CIPV | 230 | 30107 | COTWD_F2 | 30110 | GLENN | 1 | 49.0056 | 0 | 0 | 0 | 0 | 0.11096 | 441.655 | CA | CA |  | 30107_30110_1 | FALSE
| FALSE | CIPV | 230 | CIPV | 230 | 30506 | 0227-WD | 30505 | WEBER | 1 | 0 | 0 | 0 | 0 | 0 | 0 | 949.0499 | CA | CA |  | 30506_30505_1 | FALSE
| FALSE | CIPB | 230 | CIPB | 230 | 30519 | MARSHLD2 | 30525 | C.COSTAPPD | 2 | 1.3835 | 0 | 0 | 0 | 0 | 0.00249 | 555.465 | CA | CA |  | 30519_30525_2 | FALSE
| FALSE | CIPB | 230 | CIPB | 230 | 30524 | 0354-WD | 30523 | CC SUB | 1 | 0 | 0 | 0 | 0 | 0 | 0 | 949.0499 | CA | CA |  | 30524_30523_1 | FALSE
| FALSE | CIPB | 230 | CIPB | 230 | 30531 | 0162-WD | 30530 | CAYETANO | 1 | 0 | 0 | 0 | 0 | 0 | 0 | 949.0499 | CA | CA |  | 30531_30530_1 | FALSE
| FALSE | CIPB | 230 | CIPB | 230 | 30537 | NDUBLIN | 35219 | VINEYARD | 1 | 116.6617 | 0 | 0 | 0 | 0 | 0.307 | 380 | CA | CA |  | 30537_35219_1 | FALSE
| FALSE | TIDC | 230 | CIPV | 230 | 30670 | WESTLEY | 30763 | QUINTO_SS | 1 | -305.882 | 0 | 0 | 0 | 0 | -0.26944 | 1135.25 | CA | CA |  | 30670_30763_1 | FALSE
| FALSE | CIPV | 230 | CIPV | 230 | 30763 | QUINTO_SS | 30764 | Q577 | 1 | -31.9797 | 0 | 0 | 0 | 0 | -0.13629 | 234.65 | CA | CA |  | 30763_30764_1 | FALSE
| FALSE | CIPV | 230 | CIPV | 230 | 30763 | QUINTO_SS | 30765 | LOSBANOS | 1 | -273.902 | 0 | 0 | 0 | 0 | -0.24127 | 1135.25 | CA | CA |  | 30763_30765_1 | FALSE
| FALSE | CIPV | 230 | CIPV | 230 | 30940 | STCKDLEA | 30945 | KERN PP | 1 | -25.8692 | 0 | 0 | 0 | 0 | -0.0628 | 412.11 | CA | CA |  | 30940_30945_1 | FALSE
| FALSE | CIPV | 230 | CIPV | 230 | 30970 | MIDWAY | 30945 | KERN PP | 3 | 101.7449 | 0 | 0 | 0 | 0 | 0.10445 | 974.1299 | CA | CA |  | 30970_30945_3 | FALSE
| FALSE | CIPV | 230 | CIPV | 230 | 30970 | MIDWAY | 30945 | KERN PP | 4 | 103.6665 | 0 | 0 | 0 | 0 | 0.10642 | 974.1299 | CA | CA |  | 30970_30945_4 | FALSE
| FALSE | BANC | 230 | BANC | 230 | 37014 | POCKET | 37029 | FRANKLN | 2 | -34.6566 | 0 | 0 | 0 | 0 | -0.0458 | 756.865 | CA | CA |  | 37014_37029_2 | FALSE
| FALSE | BANC | 230 | BANC | 230 | 37016 | RNCHSECO | 37029 | FRANKLN | 2 | 85.6032 | 0 | 0 | 0 | 0 | 0.1131 | 756.865 | CA | CA |  | 37016_37029_2 | FALSE
| FALSE | BANC | 230 | CIPV | 230 | 37552 | COTWWAP2 | 30107 | COTWD_F2 | 1 | -109.896 | 0 | 0 | 0 | 0 | -0.14514 | 757.15 | CA | CA |  | 37552_30107_1 | FALSE
| FALSE | BANC | 230 | BANC | 230 | 37552 | COTWWAP2 | 37567 | ROSEVILL | 1 | 111.4229 | 0 | 0 | 0 | 0 | 0.26901 | 414.2 | CA | CA |  | 37552_37567_1 | FALSE
| FALSE | BANC | 230 | BANC | 230 | 37558 | KE_NORTH | 37593 | KE_TBUS | 1 | 4.3556 | 0 | 0 | 0 | 0 | 0.00959 | 454.1 | CA | CA |  | 37558_37593_1 | FALSE
| FALSE | BANC | 230 | BANC | 230 | 37565 | OLINDAW | 37552 | COTWWAP2 | 2 | -36.5261 | 0 | 0 | 0 | 0 | -0.0489 | 746.7 | CA | CA |  | 37565_37552_2 | FALSE
| FALSE | BANC | 230 | BANC | 230 | 37565 | OLINDAW | 37591 | KE_SOUTH | 1 | -29.2682 | 0 | 0 | 0 | 0 | -0.04612 | 634.6 | CA | CA |  | 37565_37591_1 | FALSE
| FALSE | BANC | 230 | BANC | 230 | 37569 | FLANAGAN | 37591 | KE_SOUTH | 1 | 108.2507 | 0 | 0 | 0 | 0 | 0.1446 | 748.6 | CA | CA |  | 37569_37591_1 | FALSE
| FALSE | BANC | 230 | BANC | 230 | 37591 | KE_SOUTH | 37520 | OBANION | 1 | 103.2656 | 0 | 0 | 0 | 0 | 0.33653 | 306.85 | CA | CA |  | 37591_37520_1 | FALSE
| FALSE | BANC | 230 | BANC | 230 | 37591 | KE_SOUTH | 37531 | WHISKEYF | 1 | -24.708 | 0 | 0 | 0 | 0 | -0.0765 | 323 | CA | CA |  | 37591_37531_1 | FALSE
| FALSE | BANC | 230 | BANC | 230 | 37591 | KE_SOUTH | 37593 | KE_TBUS | 1 | -4.3556 | 0 | 0 | 0 | 0 | -0.00959 | 454.1 | CA | CA |  | 37591_37593_1 | FALSE
| FALSE | BANC | 230 | BANC | 230 | 37592 | KE_JBUS | 37558 | KE_NORTH | 1 | -13.4917 | 0 | 0 | 0 | 0 | -0.02971 | 454.1 | CA | CA |  | 37592_37558_1 | FALSE
| FALSE | BANC | 230 | BANC | 230 | 37592 | KE_JBUS | 37591 | KE_SOUTH | 1 | -4.7805 | 0 | 0 | 0 | 0 | -0.01053 | 454.1 | CA | CA |  | 37592_37591_1 | FALSE
| FALSE | BPAT | 230 | BPAT | 230 | 40027 | ALBANY | 40942 | SANTIAM# | 1 | -146.577 | 0 | 0 | 0 | 0 | -0.29339 | 499.605 | NW | NW |  | 40027_40942_1 | FALSE
| FALSE | BPAT | 230 | BPAT | 230 | 40043 | ALLSTN E | 40044 | ALLSTN W | BS | 23.6976 | 0 | 0 | 0 | 0 | 0.0161 | 1474.115 | NW | NW |  | 40043_40044_BS | FALSE
| FALSE | BPAT | 69 | PACW | 69 | 40069 | AUSTIN# | 45002 | ADINTAP | 1 | -6.4364 | 0 | 0 | 0 | 0 | -0.12319 | 52.25 | NW | NW |  | 40069_45002_1 | FALSE
| FALSE | BPAT | 69 | PACW | 69 | 40069 | AUSTIN# | 45005 | ALTURAS | 1 | 0 | 0 | 0 | 0 | 0 | 0 | 52.25 | NW | NW |  | 40069_45005_1 | FALSE
| FALSE | BPAT | 230 | BPAT | 230 | 40084 | BELL S0 | 40092 | BELL S4 | BS | -21.2205 | 0 | 0 | 0 | 0 | -0.0138 | 1541.09 | NW | NW |  | 40084_40092_BS | FALSE
| FALSE | BPAT | 230 | BPAT | 230 | 40084 | BELL S0 | 41275 | WESTBPA1 | 1 | 103.0416 | 0 | 0 | 0 | 0 | 0.14977 | 687.99 | NW | NW |  | 40084_41275_1 | FALSE
| FALSE | BPAT | 230 | BPAT | 230 | 40086 | BELL S1 | 40088 | BELL S2 | BS | 28.1937 | 0 | 0 | 0 | 0 | 0.0274 | 1027.425 | NW | NW |  | 40086_40088_BS | FALSE
| FALSE | BPAT | 230 | BPAT | 230 | 40086 | BELL S1 | 40089 | DAY_MT_SPKN+ | 1 | -110.015 | 0 | 0 | 0 | 0 | -0.17101 | 643.34 | NW | NW |  | 40086_40089_1 | FALSE
| FALSE | BPAT | 230 | BPAT | 230 | 40088 | BELL S2 | 40090 | BELL S3 | BS | -19.4712 | 0 | 0 | 0 | 0 | -0.019 | 1027.425 | NW | NW |  | 40088_40090_BS | FALSE
| FALSE | BPAT | 230 | BPAT | 230 | 40089 | DAY_MT_SPKN+ | 40909 | SACHEEN | 1 | -113.877 | 0 | 0 | 0 | 0 | -0.17701 | 643.34 | NW | NW |  | 40089_40909_1 | FALSE
| FALSE | BPAT | 230 | BPAT | 230 | 40090 | BELL S3 | 40092 | BELL S4 | BS | 51.8782 | 0 | 0 | 0 | 0 | 0.025247 | 2054.85 | NW | NW |  | 40090_40092_BS | FALSE
| FALSE | BPAT | 230 | BPAT | 230 | 40141 | NBONVL E | 40142 | NBONVL W | BS | 93.8319 | 0 | 0 | 0 | 0 | 0.0913 | 1027.425 | NW | NW |  | 40141_40142_BS | FALSE
| FALSE | BPAT | 230 | BPAT | 230 | 40141 | NBONVL E | 41092 | TROUTD E | 2 | 105.1876 | 0 | 0 | 0 | 0 | 0.21216 | 495.805 | NW | NW |  | 40141_41092_2 | FALSE
| FALSE | BPAT | 230 | BPAT | 230 | 40145 | BOUNDRYE | 40146 | BOUNDRYW | BS | -0.0598 | 0 | 0 | 0 | 0 | -5.82e-05 | 1027.425 | NW | NW |  | 40145_40146_BS | FALSE
| FALSE | BPAT | 59.8 | PGE | 59.8 | 40209 | CHEMAWA | 43376 | COVANTTP | 1 | 4.0287 | 0 | 0 | 0 | 0 | 0.0359 | 112.1 | NW | NW |  | 40209_43376_1 | FALSE
| FALSE | BPAT | 230 | BPAT | 230 | 40230 | CHIEF_JO_1 | 40232 | CHIEF_JO_2 | BS | 132.975 | 0 | 0 | 0 | 0 | 0.11676 | 1138.86 | NW | NW |  | 40230_40232_BS | FALSE
| FALSE | BPAT | 230 | BPAT | 230 | 40249 | COLMBA_FLS_W | 40248 | COLMBA_FLS_E | BS | -37.1629 | 0 | 0 | 0 | 0 | -0.0408 | 911.05 | NW | NW |  | 40249_40248_BS | FALSE
| FALSE | BPAT | 230 | BPAT | 230 | 40262 | COLUMBIA_S | 44276 | BETTAS_RD | 1 | 118.9997 | 0 | 0 | 0 | 0 | 0.17419 | 683.145 | NW | NW |  | 40262_44276_1 | FALSE
| FALSE | BPAT | 230 | CHPD | 230 | 40262 | COLUMBIA_S | 46809 | MCKENZIE | 1 | -122.71 | 0 | 0 | 0 | 0 | -0.20262 | 605.625 | NW | NW |  | 40262_46809_1 | FALSE
| FALSE | BPAT | 230 | BPAT | 230 | 40303 | COVINGTW | 41050 | TACOMA S | 4 | 46.1824 | 0 | 0 | 0 | 0 | 0.0722 | 639.54 | NW | NW |  | 40303_41050_4 | FALSE
| FALSE | BPAT | 230 | BPAT | 230 | 40305 | COVINGTM | 40304 | COVINGTE | BS | 259.6558 | 0 | 0 | 0 | 0 | 0.13215 | 1964.885 | NW | NW |  | 40305_40304_BS | FALSE
| FALSE | BPAT | 230 | BPAT | 230 | 40409 | FAIRVIEW | 40410 | FAIRVEW2 | BS | 12.3351 | 0 | 0 | 0 | 0 | 0.0126 | 982.6801 | NW | NW |  | 40409_40410_BS | FALSE
| FALSE | BPAT | 230 | BPAT | 230 | 40598 | KEELER E | 40599 | KEELER W | BS | 247.568 | 0 | 0 | 0 | 0 | 0.16794 | 1474.115 | NW | NW |  | 40598_40599_BS | FALSE
| FALSE | BPAT | 230 | AVA | 230 | 40624 | LANCASTR | 48357 | RATHDRUM | 1 | 40.5252 | 0 | 0 | 0 | 0 | 0.0409 | 991.515 | NW | NW |  | 40624_48357_1 | FALSE
| FALSE | BPAT | 230 | BPAT | 230 | 40627 | LANE S1 | 40628 | LANE S2 | BS | -170.19 | 0 | 0 | 0 | 0 | -0.11545 | 1474.115 | NW | NW |  | 40627_40628_BS | FALSE
| FALSE | BPAT | 230 | PGE | 230 | 40664 | CEN FERY | 43950 | MULLAN | 1 | -68.8513 | 0 | 0 | 0 | 0 | -0.18973 | 362.9 | NW | NW |  | 40664_43950_1 | FALSE
| FALSE | BPAT | 230 | BPAT | 230 | 40671 | LONGVIEW_M | 40672 | LONGVANX | BS | -117.331 | 0 | 0 | 0 | 0 | -0.1076 | 1090.41 | NW | NW |  | 40671_40672_BS | FALSE
| FALSE | BPAT | 230 | BPAT | 230 | 40793 | OLYMPIA | 40792 | OLYMPIA_W | BS | 162.7567 | 0 | 0 | 0 | 0 | 0.16562 | 982.6801 | NW | NW |  | 40793_40792_BS | FALSE
| FALSE | BPAT | 230 | BPAT | 230 | 40793 | OLYMPIA | 40794 | OLYMPIA_E | BS | -136.915 | 0 | 0 | 0 | 0 | -0.0929 | 1474.115 | NW | NW |  | 40793_40794_BS | FALSE
| FALSE | BPAT | 230 | BPAT | 230 | 40824 | PEARL E | 40826 | PEARL W | BS | 113.7578 | 0 | 0 | 0 | 0 | 0.0579 | 1965.455 | NW | NW |  | 40824_40826_BS | FALSE
| FALSE | BPAT | 230 | BPAT | 230 | 40875 | RDMND_E | 40876 | RDMND_W | BS | 60.3606 | 0 | 0 | 0 | 0 | 0.066254 | 911.05 | NW | NW |  | 40875_40876_BS | FALSE
| FALSE | BPAT | 230 | BPAT | 230 | 40939 | SANTIAM WEST | 40942 | SANTIAM# | 1 | 173.6369 | 0 | 0 | 0 | 0 | 0.34755 | 499.605 | NW | NW |  | 40939_40942_1 | FALSE
| FALSE | BPAT | 230 | BPAT | 230 | 40944 | SANTIAM TX | 40942 | SANTIAM# | 1 | -27.06 | 0 | 0 | 0 | 0 | -0.0737 | 367.08 | NW | NW |  | 40944_40942_1 | FALSE
| FALSE | BPAT | 230 | DOPD | 230 | 40974 | SICKLER TX | 47031 | DOUGLAS | 1 | -271.018 | 0 | 0 | 0 | 0 | -0.15568 | 1740.875 | NW | NW |  | 40974_47031_1 | FALSE
| FALSE | BPAT | 230 | BPAT | 230 | 41004 | SNOKING_S1 | 41006 | SNOKING_S2 | BS | -147.925 | 0 | 0 | 0 | 0 | -0.15053 | 982.6801 | NW | NW |  | 41004_41006_BS | FALSE
| FALSE | BPAT | 230 | BPAT | 230 | 41006 | SNOKING_S2 | 41008 | SNOKING_S3 | BS | 122.2164 | 0 | 0 | 0 | 0 | 0.14011 | 872.2899 | NW | NW |  | 41006_41008_BS | FALSE
| FALSE | BPAT | 230 | TPWR | 230 | 41050 | TACOMA S | 46609 | COWLITZ | 1 | 141.7251 | 0 | 0 | 0 | 0 | 0.21849 | 648.66 | NW | NW |  | 41050_46609_1 | FALSE
| FALSE | BPAT | 230 | BPAT | 230 | 41092 | TROUTD E | 41094 | TROUTD W | BS | 41.4431 | 0 | 0 | 0 | 0 | 0.0403 | 1027.425 | NW | NW |  | 41092_41094_BS | FALSE
| FALSE | BPAT | 230 | BPAT | 230 | 41111 | VANTAGE_N | 41112 | VANTAGE_S | BS | 124.56 | 0 | 0 | 0 | 0 | 0.0808 | 1541.09 | NW | NW |  | 41111_41112_BS | FALSE
| FALSE | BPAT | 230 | PACW | 230 | 41111 | VANTAGE_N | 45245 | POMONA H | 1 | 65.8587 | 0 | 0 | 0 | 0 | 0.10568 | 623.2 | NW | NW |  | 41111_45245_1 | FALSE
| FALSE | BPAT | 500 | BPAT | 500 | 41311 | CELILO1 | 41312 | CELILO2 | BS | -0.27705 | 0 | 0 | 0 | 0 | -6.2e-05 | 4467.09 | NW | NW |  | 41311_41312_BS | FALSE
| FALSE | BPAT | 230 | BPAT | 230 | 41327 | SNOHOMISH_S1 | 41328 | SNOHOMISH_S2 | BS | -209.997 | 0 | 0 | 0 | 0 | -0.2137 | 982.6801 | NW | NW |  | 41327_41328_BS | FALSE
| FALSE | BPAT | 230 | BPAT | 230 | 41328 | SNOHOMISH_S2 | 41329 | SNOHOMISH_S3 | BS | -23.3032 | 0 | 0 | 0 | 0 | -0.0237 | 982.6801 | NW | NW |  | 41328_41329_BS | FALSE
| FALSE | BPAT | 230 | BPAT | 230 | 41329 | SNOHOMISH_S3 | 41330 | SNOHOMISH_S4 | BS | 100.5326 | 0 | 0 | 0 | 0 | 0.1023 | 982.6801 | NW | NW |  | 41329_41330_BS | FALSE
| FALSE | BPAT | 230 | BPAT | 230 | 41341 | BIG_EDDY1 | 41342 | BIG_EDDY2 | BS | -9.3184 | 0 | 0 | 0 | 0 | -0.00545 | 1708.385 | NW | NW |  | 41341_41342_BS | FALSE
| FALSE | BPAT | 230 | BPAT | 230 | 41346 | MIDWAYB1 | 41347 | MIDWAYB2 | BS | -130.258 | 0 | 0 | 0 | 0 | -0.19062 | 683.335 | NW | NW |  | 41346_41347_BS | FALSE
| FALSE | BPAT | 230 | BPAT | 230 | 41347 | MIDWAYB2 | 41348 | MIDWAYB3 | BS | -94.8407 | 0 | 0 | 0 | 0 | -0.13879 | 683.335 | NW | NW |  | 41347_41348_BS | FALSE
| FALSE | BPAT | 230 | BPAT | 230 | 41351 | MCNRY S1 | 41352 | MCNRY S2 | BS | 36.5325 | 0 | 0 | 0 | 0 | 0.0322 | 1135.345 | NW | NW |  | 41351_41352_BS | FALSE
| FALSE | BPAT | 230 | BPAT | 230 | 41352 | MCNRY S2 | 41353 | MCNRY S3 | BS | 147.4289 | 0 | 0 | 0 | 0 | 0.14349 | 1027.425 | NW | NW |  | 41352_41353_BS | FALSE
| FALSE | BPAT | 230 | BPAT | 230 | 41356 | GND_COULE_S1 | 41357 | GND_COULE_S2 | BS | -13.2395 | 0 | 0 | 0 | 0 | -0.00736 | 1797.97 | NW | NW |  | 41356_41357_BS | FALSE
| FALSE | BPAT | 230 | BPAT | 230 | 41357 | GND_COULE_S2 | 41358 | GND_COULE_S3 | BS | -52.5861 | 0 | 0 | 0 | 0 | -0.0292 | 1797.97 | NW | NW |  | 41357_41358_BS | FALSE
| FALSE | PSEI | 230 | BPAT | 230 | 42505 | CHRISTOP | 41050 | TACOMA S | 2 | -34.4985 | 0 | 0 | 0 | 0 | -0.0518 | 666.045 | NW | NW |  | 42505_41050_2 | FALSE
| FALSE | PSEI | 115 | TPWR | 115 | 42530 | STARWOOD | 46774 | STARWDTA | 1 | -74.5843 | 0 | 0 | 0 | 0 | -0.32849 | 227.05 | NW | NW |  | 42530_46774_1 | FALSE
| FALSE | PSEI | 115 | BPAT | 115 | 42800 | OLYMPA P | 40791 | OLYMPIA E | 2 | -65.3227 | 0 | 0 | 0 | 0 | -0.20786 | 314.26 | NW | NW |  | 42800_40791_2 | FALSE
| FALSE | PSEI | 115 | BPAT | 115 | 42809 | OLY P N | 40791 | OLYMPIA E | 1 | -64.8638 | 0 | 0 | 0 | 0 | -0.2064 | 314.26 | NW | NW |  | 42809_40791_1 | FALSE
| FALSE | PGE | 500 | PGE | 500 | 43046 | CARTY | 43048 | GRASSLND | 1 | 276.9693 | 0 | 0 | 0 | 0 | 0.50792 | 545.3 | NW | NW |  | 43046_43048_1 | FALSE
| FALSE | PGE | 500 | BPAT | 500 | 43048 | GRASSLND | 40989 | SLATT | 1 | 276.9693 | 0 | 0 | 0 | 0 | 0.24834 | 1115.3 | NW | NW |  | 43048_40989_1 | FALSE
| FALSE | PGE | 115 | BPAT | 115 | 43615 | TWR22-4S | 47274 | FAIRGROUNDS+ | 1 | 11.4646 | 0 | 0 | 0 | 0 | 0.0748 | 153.235 | NW | NW |  | 43615_47274_1 | FALSE
| FALSE | PGE | 230 | BPAT | 230 | 43685 | BLUELAKE | 41092 | TROUTD E | 2 | -160.084 | 0 | 0 | 0 | 0 | -0.17125 | 934.7999 | NW | NW |  | 43685_41092_2 | FALSE
| FALSE | PGE | 115 | PACW | 115 | 43820 | MARQUAM | 45173 | LINCOLN | 1 | -0.64651 | 0 | 0 | 0 | 0 | -0.00262 | 247 | NW | NW |  | 43820_45173_1 | FALSE
| FALSE | PACW | 230 | PACW | 230 | 44515 | SAMS VLY | 45123 | GRANT PS | 1 | 56.9464 | 0 | 0 | 0 | 0 | 0.0953 | 597.55 | NW | NW |  | 44515_45123_1 | FALSE
| FALSE | PACW | 500 | TH_Malin | 500 | 44516 | SNOGOOSE | 45035 | CAPTJACK | 1 | 156.0967 | 0 | 0 | 0 | 0 | 0.0409 | 3819.95 | NW | NW |  | 44516_45035_1 | FALSE
| FALSE | PACW | 500 | PACW | 500 | 44516 | SNOGOOSE | 45262 | KFALLS | 1 | -236.72 | 0 | 0 | 0 | 0 | -0.068 | 3479.85 | NW | NW |  | 44516_45262_1 | FALSE
| FALSE | PACW | 230 | PACW | 230 | 44517 | SNOGOOSE | 45161 | KLAFALLS | 1 | 142.0808 | 0 | 0 | 0 | 0 | 0.24319 | 584.25 | NW | NW |  | 44517_45161_1 | FALSE
| FALSE | PACW | 230 | PACW | 230 | 44517 | SNOGOOSE | 45189 | MALIN | 1 | -61.4574 | 0 | 0 | 0 | 0 | -0.10519 | 584.25 | NW | NW |  | 44517_45189_1 | FALSE
| FALSE | PGE | 115 | PACW | 115 | 43237 | HARSNPGE | 44530 | HARISN E | 1 | -8.7302 | 0 | 0 | 0 | 0 | -0.0345 | 252.7 | NW | NW |  | 43237_44530_1 | FALSE
| FALSE | GCPD | 230 | BPAT | 230 | 46001 | ANC LK T | 40262 | COLUMBIA_S | 1 | -17.7114 | 0 | 0 | 0 | 0 | -0.03023 | 585.865 | NW | NW |  | 46001_40262_1 | FALSE
| FALSE | GCPD | 230 | GCPD | 230 | 46044 | GENEVA | 46045 | MATTAWA | 1 | 51.5768 | 0 | 0 | 0 | 0 | 0.088 | 585.865 | NW | NW |  | 46044_46045_1 | FALSE
| FALSE | GCPD | 230 | GCPD | 230 | 46044 | GENEVA | 46169 | WANAPUM | 1 | -62.3317 | 0 | 0 | 0 | 0 | -0.10639 | 585.865 | NW | NW |  | 46044_46169_1 | FALSE
| FALSE | DOPD | 115 | BPAT | 115 | 47067 | NILLES C | 40436 | E_OMAK# | 1 | 9.608 | 0 | 0 | 0 | 0 | 0.0907 | 105.925 | NW | NW |  | 47067_40436_1 | FALSE
| FALSE | PSEI | 115 | BPAT | 115 | 47068 | FERNDALE# | 40093 | BELLNGHM | 1 | 9.7426 | 0 | 0 | 0 | 0 | 0.074206 | 131.29 | NW | NW |  | 47068_40093_1 | FALSE
| FALSE | DOPD | 230 | BPAT | 230 | 47082 | RAPIDS | 40262 | COLUMBIA_S | 1 | 112.8155 | 0 | 0 | 0 | 0 | 0.17025 | 662.625 | NW | NW |  | 47082_40262_1 | FALSE
| FALSE | BPAT | 115 | SPPC | 115 | 47160 | FIELDS_SS | 64051 | MCDERMIT_SS | 1 | 0 | 0 | 0 | 0 | 0 | 0 | 87.02 | NW | Inland |  | 47160_64051_1 | FALSE
| FALSE | AVA | 230 | AVA | 230 | 48037 | BENEWAH | 48432 | THORNTON | 1 | 19.9719 | 0 | 0 | 0 | 0 | 0.0198 | 1006.335 | NW | NW |  | 48037_48432_1 | FALSE
| FALSE | AVA | 230 | AVA | 230 | 48432 | THORNTON | 48385 | SHAWNEE | 1 | 44.1235 | 0 | 0 | 0 | 0 | 0.0583 | 756.865 | NW | NW |  | 48432_48385_1 | FALSE
| FALSE | AVA | 230 | BPAT | 230 | 48524 | BOULDER | 40624 | LANCASTR | 1 | -137.214 | 0 | 0 | 0 | 0 | -0.13839 | 991.515 | NW | NW |  | 48524_40624_1 | FALSE
| FALSE | AVA | 230 | AVA | 230 | 48863 | PALOUSE_WIND | 48432 | THORNTON | 1 | 24.1516 | 0 | 0 | 0 | 0 | 0.15959 | 151.335 | NW | NW |  | 48863_48432_1 | FALSE
| FALSE | BCHA | 230 | BCHA | 230 | 50016 | CKY 230 | 51596 | RBW 2P | 1 | -123.979 | 0 | 0 | 0 | 0 | -0.40949 | 302.765 | CAN | CAN |  | 50016_51596_1 | FALSE
| FALSE | BCHA | 230 | BCHA | 230 | 50018 | MDN 230 | 81040 | FCQ 230 | 1 | 18.201 | 0 | 0 | 0 | 0 | 0.00481 | 3784.135 | CAN | CAN |  | 50018_81040_1 | FALSE
| FALSE | BCHA | 230 | BCHA | 230 | 50019 | COK 230 | 80959 | COK 39P1 | 1 | 98.658 | 0 | 0 | 0 | 0 | 0.20068 | 491.625 | CAN | CAN |  | 50019_80959_1 | FALSE
| FALSE | BCHA | 230 | BCHA | 230 | 50036 | RBW 2T2 | 51596 | RBW 2P | 1 | -1.0033 | 0 | 0 | 0 | 0 | -0.00193 | 520.79 | CAN | CAN |  | 50036_51596_1 | FALSE
| FALSE | BCHA | 230 | BCHA | 230 | 50037 | PEM 230 | 51149 | PEM 1P | 1 | 3.6814 | 0 | 0 | 0 | 0 | 0.0122 | 302.765 | CAN | CAN |  | 50037_51149_1 | FALSE
| FALSE | BCHA | 230 | BCHA | 230 | 50038 | RBW 2T1 | 50883 | RBW 1P | 1 | -10.5904 | 0 | 0 | 0 | 0 | -0.035 | 302.765 | CAN | CAN |  | 50038_50883_1 | FALSE
| FALSE | BCHA | 230 | BCHA | 230 | 50187 | BRT 230 | 51149 | PEM 1P | 1 | 75.0124 | 0 | 0 | 0 | 0 | 0.24776 | 302.765 | CAN | CAN |  | 50187_51149_1 | FALSE
| FALSE | BCHA | 230 | BCHA | 230 | 50367 | HSY 230 | 80914 | GTP 230 | 1 | 15.9747 | 0 | 0 | 0 | 0 | 0.0944 | 169.195 | CAN | CAN |  | 50367_80914_1 | FALSE
| FALSE | BCHA | 287 | BCHA | 287 | 50458 | MIN 287 | 81045 | LN4 287 | 1 | 120.35 | 0 | 0 | 0 | 0 | 0.0255 | 4721.975 | CAN | CAN |  | 50458_81045_1 | FALSE
| FALSE | BCHA | 230 | BCHA | 230 | 50548 | BLM 230 | 50551 | TLR 230 | 1 | -0.844 | 0 | 0 | 0 | 0 | -0.00186 | 454.1 | CAN | CAN |  | 50548_50551_1 | FALSE
| FALSE | BCHA | 230 | BCHA | 230 | 50557 | SNK 230 | 51580 | DKT 230 | 1 | -29.6599 | 0 | 0 | 0 | 0 | -0.0612 | 484.405 | CAN | CAN |  | 50557_51580_1 | FALSE
| FALSE | BCHA | 230 | BCHA | 230 | 50691 | NIC 230 | 50694 | VVW 230 | 1 | 97.4992 | 0 | 0 | 0 | 0 | 0.32203 | 302.765 | CAN | CAN |  | 50691_50694_1 | FALSE
| FALSE | BCHA | 230 | BCHA | 230 | 50883 | RBW 1P | 51149 | PEM 1P | 1 | -78.6938 | 0 | 0 | 0 | 0 | -0.2111 | 372.78 | CAN | CAN |  | 50883_51149_1 | FALSE
| FALSE | BCHA | 230 | BCHA | 230 | 50883 | RBW 1P | 80355 | FCN 2B2 | 1 | 68.1034 | 0 | 0 | 0 | 0 | 0.22494 | 302.765 | CAN | CAN |  | 50883_80355_1 | FALSE
| FALSE | BCHA | 287 | BCHA | 287 | 51112 | BQN 287 | 80919 | TAT 287 | 1 | 27.0619 | 0 | 0 | 0 | 0 | 0.0478 | 566.675 | CAN | CAN |  | 51112_80919_1 | FALSE
| FALSE | BCHA | 287 | BCHA | 287 | 51113 | RDC 287 | 80919 | TAT 287 | 1 | -26.937 | 0 | 0 | 0 | 0 | -0.031 | 869.915 | CAN | CAN |  | 51113_80919_1 | FALSE
| FALSE | BCHA | 230 | BCHA | 230 | 51596 | RBW 2P | 51748 | RUT 2P | 1 | -124.982 | 0 | 0 | 0 | 0 | -0.23999 | 520.79 | CAN | CAN |  | 51596_51748_1 | FALSE
| FALSE | BCHA | 230 | BCHA | 230 | 51702 | HLT 39H | 80960 | COK 39P2 | 1 | -98.658 | 0 | 0 | 0 | 0 | -0.20068 | 491.625 | CAN | CAN |  | 51702_80960_1 | FALSE
| FALSE | BCHA | 345 | BCHA | 345 | 51711 | UHT 345 | 51847 | BTR 345 | 1 | -10.1002 | 0 | 0 | 0 | 0 | -0.00998 | 1011.56 | CAN | CAN |  | 51711_51847_1 | FALSE
| FALSE | AESO | 240 | AESO | 240 | 54159 | LANGDON4 | 54480 | BENNETTS | 14 | -421.923 | 0 | 0 | 0 | 0 | -0.29064 | 1451.695 | CAN | CAN |  | 54159_54480_14 | FALSE
| FALSE | AESO | 240 | AESO | 240 | 54221 | CRR-W1 | 54751 | FIDLER01 | 71 | -33.6717 | 0 | 0 | 0 | 0 | -0.031 | 1084.805 | CAN | CAN |  | 54221_54751_71 | FALSE
| FALSE | AESO | 240 | AESO | 240 | 54225 | WARE JCT | 54430 | W BROOK4 | 75 | 60.0794 | 0 | 0 | 0 | 0 | 0.0951 | 631.75 | CAN | CAN |  | 54225_54430_75 | FALSE
| FALSE | AESO | 500 | AESO | 500 | 54273 | HRTLAND | 55614 | HTHFIELD1 | 70 | -181.008 | 0 | 0 | 0 | 0 | -0.06618 | 2735.05 | CAN | CAN |  | 54273_55614_70 | FALSE
| FALSE | AESO | 500 | AESO | 500 | 54273 | HRTLAND | 55614 | HTHFIELD1 | 85 | -261.085 | 0 | 0 | 0 | 0 | -0.0955 | 2735.05 | CAN | CAN |  | 54273_55614_85 | FALSE
| FALSE | AESO | 240 | AESO | 240 | 54348 | LEISMER4 | 56291 | KETL RV4 | 90 | -156.264 | 0 | 0 | 0 | 0 | -0.2481 | 629.85 | CAN | CAN |  | 54348_56291_90 | FALSE
| FALSE | AESO | 240 | AESO | 240 | 54666 | DOVER | 55605 | THICKWD4 | 30 | -49.7507 | 0 | 0 | 0 | 0 | -0.066 | 754.3 | CAN | CAN |  | 54666_55605_30 | FALSE
| FALSE | AESO | 240 | AESO | 240 | 54751 | FIDLER01 | 56346 | GOOSEL4 | 94 | 114.8359 | 0 | 0 | 0 | 0 | 0.14546 | 789.45 | CAN | CAN |  | 54751_56346_94 | FALSE
| FALSE | AESO | 240 | AESO | 240 | 54767 | VOY260 | 55208 | MILLENN4 | 16 | -26.9988 | 0 | 0 | 0 | 0 | -0.0482 | 560.405 | CAN | CAN |  | 54767_55208_16 | FALSE
| FALSE | AESO | 240 | AESO | 240 | 54767 | VOY260 | 55208 | MILLENN4 | 17 | -26.9988 | 0 | 0 | 0 | 0 | -0.0482 | 560.405 | CAN | CAN |  | 54767_55208_17 | FALSE
| FALSE | AESO | 240 | AESO | 240 | 54918 | CASS01 | 55012 | NEWELL2 | 87 | 143.28 | 0 | 0 | 0 | 0 | 0.22311 | 642.2 | CAN | CAN |  | 54918_55012_87 | FALSE
| FALSE | AESO | 240 | AESO | 240 | 54918 | CASS01 | 55012 | NEWELL2 | 88 | 142.5609 | 0 | 0 | 0 | 0 | 0.13435 | 1061.15 | CAN | CAN |  | 54918_55012_88 | FALSE
| FALSE | AESO | 240 | AESO | 240 | 54918 | CASS01 | 59669 | BOWMAN1 | 34 | -28.9131 | 0 | 0 | 0 | 0 | -0.0272 | 1061.15 | CAN | CAN |  | 54918_59669_34 | FALSE
| FALSE | AESO | 240 | AESO | 240 | 55012 | NEWELL2 | 55618 | NEWELL1 | 75 | 453.4937 | 0 | 0 | 0 | 0 | 0.0477 | 9499.05 | CAN | CAN |  | 55012_55618_75 | FALSE
| FALSE | AESO | 240 | AESO | 240 | 55245 | KINOSIS1 | 56291 | KETL RV4 | 45 | 127.0199 | 0 | 0 | 0 | 0 | 0.20167 | 629.85 | CAN | CAN |  | 55245_56291_45 | FALSE
| FALSE | AESO | 240 | AESO | 240 | 55277 | BLK_FLY1 | 55610 | MCCLE_01 | 69 | -6.9039 | 0 | 0 | 0 | 0 | -0.00875 | 789.45 | CAN | CAN |  | 55277_55610_69 | FALSE
| FALSE | AESO | 240 | AESO | 240 | 55462 | YEO240 | 55670 | BWC01 | 44 | -1.133 | 0 | 0 | 0 | 0 | -0.00228 | 497.99 | CAN | CAN |  | 55462_55670_44 | FALSE
| FALSE | AESO | 240 | AESO | 240 | 55610 | MCCLE_01 | 59603 | KEARL240 | 99 | 130.8543 | 0 | 0 | 0 | 0 | 0.35327 | 370.405 | CAN | CAN |  | 55610_59603_99 | FALSE
| FALSE | AESO | 500 | AESO | 500 | 55614 | HTHFIELD1 | 55615 | HTHFIELD2 | 29 | -442.093 | 0 | 0 | 0 | 0 | -0.0465 | 9499.05 | CAN | CAN |  | 55614_55615_29 | FALSE
| FALSE | AESO | 240 | AESO | 240 | 55618 | NEWELL1 | 55620 | NEWSVCP1 | 75 | 0 | 0 | 0 | 0 | 0 | 0 | 9499.05 | CAN | CAN |  | 55618_55620_75 | FALSE
| FALSE | AESO | 240 | AESO | 240 | 55618 | NEWELL1 | 55621 | NEWSVCP2 | 75 | 0 | 0 | 0 | 0 | 0 | 0 | 9499.05 | CAN | CAN |  | 55618_55621_75 | FALSE
| FALSE | AESO | 240 | AESO | 240 | 55626 | AMR_01 | 55670 | BWC01 | 19 | 11.3853 | 0 | 0 | 0 | 0 | 0.024065 | 473.1 | CAN | CAN |  | 55626_55670_19 | FALSE
| FALSE | AESO | 240 | AESO | 240 | 55669 | AMR_02 | 55670 | BWC01 | 28 | 3.9366 | 0 | 0 | 0 | 0 | 0.00832 | 473.1 | CAN | CAN |  | 55669_55670_28 | FALSE
| FALSE | AESO | 240 | AESO | 240 | 55680 | BITUMONT | 57612 | SECORD01 | 32 | 172.9738 | 0 | 0 | 0 | 0 | 0.21911 | 789.45 | CAN | CAN |  | 55680_57612_32 | FALSE
| FALSE | IPTV | 230 | IPTV | 230 | 60130 | DRAM | 60395 | RTLSNAKE | 1 | -78.8497 | 0 | 0 | 0 | 0 | -0.1664 | 473.86 | Inland | Inland |  | 60130_60395_1 | FALSE
| FALSE | IPTV | 230 | IPTV | 230 | 60395 | RTLSNAKE | 60405 | MTNAIRTP | 1 | -38.9875 | 0 | 0 | 0 | 0 | -0.08228 | 473.86 | Inland | Inland |  | 60395_60405_1 | FALSE
| FALSE | SPPC | 230 | SPPC | 230 | 64531 | OSCEOLA | 64124 | UTAH-NEV | 1 | -43.2895 | 0 | 0 | 0 | 0 | -0.12711 | 340.575 | Inland | Inland |  | 64531_64124_1 | FALSE
| FALSE | SPPC | 230 | SPPC | 230 | 64922 | MCGINESS2 | 64955 | MCGINESS | 1 | 47.127 | 0 | 0 | 0 | 0 | 0.13818 | 341.05 | Inland | Inland |  | 64922_64955_1 | FALSE
| FALSE | SPPC | 230 | SPPC | 230 | 64955 | MCGINESS | 64045 | FRONTIER | 1 | 227.124 | 0 | 0 | 0 | 0 | 0.66688 | 340.575 | Inland | Inland |  | 64955_64045_1 | FALSE
| FALSE | PAWY | 230 | PAWY | 230 | 65095 | BADWATER | 65096 | BUFFALO HEAD | 1 | -43.4203 | 0 | 0 | 0 | 0 | -0.10341 | 419.9 | Inland | Inland |  | 65095_65096_1 | FALSE
| FALSE | PAWY | 230 | PAWY | 230 | 65096 | BUFFALO HEAD | 66410 | SPENCE | 1 | -45.2577 | 0 | 0 | 0 | 0 | -0.10778 | 419.9 | Inland | Inland |  | 65096_66410_1 | FALSE
| FALSE | PAID | 345 | PAWY | 345 | 65384 | 3MIKNOLL | 65385 | BRIDGER | 1 | -228.992 | 0 | 0 | 0 | 0 | -0.24447 | 936.7001 | Inland | Inland |  | 65384_65385_1 | FALSE
| FALSE | PAID | 345 | PAID | 345 | 65384 | 3MIKNOLL | 65665 | GOSHEN | 1 | 59.7848 | 0 | 0 | 0 | 0 | 0.0527 | 1135.25 | Inland | Inland |  | 65384_65665_1 | FALSE
| FALSE | PAWY | 345 | PAID | 345 | 65385 | BRIDGER | 67790 | POPULUS | 1 | 181.2822 | 0 | 0 | 0 | 0 | 0.19353 | 936.7001 | Inland | Inland |  | 65385_67790_1 | FALSE
| FALSE | PAWY | 345 | PAID | 345 | 65385 | BRIDGER | 67790 | POPULUS | 2 | 181.0329 | 0 | 0 | 0 | 0 | 0.15136 | 1196.05 | Inland | Inland |  | 65385_67790_2 | FALSE
| FALSE | PAWY | 345 | PAWY | 345 | 65385 | BRIDGER | 67827 | ANTICLIN | 1 | -223.212 | 0 | 0 | 0 | 0 | -0.0938 | 2379.75 | Inland | Inland |  | 65385_67827_1 | FALSE
| FALSE | PAID | 115 | PAID | 115 | 65469 | GREENTIMBER+ | 65470 | DRUMMOND | 1 | -7.7182 | 0 | 0 | 0 | 0 | -0.0755 | 102.22 | Inland | Inland |  | 65469_65470_1 | FALSE
| FALSE | PAID | 115 | PAID | 115 | 65469 | GREENTIMBER+ | 65915 | MACKS_INN_HV | 1 | 6.6832 | 0 | 0 | 0 | 0 | 0.0654 | 102.22 | Inland | Inland |  | 65469_65915_1 | FALSE
| FALSE | PAWY | 138 | PAUT | 138 | 66275 | RAILRDPP | 66854 | CROYDON | 1 | 50.9736 | 0 | 0 | 0 | 0 | 0.18189 | 280.25 | Inland | Inland |  | 66275_66854_1 | FALSE
| FALSE | EPE | 115 | PNM | 115 | 11081 | HOLLOMAN | 13000 | ALAMOGCP | 1 | 34.4843 | 0 | 0 | 0 | 0 | 0.3821 | 90.25 | SW | SW |  | 11081_13000_1 | FALSE
| FALSE | PAID | 115 | PAID | 115 | 66470 | SWAN VLY | 66530 | TETON | 2 | 14.3671 | 0 | 0 | 0 | 0 | 0.0697 | 206.245 | Inland | Inland |  | 66470_66530_2 | FALSE
| FALSE | PAWY | 230 | PAWY | 230 | 67730 | CHIMBUT | 67731 | CIMAREX | 1 | 0.2813 | 0 | 0 | 0 | 0 | 0.00267 | 105.45 | Inland | Inland |  | 67730_67731_1 | FALSE
| FALSE | PSCO | 230 | PSCO | 230 | 70107 | CHEROKEE | 70369 | RUSSELL | 1 | 52.9759 | 0 | 0 | 0 | 0 | 0.14831 | 357.2 | RM | RM |  | 70107_70369_1 | FALSE
| FALSE | PSCO | 230 | PSCO | 230 | 70192 | FTLUPTON | 70488 | JMSHAFER | 1 | 88.762 | 0 | 0 | 0 | 0 | 0.22678 | 391.4 | RM | RM |  | 70192_70488_1 | FALSE
| FALSE | PSCO | 230 | PSCO | 230 | 70211 | GUNBARRE2 | 70213 | GUNBARRE1 | 1 | -0.41436 | 0 | 0 | 0 | 0 | -0.00138 | 300.2 | RM | RM |  | 70211_70213_1 | FALSE
| FALSE | PSCO | 230 | PSCO | 230 | 70211 | GUNBARRE2 | 70297 | NIWOT | 2 | -18.1147 | 0 | 0 | 0 | 0 | -0.0664 | 272.65 | RM | RM |  | 70211_70297_2 | FALSE
| FALSE | PSCO | 230 | PSCO | 230 | 70254 | LAMAR_CO | 70255 | LAMAR_C2 | 1 | 39.251 | 0 | 0 | 0 | 0 | 0.17287 | 227.05 | RM | RM |  | 70254_70255_1 | FALSE
| FALSE | PSCO | 230 | PSCO | 230 | 70355 | RIDGE | 70369 | RUSSELL | 1 | -29.6705 | 0 | 0 | 0 | 0 | -0.08306 | 357.2 | RM | RM |  | 70355_70369_1 | FALSE
| FALSE | PSCO | 115 | WACM | 115 | 70368 | ROSEDALE | 73055 | KERSEY W | 1 | 6.3538 | 0 | 0 | 0 | 0 | 0.0557 | 114 | RM | RM |  | 70368_73055_1 | FALSE
| FALSE | PSCO | 115 | WACM | 115 | 70368 | ROSEDALE | 73554 | BOOMERNG | 1 | -23.7869 | 0 | 0 | 0 | 0 | -0.20866 | 114 | RM | RM |  | 70368_73554_1 | FALSE
| FALSE | PSCO | 345 | PSCO | 345 | 70624 | MIS_SITE | 70625 | LIMON1 | 1 | -227.427 | 0 | 0 | 0 | 0 | -0.29555 | 769.5 | RM | RM |  | 70624_70625_1 | FALSE
| FALSE | PSCO | 345 | PSCO | 345 | 70625 | LIMON1 | 70626 | LIMON2 | 1 | -151.602 | 0 | 0 | 0 | 0 | -0.19701 | 769.5 | RM | RM |  | 70625_70626_1 | FALSE
| FALSE | PSCO | 345 | PSCO | 345 | 70626 | LIMON2 | 70627 | LIMON3 | 1 | -75.974 | 0 | 0 | 0 | 0 | -0.09873 | 769.5 | RM | RM |  | 70626_70627_1 | FALSE
| FALSE | WACM | 345 | WACM | 345 | 72140 | KEOTA | 72811 | WL_CHILD | 1 | -45.0791 | 0 | 0 | 0 | 0 | -0.0496 | 908.2 | RM | RM |  | 72140_72811_1 | FALSE
| FALSE | WACM | 345 | WACM | 345 | 72140 | KEOTA | 73193 | STORY | 1 | -4.142 | 0 | 0 | 0 | 0 | -0.00456 | 908.2 | RM | RM |  | 72140_73193_1 | FALSE
| FALSE | WACM | 230 | WACM | 230 | 72700 | CAROUSEL | 73036 | BURLNGTN | 1 | 59.1748 | 0 | 0 | 0 | 0 | 0.19049 | 310.65 | RM | RM |  | 72700_73036_1 | FALSE
| FALSE | WACM | 230 | WACM | 230 | 73009 | ARCHER | 73011 | AULT | 1 | 83.8073 | 0 | 0 | 0 | 0 | 0.19095 | 438.9 | RM | RM |  | 73009_73011_1 | FALSE
| FALSE | WACM | 230 | WACM | 230 | 73164 | LANGE | 73186 | LOOKOUT1 | 1 | -57.5366 | 0 | 0 | 0 | 0 | -0.1267 | 454.1 | RM | RM |  | 73164_73186_1 | FALSE
| FALSE | WACM | 230 | WACM | 230 | 73186 | LOOKOUT1 | 76412 | B.DURFEE | 1 | -120.781 | 0 | 0 | 0 | 0 | -0.26598 | 454.1 | RM | RM |  | 73186_76412_1 | FALSE
| FALSE | WACM | 230 | WACM | 230 | 73229 | YELLOWTL EST | 73632 | YELLOWTL WST | 1 | -45.495 | 0 | 0 | 0 | 0 | -0.11086 | 410.4 | RM | RM |  | 73229_73632_1 | FALSE
| FALSE | WACM | 230 | WACM | 230 | 73294 | HUGHES | 76412 | B.DURFEE | 1 | 124.384 | 0 | 0 | 0 | 0 | 0.29961 | 415.15 | RM | RM |  | 73294_76412_1 | FALSE
| FALSE | WACM | 230 | WACM | 230 | 73616 | NORTH PARK | 79142 | HDN EAST | 1 | 57.7829 | 0 | 0 | 0 | 0 | 0.19007 | 304 | RM | RM |  | 73616_79142_1 | FALSE
| FALSE | WACM | 230 | WACM | 230 | 79013 | CRAIG | 79142 | HDN EAST | 1 | 10.9501 | 0 | 0 | 0 | 0 | 0.0261 | 419.9 | RM | RM |  | 79013_79142_1 | FALSE
| FALSE | WACM | 230 | WACM | 230 | 79039 | HDN WEST | 79142 | HDN EAST | 1 | -40.5855 | 0 | 0 | 0 | 0 | -0.0973 | 417.05 | RM | RM |  | 79039_79142_1 | FALSE
| FALSE | WACM | 345 | WACM | 345 | 79072 | HESPERUS | 79990 | WATRFLW | 1 | -160.447 | 0 | 0 | 0 | 0 | -0.23555 | 681.15 | RM | RM |  | 79072_79990_1 | FALSE
| FALSE | BCHA | 230 | BCHA | 230 | 80471 | MKL 230 | 81025 | MKT 230 | 1 | 28.758 | 0 | 0 | 0 | 0 | 0.0667 | 431.395 | CAN | CAN |  | 80471_81025_1 | FALSE
| FALSE | BCHA | 230 | BCHA | 230 | 80644 | MNK 230 | 81025 | MKT 230 | 1 | -44.8783 | 0 | 0 | 0 | 0 | -0.0926 | 484.405 | CAN | CAN |  | 80644_81025_1 | FALSE
| FALSE | BCHA | 230 | BCHA | 230 | 80959 | COK 39P1 | 80960 | COK 39P2 | 1 | 49.3367 | 0 | 0 | 0 | 0 | 0.10035 | 491.625 | CAN | CAN |  | 80959_80960_1 | FALSE
| FALSE | BCHA | 230 | BCHA | 230 | 80959 | COK 39P1 | 80960 | COK 39P2 | 2 | 49.3212 | 0 | 0 | 0 | 0 | 0.13717 | 359.575 | CAN | CAN |  | 80959_80960_2 | FALSE
| FALSE | CISD | 230 | CISD | 230 | 228320 | SYCAMORE TP1 | 22832 | SYCAMORE | 1 | 412.7105 | 0 | 0 | 0 | 0 | 0.36723 | 1123.85 | CA | CA |  | 228320_22832_1 | FALSE
| FALSE | CISD | 230 | CISD | 230 | 228321 | SYCAMORE TP2 | 22832 | SYCAMORE | 2 | 412.7105 | 0 | 0 | 0 | 0 | 0.36723 | 1123.85 | CA | CA |  | 228321_22832_2 | FALSE
| FALSE | CISD | 230 | CISD | 230 | 228860 | SUNCREST TP1 | 228320 | SYCAMORE TP1 | 1 | 206.3552 | 0 | 0 | 0 | 0 | 0.47635 | 433.2 | CA | CA |  | 228860_228320_1 | FALSE
| FALSE | CISD | 230 | CISD | 230 | 228860 | SUNCREST TP1 | 228320 | SYCAMORE TP1 | 2 | 206.3552 | 0 | 0 | 0 | 0 | 0.47635 | 433.2 | CA | CA |  | 228860_228320_2 | FALSE
| FALSE | CISD | 230 | CISD | 230 | 228861 | SUNCREST TP2 | 228321 | SYCAMORE TP2 | 1 | 206.3552 | 0 | 0 | 0 | 0 | 0.47635 | 433.2 | CA | CA |  | 228861_228321_1 | FALSE
| FALSE | CISD | 230 | CISD | 230 | 228861 | SUNCREST TP2 | 228321 | SYCAMORE TP2 | 2 | 206.3552 | 0 | 0 | 0 | 0 | 0.47635 | 433.2 | CA | CA |  | 228861_228321_2 | FALSE
| FALSE | NWMT | 230 | PAID | 230 | 621054 | PETERSON NWE | 65025 | AMPS | 1 | -10.169 | 0 | 0 | 0 | 0 | -0.0224 | 454.1 | Inland | Inland |  | 621054_65025_1 | FALSE
| FALSE | NWMT | 230 | NWMT | 230 | 621054 | PETERSON NWE | 621154 | PETERSON SC | SC | -0.0278 | 0 | 0 | 0 | 0 | -7.36e-05 | 378.48 | Inland | Inland |  | 621054_621154_SC | FALSE
| FALSE | NWMT | 230 | NWMT | 230 | 621054 | PETERSON NWE | 625054 | PETERSON IPC | 1 | 10.1968 | 0 | 0 | 0 | 0 | 0.0225 | 454.1 | Inland | Inland |  | 621054_625054_1 | FALSE
| FALSE | NWMT | 230 | NWMT | 230 | 621154 | PETERSON SC | 621201 | PHSHFT MLCRK | 1 | -0.0278 | 0 | 0 | 0 | 0 | -6.13e-05 | 454.1 | Inland | Inland |  | 621154_621201_1 | FALSE
| FALSE | NWMT | 161 | WAUW | 161 | 622224 | CROOKEDFALLS | 632004 | ASSINIBOINE | 1 | -0.50607 | 0 | 0 | 0 | 0 | -0.00318 | 158.935 | Inland | Inland |  | 622224_632004_1 | FALSE
| FALSE | NWMT | 230 | NWMT | 230 | 622701 | MARIAS S | 622702 | MARIAS | SC | 84.567 | 0 | 0 | 0 | 0 | 0.18392 | 459.8 | Inland | Inland |  | 622701_622702_SC | FALSE
| FALSE | NWMT | 230 | NWMT | 230 | 622702 | MARIAS | 622704 | HAYLAKE | 1 | 84.567 | 0 | 0 | 0 | 0 | 0.11837 | 714.4 | Inland | Inland |  | 622702_622704_1 | FALSE
| FALSE | NWMT | 230 | AESO | 230 | 622703 | HAYLAKE N | 56451 | MATLB2 | 1 | 164.5294 | 0 | 0 | 0 | 0 | 0.19793 | 831.25 | Inland | CAN |  | 622703_56451_1 | FALSE
| FALSE | NWMT | 230 | NWMT | 230 | 622703 | HAYLAKE N | 622704 | HAYLAKE | SC | -164.529 | 0 | 0 | 0 | 0 | -0.35783 | 459.8 | Inland | Inland |  | 622703_622704_SC | FALSE
| FALSE | NWMT | 230 | NWMT | 230 | 622704 | HAYLAKE | 622714 | RIMROCK WEST | 1 | -79.9624 | 0 | 0 | 0 | 0 | -0.26059 | 306.85 | Inland | Inland |  | 622704_622714_1 | FALSE
| FALSE | NWMT | 230 | NWMT | 230 | 622714 | RIMROCK WEST | 622715 | RIMROCK EAST | 1 | -43.1543 | 0 | 0 | 0 | 0 | -0.14064 | 306.85 | Inland | Inland |  | 622714_622715_1 | FALSE
| FALSE | NWMT | 230 | NWMT | 230 | 623174 | SHOREY ROAD | 623210 | COLUMBS-RPLJ | 1 | 73.7391 | 0 | 0 | 0 | 0 | 0.16239 | 454.1 | Inland | Inland |  | 623174_623210_1 | FALSE
| FALSE | NWMT | 230 | WAUW | 230 | 623220 | SO HUNTLEY | 630040 | CROSSOVER | 1 | -89.3535 | 0 | 0 | 0 | 0 | -0.19677 | 454.1 | Inland | Inland |  | 623220_630040_1 | FALSE
| FALSE | WAUW | 230 | WAUW | 230 | 630010 | MILESCITY W | 630020 | ROSEBUD MDU | 1 | -13.2055 | 0 | 0 | 0 | 0 | -0.0582 | 227.05 | Inland | Inland |  | 630010_630020_1 | FALSE
| FALSE | WAUW | 230 | WAUW | 230 | 630020 | ROSEBUD MDU | 630030 | CUSTER WAPA | 1 | -20.3506 | 0 | 0 | 0 | 0 | -0.0896 | 227.05 | Inland | Inland |  | 630020_630030_1 | FALSE
| FALSE | WAUW | 230 | WAUW | 230 | 630030 | CUSTER WAPA | 630040 | CROSSOVER | 1 | -36.363 | 0 | 0 | 0 | 0 | -0.11999 | 303.05 | Inland | Inland |  | 630030_630040_1 | FALSE
| FALSE | WAUW | 230 | NWMT | 230 | 630040 | CROSSOVER | 623413 | HARDIN AUTO | 1 | -180.388 | 0 | 0 | 0 | 0 | -0.39724 | 454.1 | Inland | Inland |  | 630040_623413_1 | FALSE
| FALSE | SRP | 500 | TH_PV | 230 | 15095 | MESQUIT2 | 15163 | MESQUITE | 2 | -324.271 | 0 | 0 | 0 | 0 | -0.22756 | 1425 | SW | SW |  | 15095_15163_2 | FALSE
| FALSE | SRP | 115 | AZPS | 69 | 15119 | PINAL | 84885 | PINAL | 1 | 11.9075 | 0 | 0 | 0 | 0 | 0.14922 | 79.8 | SW | SW |  | 15119_84885_1 | FALSE
| FALSE | TH_Mead | 230 | WALC | 69 | 19012 | MEAD S | 19973 | MEAD B | 1 | 24.116 | 0 | 0 | 0 | 0 | 0.20308 | 118.75 | SW | SW |  | 19012_19973_1 | FALSE
| FALSE | TH_Mead | 230 | WALC | 69 | 19012 | MEAD S | 19974 | MEAD A | 1 | 24.116 | 0 | 0 | 0 | 0 | 0.20308 | 118.75 | SW | SW |  | 19012_19974_1 | FALSE
| FALSE | TH_Mead | 345 | TH_Mead | 230 | 19037 | MEAD | 19011 | MEAD N | 2 | 99.3003 | 0 | 0 | 0 | 0 | 0.17421 | 570 | SW | SW |  | 19037_19011_2 | FALSE
| FALSE | CISD | 230 | CISD | 500 | 22356 | IMPRLVLY | 22361 | IV BK80 MP | 1 | 268.833 | 0 | 0 | 0 | 0 | 0.25266 | 1064 | CA | CA |  | 22356_22361_1 | FALSE
| FALSE | CISD | 230 | CISD | 500 | 22356 | IMPRLVLY | 22362 | IV BK82 MP | 1 | 272.289 | 0 | 0 | 0 | 0 | 0.25591 | 1064 | CA | CA |  | 22356_22362_1 | FALSE
| FALSE | CISD | 230 | CISD | 500 | 22356 | IMPRLVLY | 22911 | IV BK81 MP | 1 | 271.885 | 0 | 0 | 0 | 0 | 0.25553 | 1064 | CA | CA |  | 22356_22911_1 | FALSE
| FALSE | CISD | 500 | CISD | 500 | 22360 | IMPRLVLY | 22361 | IV BK80 MP | 1 | -268.833 | 0 | 0 | 0 | 0 | -0.25266 | 1064 | CA | CA |  | 22360_22361_1 | FALSE
| FALSE | CISD | 500 | CISD | 500 | 22360 | IMPRLVLY | 22362 | IV BK82 MP | 1 | -272.289 | 0 | 0 | 0 | 0 | -0.25591 | 1064 | CA | CA |  | 22360_22362_1 | FALSE
| FALSE | CISD | 500 | CISD | 500 | 22360 | IMPRLVLY | 22911 | IV BK81 MP | 1 | -271.885 | 0 | 0 | 0 | 0 | -0.25553 | 1064 | CA | CA |  | 22360_22911_1 | FALSE
| FALSE | CISD | 500 | CISD | 500 | 22930 | ECO | 22933 | ECO MP | 1 | -104.539 | 0 | 0 | 0 | 0 | -0.0983 | 1064 | CA | CA |  | 22930_22933_1 | FALSE
| FALSE | CISD | 500 | CISD | 230 | 22933 | ECO MP | 22931 | ECO | 1 | -104.539 | 0 | 0 | 0 | 0 | -0.0983 | 1064 | CA | CA |  | 22933_22931_1 | FALSE
| FALSE | EPE | 345 | PNM | 345 | 11093 | LUNA | 10393 | LEF | 1 | -169.087 | 0 | 0 | 0 | 0 | -0.20624 | 819.85 | SW | SW |  | 11093_10393_1 | FALSE
| FALSE | LDWP | 230 | LDWP | 345 | 26041 | INTERMT | 26251 | INT MDUM | M | -30.3019 | 0 | 0 | 0 | 0 | -0.10632 | 285 | CA | CA |  | 26041_26251_M | FALSE
| FALSE | LDWP | 345 | LDWP | 345 | 26043 | INTERMT | 26251 | INT MDUM | M | 30.3019 | 0 | 0 | 0 | 0 | 0.10632 | 285 | CA | CA |  | 26043_26251_M | FALSE
| FALSE | LDWP | 500 | LDWP | 230 | 26048 | MCCULLGH | 26046 | MCCULLGH | H | -101.889 | 0 | 0 | 0 | 0 | -0.26813 | 380 | CA | CA |  | 26048_26046_H | FALSE
| FALSE | LDWP | 500 | LDWP | 230 | 26048 | MCCULLGH | 26046 | MCCULLGH | I | -101.964 | 0 | 0 | 0 | 0 | -0.26833 | 380 | CA | CA |  | 26048_26046_I | FALSE
| FALSE | LDWP | 500 | LDWP | 230 | 26048 | MCCULLGH | 26046 | MCCULLGH | J | -104.921 | 0 | 0 | 0 | 0 | -0.24652 | 425.6 | CA | CA |  | 26048_26046_J | FALSE
| FALSE | LDWP | 230 | LDWP | 500 | 26061 | RINALDI | 26263 | RING2DUM | G2 | -294.958 | 0 | 0 | 0 | 0 | -0.39005 | 756.2 | CA | CA |  | 26061_26263_G2 | FALSE
| FALSE | LDWP | 500 | LDWP | 500 | 26062 | RINALDI | 26263 | RING2DUM | G2 | 294.9584 | 0 | 0 | 0 | 0 | 0.39005 | 756.2 | CA | CA |  | 26062_26263_G2 | FALSE
| FALSE | LDWP | 230 | CISC | 230 | 26094 | SYLMARLA | 24147 | SYLMAR S | E | 55.8786 | 0 | 0 | 0 | 0 | 0.098 | 570 | CA | CA |  | 26094_24147_E | FALSE
| FALSE | LDWP | 230 | CISC | 230 | 26094 | SYLMARLA | 24147 | SYLMAR S | F | 57.6485 | 0 | 0 | 0 | 0 | 0.10114 | 570 | CA | CA |  | 26094_24147_F | FALSE
| FALSE | LDWP | 230 | CISC | 230 | 26094 | SYLMARLA | 24147 | SYLMAR S | G | 91.0023 | 0 | 0 | 0 | 0 | 0.10644 | 855 | CA | CA |  | 26094_24147_G | FALSE
| FALSE | LDWP | 500 | LDWP | 500 | 26105 | VICTORVL | 26264 | VIC KDUM | K | 245.1957 | 0 | 0 | 0 | 0 | 0.27634 | 887.3 | CA | CA |  | 26105_26264_K | FALSE
| FALSE | LDWP | 500 | LDWP | 230 | 26115 | RINALDI2 | 26061 | RINALDI | H | 619.6259 | 0 | 0 | 0 | 0 | 0.40944 | 1513.35 | CA | CA |  | 26115_26061_H | FALSE
| FALSE | LDWP | 230 | LDWP | 230 | 26286 | HAY N | 26154 | HYN1112G | 1 | -15.7736 | 0 | 0 | 0 | 0 | -0.0536 | 294.5 | CA | CA |  | 26286_26154_1 | FALSE
| FALSE | LDWP | 230 | LDWP | 230 | 26286 | HAY N | 26155 | HYN1314G | 1 | -18.2274 | 0 | 0 | 0 | 0 | -0.0619 | 294.5 | CA | CA |  | 26286_26155_1 | FALSE
| FALSE | LDWP | 230 | LDWP | 230 | 26286 | HAY N | 26156 | HYN1516G | 1 | -15.9256 | 0 | 0 | 0 | 0 | -0.0541 | 294.5 | CA | CA |  | 26286_26156_1 | FALSE
| FALSE | LDWP | 34.5 | CISC | 230 | 26749 | DWP INYO | 24729 | INYO | D | -1.9701 | 0 | 0 | 0 | 0 | -0.10369 | 19 | CA | CA |  | 26749_24729_D | FALSE
| FALSE | BPAT | 500 | BPAT | 230 | 40723 | MCNARY | 41352 | MCNRY S2 | 2 | 8.1316 | 0 | 0 | 0 | 0 | 0.00514 | 1582.7 | NW | NW |  | 40723_41352_2 | FALSE
| FALSE | BPAT | 500 | BPAT | 230 | 40973 | SICKLER | 40974 | SICKLER TX | 1 | -271.018 | 0 | 0 | 0 | 0 | -0.22323 | 1214.1 | NW | NW |  | 40973_40974_1 | FALSE
| FALSE | BPAT | 230 | TPWR | 115 | 41050 | TACOMA S | 46631 | NORTHEAST_A | 3 | 119.7652 | 0 | 0 | 0 | 0 | 0.25214 | 475 | NW | NW |  | 41050_46631_3 | FALSE
| FALSE | PGE | 500 | PGE | 500 | 43046 | CARTY | 43050 | CARTYM1 | 1 | -276.969 | 0 | 0 | 0 | 0 | -0.50792 | 545.3 | NW | NW |  | 43046_43050_1 | FALSE
| FALSE | PGE | 230 | PGE | 230 | 43909 | PORTW | 43912 | PORTW2SR1 | 1 | -71.1106 | 0 | 0 | 0 | 0 | -0.51269 | 138.7 | NW | NW |  | 43909_43912_1 | FALSE
| FALSE | PGE | 230 | PGE | 230 | 43909 | PORTW | 43915 | PORTW2SR2 | 1 | -72.0346 | 0 | 0 | 0 | 0 | -0.51936 | 138.7 | NW | NW |  | 43909_43915_1 | FALSE
| FALSE | PACW | 69 | BPAT | 230 | 45475 | SANTIAM | 40944 | SANTIAM TX | 1 | -27.06 | 0 | 0 | 0 | 0 | -0.37979 | 71.25 | NW | NW |  | 45475_40944_1 | FALSE
| FALSE | BCHA | 230 | BCHA | 230 | 50027 | BND 2T1 | 81982 | mid_81982 | 1 | 44.1279 | 0 | 0 | 0 | 0 | 0.26243 | 168.15 | CAN | CAN |  | 50027_81982_1 | FALSE
| FALSE | PAWY | 230 | PAWY | 345 | 65220 | BRIDGER | 65385 | BRIDGER | 2 | -4.9477 | 0 | 0 | 0 | 0 | -0.00744 | 665 | Inland | Inland |  | 65220_65385_2 | FALSE
| FALSE | PAWY | 230 | PAWY | 345 | 65220 | BRIDGER | 65385 | BRIDGER | 3 | -4.8697 | 0 | 0 | 0 | 0 | -0.02563 | 190 | Inland | Inland |  | 65220_65385_3 | FALSE
| FALSE | PAUT | 345 | PAUT | 345 | 66225 | PINTO | 66235 | PINTO PS | 3 | 77.2586 | 0 | 0 | 0 | 0 | 0.20331 | 380 | Inland | Inland |  | 66225_66235_3 | FALSE
| FALSE | WACM | 230 | WACM | 345 | 72818 | WL_CHILD | 72811 | WL_CHILD | 1 | -323.473 | 0 | 0 | 0 | 0 | -0.5675 | 570 | RM | RM |  | 72818_72811_1 | FALSE
| FALSE | PSCO | 115 | WACM | 230 | 70550 | W.CANON | 73551 | W CANON | T1 | 10.0633 | 0 | 0 | 0 | 0 | 0.10593 | 95 | RM | RM |  | 70550_73551_T1 | FALSE
| FALSE | WACM | 230 | WACM | 230 | 79061 | SHIP PS | 79063 | SHIPROCK | 2 | -32.0674 | 0 | 0 | 0 | 0 | -0.11252 | 285 | RM | RM |  | 79061_79063_2 | FALSE
| FALSE | AESO | 240 | AESO | 240 | 54128 | ELLERSLI | 54521 | PETROLIA | 8 | 146.6888 | 0 | 0 | 0 | 0 | 0.23825 | 615.6949 | CAN | CAN |  | 54128_54521_8 | FALSE
| FALSE | AESO | 240 | AESO | 240 | 54128 | ELLERSLI | 54893 | 908 TP | 8 | 129.9869 | 0 | 0 | 0 | 0 | 0.21112 | 615.6949 | CAN | CAN |  | 54128_54893_8 | FALSE
| FALSE | AESO | 240 | AESO | 240 | 54133 | WABAMUN4 | 54137 | N CALDE4 | 5 | 57.9091 | 0 | 0 | 0 | 0 | 0.12216 | 474.05 | CAN | CAN |  | 54133_54137_5 | FALSE
| FALSE | AESO | 240 | AESO | 240 | 54136 | E EDMON4 | 54893 | 908 TP | 8 | -106.444 | 0 | 0 | 0 | 0 | -0.22454 | 474.05 | CAN | CAN |  | 54136_54893_8 | FALSE
| FALSE | AESO | 240 | AESO | 240 | 54152 | RED DEE4 | 54155 | BENALTO4 | 0 | -31.5124 | 0 | 0 | 0 | 0 | -0.0471 | 669.75 | CAN | CAN |  | 54152_54155_0 | FALSE
| FALSE | AESO | 240 | AESO | 240 | 54152 | RED DEE4 | 54988 | CROSSF T | 1 | 18.8235 | 0 | 0 | 0 | 0 | 0.0401 | 469.3 | CAN | CAN |  | 54152_54988_1 | FALSE
| FALSE | AESO | 240 | AESO | 240 | 54156 | E CROSS4 | 54988 | CROSSF T | 1 | -49.2409 | 0 | 0 | 0 | 0 | -0.08921 | 551.95 | CAN | CAN |  | 54156_54988_1 | FALSE
| FALSE | AESO | 240 | AESO | 240 | 54160 | JANET 4 | 54772 | ENMX25S7 | 3 | -361.542 | 0 | 0 | 0 | 0 | -0.36629 | 987.05 | CAN | CAN |  | 54160_54772_3 | FALSE
| FALSE | AESO | 500 | AESO | 500 | 54258 | ELLERSLI1 | 54610 | KEEPHIL2 | 2 | -307.419 | 0 | 0 | 0 | 0 | -0.12455 | 2468.195 | CAN | CAN |  | 54258_54610_2 | FALSE
| FALSE | AESO | 240 | AESO | 240 | 54260 | JENNER 4 | 54262 | DOME EM4 | 2 | 22.1694 | 0 | 0 | 0 | 0 | 0.0701 | 316.35 | CAN | CAN |  | 54260_54262_2 | FALSE
| FALSE | AESO | 240 | AESO | 240 | 54519 | CASTLEDN | 54520 | VIC_2 | 5 | 58.9123 | 0 | 0 | 0 | 0 | 0.12329 | 477.85 | CAN | CAN |  | 54519_54520_5 | FALSE
| FALSE | AESO | 240 | AESO | 240 | 54617 | FOOTHLL1 | 56544 | ENMX65S4 | 7 | 131.1325 | 0 | 0 | 0 | 0 | 0.11436 | 1146.65 | CAN | CAN |  | 54617_56544_7 | FALSE
| FALSE | AESO | 240 | AESO | 240 | 54666 | DOVER | 55263 | JOSLYN4 | 9 | 55.5732 | 0 | 0 | 0 | 0 | 0.0704 | 789.45 | CAN | CAN |  | 54666_55263_9 | FALSE
| FALSE | AESO | 240 | AESO | 240 | 54772 | ENMX25S7 | 56544 | ENMX65S4 | 9 | 26.0467 | 0 | 0 | 0 | 0 | 0.0454 | 573.8 | CAN | CAN |  | 54772_56544_9 | FALSE
| FALSE | AESO | 240 | AESO | 240 | 54778 | ED1000-2 | 57612 | SECORD01 | 1 | -18.141 | 0 | 0 | 0 | 0 | -0.032 | 567.055 | CAN | CAN |  | 54778_57612_1 | FALSE
| FALSE | AESO | 240 | AESO | 240 | 54893 | 908 TP | 56546 | EAST IN2 | 8 | 23.5424 | 0 | 0 | 0 | 0 | 0.0329 | 716.3 | CAN | CAN |  | 54893_56546_8 | FALSE
| FALSE | AESO | 240 | AESO | 240 | 55236 | MUSKEG1 | 55289 | JACKPINE | 1 | 50.5535 | 0 | 0 | 0 | 0 | 0.10177 | 496.755 | CAN | CAN |  | 55236_55289_1 | FALSE
| FALSE | PNM | 345 | PNM | 345 | 10292 | SAN_JUAN | 10403 | CABEZON | 1 | -108.479 | 0 | 0 | 0 | 0 | -0.0956 | 1135.25 | SW | SW |  | 10292_10403_1 | FALSE
| FALSE | PNM | 345 | PNM | 345 | 10403 | CABEZON | 10390 | RIOPUERC | 1 | -119.268 | 0 | 0 | 0 | 0 | -0.12505 | 953.8 | SW | SW |  | 10403_10390_1 | FALSE
| FALSE | EPE | 345 | EPE | 345 | 11111 | NEWMAN | 11017 | ARROYO | 1 | 98.2637 | 0 | 0 | 0 | 0 | 0.1477 | 665.285 | SW | SW |  | 11111_11017_1 | FALSE
| FALSE | PNM | 115 | EPE | 115 | 12014 | CABALLOT | 11193 | UVAS | 1 | -6.0545 | 0 | 0 | 0 | 0 | -0.1356 | 44.65 | SW | SW |  | 12014_11193_1 | FALSE
| FALSE | EPE | 115 | PNM | 115 | 11193 | UVAS | 12195 | ALTLUNTP | 1 | -8.9349 | 0 | 0 | 0 | 0 | -0.20011 | 44.65 | SW | SW |  | 11193_12195_1 | FALSE
| FALSE | TH_PV | 500 | AZPS | 18 | 14009 | REDHAWK | 14978 | RED-FUT5 | 1 | 0 | 0 | 0 | 0 | 0 | 0 | 209 | SW | SW |  | 14009_14978_1 | FALSE
| FALSE | TH_PV | 500 | AZPS | 18 | 14009 | REDHAWK | 14980 | RED-FUT7 | 1 | 0 | 0 | 0 | 0 | 0 | 0 | 316.35 | SW | SW |  | 14009_14980_1 | FALSE
| FALSE | AZPS | 230 | WALC | 230 | 14209 | EAGLEYE | 19343 | BUCKEYE2 | 1 | -2.1394 | 0 | 0 | 0 | 0 | -0.00553 | 386.65 | SW | SW |  | 14209_19343_1 | FALSE
| FALSE | AZPS | 230 | AZPS | 230 | 14246 | RACEWAY | 14259 | WESTWNGE | 1 | -141.041 | 0 | 0 | 0 | 0 | -0.47738 | 295.45 | SW | SW |  | 14246_14259_1 | FALSE
| FALSE | AZPS | 230 | WALC | 230 | 14265 | SNVLY | 17173 | HASSY-AZ | 1 | 7.9611 | 0 | 0 | 0 | 0 | 0.10475 | 76 | SW | SW |  | 14265_17173_1 | FALSE
| FALSE | TH_PV | 500 | SRP | 500 | 15021 | PALOVRDE | 159997 | PL-RCTR1 | 1 | -346.784 | 0 | 0 | 0 | 0 | -0.1405 | 2468.195 | SW | SW |  | 15021_159997_1 | FALSE
| FALSE | TH_PV | 500 | SRP | 500 | 15021 | PALOVRDE | 159998 | PL-RCTR2 | 2 | -346.784 | 0 | 0 | 0 | 0 | -0.1405 | 2468.195 | SW | SW |  | 15021_159998_2 | FALSE
| FALSE | TH_PV | 500 | SRP | 500 | 15021 | PALOVRDE | 159999 | PL-RCTR3 | 3 | -345.068 | 0 | 0 | 0 | 0 | -0.13981 | 2468.195 | SW | SW |  | 15021_159999_3 | FALSE
| FALSE | SRP | 500 | SRP | 230 | 15087 | DUKE | 15232 | DUKE | 1 | 191.9894 | 0 | 0 | 0 | 0 | 0.33795 | 568.1 | SW | SW |  | 15087_15232_1 | FALSE
| FALSE | TH_PV | 500 | SRP | 500 | 15089 | JOJOBA | 15088 | PINAL_W | 1 | 1045.539 | 0 | 0 | 0 | 0 | 0.32619 | 3205.3 | SW | SW |  | 15089_15088_1 | FALSE
| FALSE | TH_PV | 500 | TH_PV | 500 | 15090 | HASSYAMP | 15089 | JOJOBA | 2 | 569.4042 | 0 | 0 | 0 | 0 | 0.17764 | 3205.3 | SW | SW |  | 15090_15089_2 | FALSE
| FALSE | TH_PV | 230 | SRP | 230 | 15163 | MESQUITE | 159000 | MESSOLAR | 1 | -49.8375 | 0 | 0 | 0 | 0 | -0.07 | 712.215 | SW | SW |  | 15163_159000_1 | FALSE
| FALSE | TH_PV | 230 | SRP | 230 | 15163 | MESQUITE | 159000 | MESSOLAR | 2 | -49.8375 | 0 | 0 | 0 | 0 | -0.07 | 712.215 | SW | SW |  | 15163_159000_2 | FALSE
| FALSE | SRP | 230 | SRP | 230 | 15209 | PAPAGOBT | 15207 | KYR-EAST | 1 | -168.776 | 0 | 0 | 0 | 0 | -0.2437 | 692.55 | SW | SW |  | 15209_15207_1 | FALSE
| FALSE | SRP | 230 | WALC | 230 | 15232 | DUKE | 19068 | TESTTRAK | 1 | 191.9894 | 0 | 0 | 0 | 0 | 0.24858 | 772.35 | SW | SW |  | 15232_19068_1 | FALSE
| FALSE | SRP | 230 | SRP | 230 | 159000 | MESSOLAR | 159001 | MES1_TWP | 1 | -44.1667 | 0 | 0 | 0 | 0 | -0.24862 | 177.65 | SW | SW |  | 159000_159001_1 | FALSE
| FALSE | SRP | 230 | SRP | 230 | 159000 | MESSOLAR | 159003 | MES3_TWP | 1 | -33.7074 | 0 | 0 | 0 | 0 | -0.18974 | 177.65 | SW | SW |  | 159000_159003_1 | FALSE
| FALSE | SRP | 115 | WALC | 115 | 159030 | SANDSTONE | 19044 | COOLIDGE | 1 | -15.6934 | 0 | 0 | 0 | 0 | -0.11346 | 138.32 | SW | SW |  | 159030_19044_1 | FALSE
| FALSE | SRP | 500 | TH_PV | 500 | 159997 | PL-RCTR1 | 15090 | HASSYAMP | 1 | -346.784 | 0 | 0 | 0 | 0 | -0.11429 | 3034.205 | SW | SW |  | 159997_15090_1 | FALSE
| FALSE | SRP | 500 | TH_PV | 500 | 159998 | PL-RCTR2 | 15090 | HASSYAMP | 2 | -346.784 | 0 | 0 | 0 | 0 | -0.10819 | 3205.3 | SW | SW |  | 159998_15090_2 | FALSE
| FALSE | SRP | 500 | TH_PV | 500 | 159999 | PL-RCTR3 | 15090 | HASSYAMP | 3 | -345.068 | 0 | 0 | 0 | 0 | -0.14084 | 2450.05 | SW | SW |  | 159999_15090_3 | FALSE
| FALSE | NEVP | 230 | VEA | 138 | 18003 | AMARGOSA | 189001 | AMARGOSA | 1 | -15.4547 | 0 | 0 | 0 | 0 | -0.27113 | 57 | SW | SW |  | 18003_189001_1 | FALSE
| FALSE | NEVP | 230 | NEVP | 230 | 18019 | H ALLEN | 181001 | PLAYA | 1 | -93.863 | 0 | 0 | 0 | 0 | -0.22967 | 408.69 | SW | SW |  | 18019_181001_1 | FALSE
| FALSE | NEVP | 230 | VEA | 230 | 18022 | NWEST | 189021 | DESERT VIEW | 1 | -134.365 | 0 | 0 | 0 | 0 | -0.21333 | 629.85 | SW | SW |  | 18022_189021_1 | FALSE
| FALSE | NEVP | 230 | NEVP | 230 | 18595 | NSO | 181005 | BOULDER-PV | 1 | -76.4681 | 0 | 0 | 0 | 0 | -0.18711 | 408.69 | SW | SW |  | 18595_181005_1 | FALSE
| FALSE | WALC | 230 | WALC | 230 | 19052 | LIBERTY | 19343 | BUCKEYE2 | 1 | 2.1394 | 0 | 0 | 0 | 0 | 0.00553 | 386.65 | SW | SW |  | 19052_19343_1 | FALSE
| FALSE | WALC | 230 | AZPS | 230 | 19208 | N.WADDEL | 14246 | RACEWAY | 1 | 0 | 0 | 0 | 0 | 0 | 0 | 151.05 | SW | SW |  | 19208_14246_1 | FALSE
| FALSE | WALC | 230 | AZPS | 230 | 19343 | BUCKEYE2 | 14201 | BUCKEYE | 1 | 0 | 0 | 0 | 0 | 0 | 0 | 386.65 | SW | SW |  | 19343_14201_1 | FALSE
| FALSE | WALC | 230 | AZPS | 230 | 19500 | HASSYTAP | 14265 | SNVLY | 1 | -29.1913 | 0 | 0 | 0 | 0 | -0.0414 | 705.85 | SW | SW |  | 19500_14265_1 | FALSE
| FALSE | IID | 230 | IID | 230 | 21033 | CALIPAT_SS | 21675 | HUDSON_RANCH | 1 | -62.6791 | 0 | 0 | 0 | 0 | -0.16577 | 378.1 | CA | CA |  | 21033_21675_1 | FALSE
| FALSE | IID | 161 | AZPS | 69 | 21072 | YUCCA161 | 84846 | YUCCA W | 1 | 2.8416 | 0 | 0 | 0 | 0 | 0.041 | 69.35 | CA | SW |  | 21072_84846_1 | FALSE
| FALSE | IID | 161 | AZPS | 69 | 21072 | YUCCA161 | 84846 | YUCCA W | 2 | 2.9283 | 0 | 0 | 0 | 0 | 0.0411 | 71.25 | CA | SW |  | 21072_84846_2 | FALSE
| FALSE | IID | 230 | IID | 230 | 21217 | SONORA_SS | 21033 | CALIPAT_SS | 1 | -72.1002 | 0 | 0 | 0 | 0 | -0.19069 | 378.1 | CA | CA |  | 21217_21033_1 | FALSE
| FALSE | EPE | 115 | PNM | 115 | 11122 | ORO_GRAN | 12160 | JARILLA1 | 1 | 1.5475 | 0 | 0 | 0 | 0 | 0.0137 | 113.05 | SW | SW |  | 11122_12160_1 | FALSE
| FALSE | LDWP | 230 | LDWP | 230 | 26132 | BARRENRD | 26962 | RECINCO | 1 | -1.51e-12 | 0 | 0 | 0 | 0 | -5.67e-15 | 266 | CA | CA |  | 26132_26962_1 | FALSE
| FALSE | LDWP | 230 | LDWP | 230 | 26905 | BEACONTP | 27225 | SPRINGBOK | 1 | -103.224 | 0 | 0 | 0 | 0 | -0.19334 | 533.9 | CA | CA |  | 26905_27225_1 | FALSE
| FALSE | SPPC | 230 | SPPC | 230 | 64531 | OSCEOLA | 640130 | SPRING VAL | 1 | -18.3183 | 0 | 0 | 0 | 0 | -0.0749 | 244.435 | Inland | Inland |  | 64531_640130_1 | FALSE
| FALSE | PSCO | 230 | PSCO | 230 | 70078 | CAMEO | 70309 | PARACHUT | 1 | -39.2144 | 0 | 0 | 0 | 0 | -0.10398 | 377.15 | RM | RM |  | 70078_70309_1 | FALSE
| FALSE | PSCO | 230 | PSCO | 230 | 70396 | SMOKYHIL | 70596 | HARVEST_MI | 1 | -169.246 | 0 | 0 | 0 | 0 | -0.15655 | 1081.1 | RM | RM |  | 70396_70596_1 | FALSE
| FALSE | WACM | 230 | PSCO | 230 | 73011 | AULT | 70474 | WINDSOR | 1 | 18.7122 | 0 | 0 | 0 | 0 | 0.0342 | 547.2 | RM | RM |  | 73011_70474_1 | FALSE
| FALSE | PSCO | 345 | PSCO | 345 | 70597 | HARVEST_MI | 70601 | DANIELPK | 1 | -37.014 | 0 | 0 | 0 | 0 | -0.0275 | 1346.15 | RM | RM |  | 70597_70601_1 | FALSE
| FALSE | PSCO | 345 | PSCO | 345 | 70598 | PAWNEE | 70624 | MIS_SITE | 2 | 24.9989 | 0 | 0 | 0 | 0 | 0.022962 | 1088.7 | RM | RM |  | 70598_70624_2 | FALSE
| FALSE | PSCO | 345 | PSCO | 345 | 70601 | DANIELPK | 70624 | MIS_SITE | 1 | -279.412 | 0 | 0 | 0 | 0 | -0.20298 | 1376.55 | RM | RM |  | 70601_70624_1 | FALSE
| FALSE | PSCO | 230 | WACM | 230 | 70898 | HUSKY | 73011 | AULT | 1 | -56.261 | 0 | 0 | 0 | 0 | -0.10282 | 547.2 | RM | RM |  | 70898_73011_1 | FALSE
| FALSE | WAUW | 230 | WACM | 230 | 630041 | PHSHFT XOVER | 73632 | YELLOWTL WST | 1 | 54.6714 | 0 | 0 | 0 | 0 | 0.18097 | 302.1 | Inland | RM |  | 630041_73632_1 | FALSE
| FALSE | WACM | 345 | WACM | 345 | 79060 | SANJN PS | 79990 | WATRFLW | 2 | 80.11 | 0 | 0 | 0 | 0 | 0.28109 | 285 | RM | RM |  | 79060_79990_2 | FALSE
| FALSE | EPE | 115 | PNM | 115 | 11008 | AMRAD | 13000 | ALAMOGCP | 1 | 38.9149 | 0 | 0 | 0 | 0 | 0.24977 | 155.8 | SW | SW |  | 11008_13000_1 | FALSE
| FALSE | CIPV | 115 | CIPB | 115 | 32549 | SILVRDJ2 | 32550 | SILVERDO | 1 | 13.8673 | 0 | 0 | 0 | 0 | 0.13151 | 105.45 | CA | CA |  | 32549_32550_1 | FALSE
| FALSE | CISD | 230 | CISD | 230 | 22464 | MIGUEL | 22466 | MLMS3TAP | 1 | 135.4406 | 0 | 0 | 0 | 0 | 0.12196 | 1110.55 | CA | CA |  | 22464_22466_1 | FALSE
| FALSE | CISD | 230 | CISD | 230 | 22464 | MIGUEL | 22467 | MLSXTAP | 1 | -32.5251 | 0 | 0 | 0 | 0 | -0.0287 | 1135.25 | CA | CA |  | 22464_22467_1 | FALSE
| FALSE | CISD | 230 | CISD | 230 | 22609 | OTAYMESA | 22466 | MLMS3TAP | 1 | 135.4714 | 0 | 0 | 0 | 0 | 0.11363 | 1192.25 | CA | CA |  | 22609_22466_1 | FALSE
| FALSE | CIPV | 115 | CIPB | 115 | 32551 | SILVRDJ1 | 32550 | SILVERDO | 1 | 0 | 0 | 0 | 0 | 0 | 0 | 183.92 | CA | CA |  | 32551_32550_1 | FALSE
| FALSE | CISD | 230 | CISD | 230 | 22609 | OTAYMESA | 22467 | MLSXTAP | 1 | 131.3479 | 0 | 0 | 0 | 0 | 0.11017 | 1192.25 | CA | CA |  | 22609_22467_1 | FALSE
| FALSE | CISD | 230 | CISD | 230 | 22710 | SANLUSRY SC | 22504 | MISSION | 1 | -84.2277 | 0 | 0 | 0 | 0 | -0.14951 | 563.35 | CA | CA |  | 22710_22504_1 | FALSE
| FALSE | CISD | 230 | CISD | 230 | 22716 | SANLUSRY | 22710 | SANLUSRY SC | 1 | -84.7329 | 0 | 0 | 0 | 0 | -0.0978 | 866.4 | CA | CA |  | 22716_22710_1 | FALSE
| FALSE | CISD | 230 | CISD | 230 | 22716 | SANLUSRY | 22710 | SANLUSRY SC | 2 | -84.7329 | 0 | 0 | 0 | 0 | -0.0978 | 866.4 | CA | CA |  | 22716_22710_2 | FALSE
| FALSE | CISD | 230 | CISD | 230 | 22771 | BAY BLVD | 22466 | MLMS3TAP | 1 | -270.912 | 0 | 0 | 0 | 0 | -0.22723 | 1192.25 | CA | CA |  | 22771_22466_1 | FALSE
| FALSE | CISD | 230 | CISD | 230 | 22785 | EA GEN1 230 | 22232 | ENCINA | 1 | 2.3003 | 0 | 0 | 0 | 0 | 0.00477 | 482.6 | CA | CA |  | 22785_22232_1 | FALSE
| FALSE | CISD | 230 | CISD | 230 | 22832 | SYCAMORE | 22467 | MLSXTAP | 1 | -98.8228 | 0 | 0 | 0 | 0 | -0.11406 | 866.4 | CA | CA |  | 22832_22467_1 | FALSE
| FALSE | CISD | 230 | CISD | 230 | 22886 | SUNCREST | 22893 | SNCRS SVC HV | 1 | 0 | 0 | 0 | 0 | 0 | 0 | 339.15 | CA | CA |  | 22886_22893_1 | FALSE
| FALSE | CISC | 230 | CISC | 230 | 24114 | PARDEE | 24200 | SAUG TAP | 4 | 108.8722 | 0 | 0 | 0 | 0 | 0.23199 | 469.3 | CA | CA |  | 24114_24200_4 | FALSE
| FALSE | CISC | 230 | CISC | 230 | 24401 | ANTELOPE | 29698 | BIG SKY | 1 | -176.162 | 0 | 0 | 0 | 0 | -0.17189 | 1024.86 | CA | CA |  | 24401_29698_1 | FALSE
| FALSE | CISC | 230 | VEA | 230 | 24646 | ELDORDO2 | 189040 | SLOAN CANYON | 1 | 22.7043 | 0 | 0 | 0 | 0 | 0.027 | 840.75 | CA | SW |  | 24646_189040_1 | FALSE
| FALSE | CIPB | 115 | CIPV | 115 | 32559 | MTCLPHJ2 | 31256 | FLTN JCT | 1 | 0 | 0 | 0 | 0 | 0 | 0 | 105.925 | CA | CA |  | 32559_31256_1 | FALSE
| FALSE | CISC | 55 | SPPC | 55 | 24867 | TAP642 | 64081 | NEVBD501 | 1 | -0.33247 | 0 | 0 | 0 | 0 | -0.0135 | 24.7 | CA | Inland |  | 24867_64081_1 | FALSE
| FALSE | CISC | 230 | CISC | 230 | 24880 | MNTVIEW4 | 24132 | SANBRDNO | 1 | 134.3631 | 0 | 0 | 0 | 0 | 0.21982 | 611.23 | CA | CA |  | 24880_24132_1 | FALSE
| FALSE | CIPB | 115 | CIPV | 115 | 32561 | MTCLPHJ1 | 31253 | FLTN JT2 | 1 | 0 | 0 | 0 | 0 | 0 | 0 | 105.925 | CA | CA |  | 32561_31253_1 | FALSE
| FALSE | CISC | 230 | CISC | 230 | 25100 | MERCHANT | 25116 | CMS4 HS | 1 | -14.8863 | 0 | 0 | 0 | 0 | -0.13991 | 106.4 | CA | CA |  | 25100_25116_1 | FALSE
| FALSE | CISC | 230 | CISC | 230 | 29408 | WIRLWIND | 29665 | TEDDY | 1 | -131.353 | 0 | 0 | 0 | 0 | -0.30051 | 437.095 | CA | CA |  | 29408_29665_1 | FALSE
| FALSE | CISC | 230 | CISC | 230 | 29408 | WIRLWIND | 29676 | RATTLSNK | 1 | -77.5149 | 0 | 0 | 0 | 0 | -0.08403 | 922.45 | CA | CA |  | 29408_29676_1 | FALSE
| FALSE | CISC | 230 | CISC | 230 | 29408 | WIRLWIND | 29683 | ROY_TAP | 1 | -64.7245 | 0 | 0 | 0 | 0 | -0.17222 | 375.82 | CA | CA |  | 29408_29683_1 | FALSE
| FALSE | CIPV | 115 | CIPB | 115 | 32562 | PUEBLOJT | 32564 | PUEBLO | 1 | 17.3304 | 0 | 0 | 0 | 0 | 0.0942 | 183.92 | CA | CA |  | 32562_32564_1 | FALSE
| FALSE | CISC | 230 | CISC | 230 | 29676 | RATTLSNK | 29670 | DSTFLWER | 1 | -30.3934 | 0 | 0 | 0 | 0 | -0.0426 | 713.26 | CA | CA |  | 29676_29670_1 | FALSE
| FALSE | CISC | 230 | CISC | 230 | 29683 | ROY_TAP | 29600 | SOLAR RN | 1 | -64.7245 | 0 | 0 | 0 | 0 | -0.18978 | 341.05 | CA | CA |  | 29683_29600_1 | FALSE
| FALSE | CISC | 230 | CISC | 230 | 29683 | ROY_TAP | 29684 | ROY_SUB | 1 | 0 | 0 | 0 | 0 | 0 | 0 | 448.115 | CA | CA |  | 29683_29684_1 | FALSE
| FALSE | CISC | 230 | CISC | 230 | 29691 | DESRT_STR | 29713 | Garlnd | 1 | -84.3561 | 0 | 0 | 0 | 0 | -0.21371 | 394.725 | CA | CA |  | 29691_29713_1 | FALSE
| FALSE | CIPB | 230 | CIPB | 230 | 30473 | HIGHWINDS | 30529 | MONTEZUMASS | 1 | 49.3008 | 0 | 0 | 0 | 0 | 0.0957 | 514.9 | CA | CA |  | 30473_30529_1 | FALSE
| FALSE | CIPB | 230 | CIPB | 230 | 30685 | EMBRCDRD | 30699 | PTR_SHNT | 1 | 66.1072 | 0 | 0 | 0 | 0 | 0.17397 | 380 | CA | CA |  | 30685_30699_1 | FALSE
| FALSE | CIPB | 230 | CIPB | 230 | 30694 | MARTN S4 | 30695 | MARTIN C | 1 | 32.6855 | 0 | 0 | 0 | 0 | 0.0823 | 397.385 | CA | CA |  | 30694_30695_1 | FALSE
| FALSE | CIPB | 230 | CIPB | 230 | 30698 | POTRERO | 30699 | PTR_SHNT | 1 | -66.1072 | 0 | 0 | 0 | 0 | -0.0899 | 735.68 | CA | CA |  | 30698_30699_1 | FALSE
| FALSE | CIPB | 230 | CIPB | 230 | 30735 | METCALF | 30755 | MOSSLNSW | 2 | -145.564 | 0 | 0 | 0 | 0 | -0.20526 | 709.175 | CA | CA |  | 30735_30755_2 | FALSE
| FALSE | CIPV | 230 | CIPV | 230 | 30760 | COBURN | 30797 | LASAGUILASS | 1 | -21.1726 | 0 | 0 | 0 | 0 | -0.0435 | 487.065 | CA | CA |  | 30760_30797_1 | FALSE
| FALSE | CIPB | 230 | CIPB | 230 | 30787 | DUKE ML2 | 30755 | MOSSLNSW | 1 | 152.8445 | 0 | 0 | 0 | 0 | 0.13464 | 1135.25 | CA | CA |  | 30787_30755_1 | FALSE
| FALSE | CIPV | 230 | CIPV | 230 | 30790 | PANOCHE | 30792 | TRANQLTYSS | 1 | 19.9353 | 0 | 0 | 0 | 0 | 0.025448 | 783.37 | CA | CA |  | 30790_30792_1 | FALSE
| FALSE | CIPV | 230 | CIPV | 230 | 30790 | PANOCHE | 30792 | TRANQLTYSS | 2 | 19.9353 | 0 | 0 | 0 | 0 | 0.025448 | 783.37 | CA | CA |  | 30790_30792_2 | FALSE
| FALSE | CIPV | 230 | CIPV | 230 | 30792 | TRANQLTYSS | 30825 | MCMULLN1 | 1 | 158.7568 | 0 | 0 | 0 | 0 | 0.20266 | 783.37 | CA | CA |  | 30792_30825_1 | FALSE
| FALSE | CIPV | 230 | CIPV | 230 | 30792 | TRANQLTYSS | 30873 | HELM | 1 | -8.974 | 0 | 0 | 0 | 0 | -0.0115 | 783.37 | CA | CA |  | 30792_30873_1 | FALSE
| FALSE | CIPV | 230 | CIPV | 230 | 30794 | Q643X | 30792 | TRANQLTYSS | 1 | 53.3975 | 0 | 0 | 0 | 0 | 0.16245 | 328.7 | CA | CA |  | 30794_30792_1 | FALSE
| FALSE | CIPV | 230 | CIPV | 230 | 30797 | LASAGUILASS | 30790 | PANOCHE | 1 | -39.5541 | 0 | 0 | 0 | 0 | -0.096 | 412.11 | CA | CA |  | 30797_30790_1 | FALSE
| FALSE | CIPV | 230 | CIPV | 230 | 30797 | LASAGUILASS | 30790 | PANOCHE | 2 | -39.827 | 0 | 0 | 0 | 0 | -0.13154 | 302.765 | CA | CA |  | 30797_30790_2 | FALSE
| FALSE | CIPV | 230 | CIPV | 230 | 30821 | HELMS PP1 | 30822 | HELMS PP2 | 1 | 2.0814 | 0 | 0 | 0 | 0 | 0.00183 | 1135.25 | CA | CA |  | 30821_30822_1 | FALSE
| FALSE | CIPV | 230 | CIPV | 230 | 30822 | HELMS PP2 | 30823 | HELMS PP3 | 1 | -8.3743 | 0 | 0 | 0 | 0 | -0.00738 | 1135.25 | CA | CA |  | 30822_30823_1 | FALSE
| FALSE | CIPV | 230 | CIPV | 230 | 30880 | HENTAP2 | 30885 | MUSTANGSS | 1 | -111.023 | 0 | 0 | 0 | 0 | -0.14183 | 782.8 | CA | CA |  | 30880_30885_1 | FALSE
| FALSE | CIPV | 230 | CIPV | 230 | 30886 | Q643W | 30885 | MUSTANGSS | 1 | 29.792 | 0 | 0 | 0 | 0 | 0.0412 | 722.95 | CA | CA |  | 30886_30885_1 | FALSE
| FALSE | CIPV | 230 | CIPV | 230 | 30903 | Q877PH12 | 30889 | CALFLATSSS | 1 | 41.3453 | 0 | 0 | 0 | 0 | 0.12056 | 342.95 | CA | CA |  | 30903_30889_1 | FALSE
| FALSE | CIPV | 230 | CIPV | 230 | 30904 | CALFLATS-STH | 30889 | CALFLATSSS | 1 | 36.3171 | 0 | 0 | 0 | 0 | 0.1059 | 342.95 | CA | CA |  | 30904_30889_1 | FALSE
| FALSE | CIPV | 230 | CIPV | 230 | 30970 | MIDWAY | 30975 | MIDWAY-R11 | 1 | 83.6355 | 0 | 0 | 0 | 0 | 0.0552 | 1513.825 | CA | CA |  | 30970_30975_1 | FALSE
| FALSE | CIPV | 230 | CIPV | 230 | 30970 | MIDWAY | 30976 | MIDWAY-R12 | 1 | 84.1566 | 0 | 0 | 0 | 0 | 0.0556 | 1513.825 | CA | CA |  | 30970_30976_1 | FALSE
| FALSE | CIPV | 230 | CIPV | 230 | 30970 | MIDWAY | 30977 | MIDWAY-R13 | 1 | 83.2125 | 0 | 0 | 0 | 0 | 0.055 | 1513.825 | CA | CA |  | 30970_30977_1 | FALSE
| FALSE | CIPV | 60 | CIPB | 60 | 31394 | LKVLE JT | 32665 | NVTO JCT | 1 | 0 | 0 | 0 | 0 | 0 | 0 | 35.15 | CA | CA |  | 31394_32665_1 | FALSE
| FALSE | CIPB | 115 | CIPV | 115 | 32586 | HGHWY J2 | 31956 | CORDELLT | 1 | 2.6813 | 0 | 0 | 0 | 0 | 0.0294 | 91.2 | CA | CA |  | 32586_31956_1 | FALSE
| FALSE | CIPB | 115 | CIPV | 115 | 32598 | NTWR ALT | 31956 | CORDELLT | 1 | -2.6813 | 0 | 0 | 0 | 0 | -0.02274 | 117.895 | CA | CA |  | 32598_31956_1 | FALSE
| FALSE | BANC | 230 | BANC | 230 | 37005 | ELVERTAS | 37543 | ELVERTAE | 1 | -31.5002 | 0 | 0 | 0 | 0 | -0.0402 | 783.75 | CA | CA |  | 37005_37543_1 | FALSE
| FALSE | BANC | 230 | BANC | 230 | 37520 | OBANION | 37543 | ELVERTAE | 2 | 94.9863 | 0 | 0 | 0 | 0 | 0.2421 | 392.35 | CA | CA |  | 37520_37543_2 | FALSE
| FALSE | BANC | 230 | BANC | 230 | 37543 | ELVERTAE | 37010 | HURLEY S | 1 | 45.1698 | 0 | 0 | 0 | 0 | 0.11513 | 392.35 | CA | CA |  | 37543_37010_1 | FALSE
| FALSE | BANC | 230 | BANC | 230 | 37546 | ELVERTAW | 37543 | ELVERTAE | 1 | 29.7153 | 0 | 0 | 0 | 0 | 0.0379 | 783.75 | CA | CA |  | 37546_37543_1 | FALSE
| FALSE | BANC | 230 | BANC | 230 | 37568 | FIDDYMNT | 37543 | ELVERTAE | 1 | -48.0316 | 0 | 0 | 0 | 0 | -0.10577 | 454.1 | CA | CA |  | 37568_37543_1 | FALSE
| FALSE | BANC | 230 | BANC | 230 | 37580 | SHASTA | 37545 | COTWDWAP | 2 | 35.1299 | 0 | 0 | 0 | 0 | 0.0774 | 454.1 | CA | CA |  | 37580_37545_2 | FALSE
| FALSE | BANC | 230 | BANC | 230 | 37580 | SHASTA | 37552 | COTWWAP2 | 1 | 38.0526 | 0 | 0 | 0 | 0 | 0.0838 | 454.1 | CA | CA |  | 37580_37552_1 | FALSE
| FALSE | BPAT | 115 | PSEI | 115 | 40077 | BANGOR | 42905 | FOSSCNRS | 1 | 18.4703 | 0 | 0 | 0 | 0 | 0.0781 | 236.55 | NW | NW |  | 40077_42905_1 | FALSE
| FALSE | CIPB | 115 | CIPV | 115 | 32608 | CRQNZTP2 | 32610 | MRE IS-Q | 1 | 2.6813 | 0 | 0 | 0 | 0 | 0.0341 | 78.565 | CA | CA |  | 32608_32610_1 | FALSE
| FALSE | BPAT | 230 | BPAT | 230 | 40121 | BOARDMAN_1# | 40130 | MORROWF | 1 | -197.031 | 0 | 0 | 0 | 0 | -0.32175 | 612.37 | NW | NW |  | 40121_40130_1 | FALSE
| FALSE | BPAT | 230 | BPAT | 230 | 40123 | BOARDMAN_2# | 40130 | MORROWF | 1 | 15.2831 | 0 | 0 | 0 | 0 | 0.0219 | 696.35 | NW | NW |  | 40123_40130_1 | FALSE
| FALSE | BPAT | 230 | BPAT | 230 | 40130 | MORROWF | 41351 | MCNRY S1 | 1 | -87.6568 | 0 | 0 | 0 | 0 | -0.12588 | 696.35 | NW | NW |  | 40130_41351_1 | FALSE
| FALSE | BPAT | 230 | BPAT | 230 | 40340 | DETROIT TX1 | 40345 | DETROIT | 1 | 21.3972 | 0 | 0 | 0 | 0 | 0.0583 | 367.08 | NW | NW |  | 40340_40345_1 | FALSE
| FALSE | BPAT | 115 | NWMT | 115 | 40391 | ELMO+ | 629094 | KERR BPA | 1 | -11.8016 | 0 | 0 | 0 | 0 | -0.0575 | 205.105 | NW | Inland |  | 40391_629094_1 | FALSE
| FALSE | BPAT | 500 | PGE | 500 | 40489 | GRIZZLY | 43990 | SAND_SP_21 | 2 | 694.5085 | 0 | 0 | 0 | 0 | 0.18082 | 3840.85 | NW | NW |  | 40489_43990_2 | FALSE
| FALSE | CIPB | 115 | CIPV | 115 | 32612 | CRQNZTP1 | 32610 | MRE IS-Q | 1 | 0 | 0 | 0 | 0 | 0 | 0 | 78.565 | CA | CA |  | 32612_32610_1 | FALSE
| FALSE | BPAT | 230 | PACW | 230 | 41094 | TROUTD W | 45301 | TROUTPP1 | 1 | 204.9445 | 0 | 0 | 0 | 0 | 0.20864 | 982.3 | NW | NW |  | 41094_45301_1 | FALSE
| FALSE | PSEI | 230 | PSEI | 230 | 42503 | OBRIEN N | 42516 | OBRIEN S | 1 | -94.2203 | 0 | 0 | 0 | 0 | -0.0606 | 1555.15 | NW | NW |  | 42503_42516_1 | FALSE
| FALSE | PSEI | 230 | PSEI | 230 | 42505 | CHRISTOP | 42516 | OBRIEN S | 1 | 231.0517 | 0 | 0 | 0 | 0 | 0.20653 | 1118.72 | NW | NW |  | 42505_42516_1 | FALSE
| FALSE | CIPB | 115 | CIPV | 115 | 32618 | NTWRJCT1 | 32020 | JMSN JCT | 1 | 0 | 0 | 0 | 0 | 0 | 0 | 81.7 | CA | CA |  | 32618_32020_1 | FALSE
| FALSE | PGE | 230 | PACW | 230 | 43215 | GRESHAM | 45301 | TROUTPP1 | 1 | -94.6641 | 0 | 0 | 0 | 0 | -0.17605 | 537.7 | NW | NW |  | 43215_45301_1 | FALSE
| FALSE | PGE | 230 | PGE | 230 | 43229 | HARBORTN | 43541 | ST MARYS | 1 | 95.686 | 0 | 0 | 0 | 0 | 0.13218 | 723.9 | NW | NW |  | 43229_43541_1 | FALSE
| FALSE | CIPV | 60 | CIPB | 60 | 32650 | ST.HELNA | 32652 | CALISTGA | 1 | 5.4189 | 0 | 0 | 0 | 0 | 0.124 | 43.7 | CA | CA |  | 32650_32652_1 | FALSE
| FALSE | CIPB | 60 | CIPV | 60 | 32654 | TULUCAY | 32655 | TULCAY1 | 1 | 6.6982 | 0 | 0 | 0 | 0 | 0.0342 | 195.7 | CA | CA |  | 32654_32655_1 | FALSE
| FALSE | PGE | 500 | PGE | 500 | 43990 | SAND_SP_21 | 43991 | SAND_SP_22 | 2 | 694.5085 | 0 | 0 | 0 | 0 | 0.22214 | 3126.45 | NW | NW |  | 43990_43991_2 | FALSE
| FALSE | PGE | 500 | PGE | 500 | 43991 | SAND_SP_22 | 43992 | FORT_RK_21 | 2 | 694.5085 | 0 | 0 | 0 | 0 | 0.18082 | 3840.85 | NW | NW |  | 43991_43992_2 | FALSE
| FALSE | PGE | 500 | PGE | 500 | 43992 | FORT_RK_21 | 43993 | FORT_RK_22 | 2 | 694.5085 | 0 | 0 | 0 | 0 | 0.26383 | 2632.45 | NW | NW |  | 43992_43993_2 | FALSE
| FALSE | PGE | 500 | PGE | 500 | 43993 | FORT_RK_22 | 43994 | SYCAN_21 | 2 | 694.5085 | 0 | 0 | 0 | 0 | 0.21105 | 3290.8 | NW | NW |  | 43993_43994_2 | FALSE
| FALSE | CIPB | 60 | CIPV | 60 | 32654 | TULUCAY | 32660 | BSLT TAP | 1 | 21.1972 | 0 | 0 | 0 | 0 | 0.17473 | 121.315 | CA | CA |  | 32654_32660_1 | FALSE
| FALSE | PGE | 500 | PGE | 500 | 43994 | SYCAN_21 | 43995 | SYCAN_22 | 2 | 694.5085 | 0 | 0 | 0 | 0 | 0.22214 | 3126.45 | NW | NW |  | 43994_43995_2 | FALSE
| FALSE | PACW | 500 | PACW | 500 | 44514 | SAMS VLY | 45095 | DIXONVLE | 1 | -113.469 | 0 | 0 | 0 | 0 | -0.0329 | 3448.5 | NW | NW |  | 44514_45095_1 | FALSE
| FALSE | PACW | 230 | PACW | 230 | 44515 | SAMS VLY | 45123 | GRANT PS | 2 | 57.7822 | 0 | 0 | 0 | 0 | 0.0912 | 633.65 | NW | NW |  | 44515_45123_2 | FALSE
| FALSE | CIPV | 60 | CIPB | 60 | 32655 | TULCAY1 | 32658 | BASALT | 1 | 0 | 0 | 0 | 0 | 0 | 0 | 61.75 | CA | CA |  | 32655_32658_1 | FALSE
| FALSE | DOPD | 115 | CHPD | 115 | 47042 | LONE_P | 46805 | CHELAN | 1 | 12.605 | 0 | 0 | 0 | 0 | 0.0507 | 248.615 | NW | NW |  | 47042_46805_1 | FALSE
| FALSE | CIPB | 60 | CIPV | 60 | 32656 | NAPA | 32660 | BSLT TAP | 1 | -13.6527 | 0 | 0 | 0 | 0 | -0.14229 | 95.95 | CA | CA |  | 32656_32660_1 | FALSE
| FALSE | BCHA | 287 | BCHA | 287 | 50458 | MIN 287 | 81101 | KLG 287 | 1 | 1.288 | 0 | 0 | 0 | 0 | 0.000273 | 4721.975 | CAN | CAN |  | 50458_81101_1 | FALSE
| FALSE | BCHA | 230 | BCHA | 230 | 50540 | GMS 230 | 81044 | GFC 230 | 1 | 6.697 | 0 | 0 | 0 | 0 | 0.00177 | 3784.135 | CAN | CAN |  | 50540_81044_1 | FALSE
| FALSE | CIPB | 60 | CIPV | 60 | 32656 | NAPA | 32662 | TULCY JT | 1 | -6.5568 | 0 | 0 | 0 | 0 | -0.0683 | 95.95 | CA | CA |  | 32656_32662_1 | FALSE
| FALSE | BCHA | 230 | BCHA | 230 | 50783 | SEL 230 | 52560 | WAX 230 | 1 | -118.509 | 0 | 0 | 0 | 0 | -0.26712 | 443.65 | CAN | CAN |  | 50783_52560_1 | FALSE
| FALSE | CIPV | 60 | CIPB | 60 | 32660 | BSLT TAP | 32658 | BASALT | 1 | 7.5445 | 0 | 0 | 0 | 0 | 0.0622 | 121.315 | CA | CA |  | 32660_32658_1 | FALSE
| FALSE | AESO | 240 | AESO | 240 | 54057 | LAMOURE4 | 54443 | BANN_240 | 42 | -108.526 | 0 | 0 | 0 | 0 | -0.22893 | 474.05 | CAN | CAN |  | 54057_54443_42 | FALSE
| FALSE | AESO | 240 | AESO | 240 | 54087 | METIS644 | 55649 | HANSMAN7 | 54 | -42.0555 | 0 | 0 | 0 | 0 | -0.13294 | 316.35 | CAN | CAN |  | 54087_55649_54 | FALSE
| FALSE | AESO | 240 | AESO | 240 | 54109 | DEERLAN4 | 54771 | AMELIA1 | 43 | 123.7752 | 0 | 0 | 0 | 0 | 0.28516 | 434.055 | CAN | CAN |  | 54109_54771_43 | FALSE
| FALSE | AESO | 240 | AESO | 240 | 54128 | ELLERSLI | 54512 | DOME 4 | 9 | 50.821 | 0 | 0 | 0 | 0 | 0.10721 | 474.05 | CAN | CAN |  | 54128_54512_9 | FALSE
| FALSE | AESO | 240 | AESO | 240 | 54133 | WABAMUN4 | 54135 | SUNDANC4 | 2 | -111.839 | 0 | 0 | 0 | 0 | -0.23592 | 474.05 | CAN | CAN |  | 54133_54135_2 | FALSE
| FALSE | AESO | 240 | AESO | 240 | 54147 | GAETZ 4 | 54152 | RED DEE4 | 14 | -0.70638 | 0 | 0 | 0 | 0 | -0.00149 | 474.05 | CAN | CAN |  | 54147_54152_14 | FALSE
| FALSE | AESO | 240 | AESO | 240 | 54152 | RED DEE4 | 55422 | NEVIS 4 | 12 | -42.2057 | 0 | 0 | 0 | 0 | -0.0713 | 591.85 | CAN | CAN |  | 54152_55422_12 | FALSE
| FALSE | AESO | 240 | AESO | 240 | 54152 | RED DEE4 | 55788 | WOLFCREK | 83 | -19.5451 | 0 | 0 | 0 | 0 | -0.0368 | 531.05 | CAN | CAN |  | 54152_55788_83 | FALSE
| FALSE | AESO | 240 | AESO | 240 | 54155 | BENALTO4 | 54161 | SARCEE 4 | 6 | 61.2941 | 0 | 0 | 0 | 0 | 0.1293 | 474.05 | CAN | CAN |  | 54155_54161_6 | FALSE
| FALSE | AESO | 240 | AESO | 240 | 54155 | BENALTO4 | 54161 | SARCEE 4 | 28 | 61.2878 | 0 | 0 | 0 | 0 | 0.12929 | 474.05 | CAN | CAN |  | 54155_54161_28 | FALSE
| FALSE | AESO | 240 | AESO | 240 | 54155 | BENALTO4 | 54420 | KEEPHIL4 | 3 | -75.5136 | 0 | 0 | 0 | 0 | -0.15929 | 474.05 | CAN | CAN |  | 54155_54420_3 | FALSE
| FALSE | AESO | 240 | AESO | 240 | 54155 | BENALTO4 | 54639 | JOHNSON1 | 81 | 50.0791 | 0 | 0 | 0 | 0 | 0.10564 | 474.05 | CAN | CAN |  | 54155_54639_81 | FALSE
| FALSE | AESO | 240 | AESO | 240 | 54163 | SAGITAW4 | 54298 | ALB NEWS | 7 | 67.0908 | 0 | 0 | 0 | 0 | 0.099 | 677.35 | CAN | CAN |  | 54163_54298_7 | FALSE
| FALSE | AESO | 240 | AESO | 240 | 54165 | PEIGAN 4 | 54746 | WINDYFLATS | 48 | 163.7189 | 0 | 0 | 0 | 0 | 0.22948 | 713.45 | CAN | CAN |  | 54165_54746_48 | FALSE
| FALSE | AESO | 240 | AESO | 240 | 54165 | PEIGAN 4 | 54746 | WINDYFLATS | 49 | 163.6461 | 0 | 0 | 0 | 0 | 0.22937 | 713.45 | CAN | CAN |  | 54165_54746_49 | FALSE
| FALSE | AESO | 240 | AESO | 240 | 54167 | N LETHB4 | 54746 | WINDYFLATS | 67 | -84.5851 | 0 | 0 | 0 | 0 | -0.17843 | 474.05 | CAN | CAN |  | 54167_54746_67 | FALSE
| FALSE | AESO | 240 | AESO | 240 | 54167 | N LETHB4 | 54746 | WINDYFLATS | 68 | -84.5588 | 0 | 0 | 0 | 0 | -0.17838 | 474.05 | CAN | CAN |  | 54167_54746_68 | FALSE
| FALSE | AESO | 500 | AESO | 500 | 54258 | ELLERSLI1 | 54273 | HRTLAND | 6 | -160.524 | 0 | 0 | 0 | 0 | -0.065 | 2468.195 | CAN | CAN |  | 54258_54273_6 | FALSE
| FALSE | AESO | 500 | AESO | 500 | 54258 | ELLERSLI1 | 54525 | GENESEE4 | 9 | -464.061 | 0 | 0 | 0 | 0 | -0.19538 | 2375.19 | CAN | CAN |  | 54258_54525_9 | FALSE
| FALSE | AESO | 240 | AESO | 240 | 54282 | HEARTLAK1 | 55348 | WHITFISH | 81 | 42.5566 | 0 | 0 | 0 | 0 | 0.09 | 473.1 | CAN | CAN |  | 54282_55348_81 | FALSE
| FALSE | AESO | 240 | AESO | 240 | 54341 | HEARTLAN | 54443 | BANN_240 | 61 | 194.6173 | 0 | 0 | 0 | 0 | 0.29017 | 670.7 | CAN | CAN |  | 54341_54443_61 | FALSE
| FALSE | AESO | 500 | AESO | 500 | 54610 | KEEPHIL2 | 54630 | SUNNYB1 | 3 | -550.238 | 0 | 0 | 0 | 0 | -0.23168 | 2375 | CAN | CAN |  | 54610_54630_3 | FALSE
| FALSE | AESO | 240 | AESO | 240 | 54617 | FOOTHLL1 | 55653 | SC1B | 38 | -156.072 | 0 | 0 | 0 | 0 | -0.136 | 1147.6 | CAN | CAN |  | 54617_55653_38 | FALSE
| FALSE | AESO | 240 | AESO | 240 | 54617 | FOOTHLL1 | 56544 | ENMX65S4 | 6 | 131.1597 | 0 | 0 | 0 | 0 | 0.11439 | 1146.65 | CAN | CAN |  | 54617_56544_6 | FALSE
| FALSE | AESO | 240 | AESO | 240 | 54617 | FOOTHLL1 | 59643 | SC1D | 37 | -155.875 | 0 | 0 | 0 | 0 | -0.13583 | 1147.6 | CAN | CAN |  | 54617_59643_37 | FALSE
| FALSE | AESO | 240 | AESO | 240 | 54642 | SC1C | 54746 | WINDYFLATS | 37 | -155.875 | 0 | 0 | 0 | 0 | -0.13583 | 1147.6 | CAN | CAN |  | 54642_54746_37 | FALSE
| FALSE | AESO | 240 | AESO | 240 | 54666 | DOVER | 55200 | RUTH LK4 | 58 | -66.2351 | 0 | 0 | 0 | 0 | -0.1326 | 499.51 | CAN | CAN |  | 54666_55200_58 | FALSE
| FALSE | AESO | 240 | AESO | 240 | 54746 | WINDYFLATS | 59952 | SC1A | 38 | 156.0717 | 0 | 0 | 0 | 0 | 0.136 | 1147.6 | CAN | CAN |  | 54746_59952_38 | FALSE
| FALSE | AESO | 240 | AESO | 240 | 54777 | ED1000-1 | 57612 | SECORD01 | 0 | -18.0709 | 0 | 0 | 0 | 0 | -0.0319 | 567.055 | CAN | CAN |  | 54777_57612_0 | FALSE
| FALSE | AESO | 240 | AESO | 240 | 55012 | NEWELL2 | 59669 | BOWMAN1 | 35 | -37.6406 | 0 | 0 | 0 | 0 | -0.0347 | 1084.9 | CAN | CAN |  | 55012_59669_35 | FALSE
| FALSE | AESO | 240 | AESO | 240 | 55163 | L. SMOKY | 55260 | LOU CR.4 | 2 | -26.6923 | 0 | 0 | 0 | 0 | -0.0564 | 473.1 | CAN | CAN |  | 55163_55260_2 | FALSE
| FALSE | AESO | 240 | AESO | 240 | 55163 | L. SMOKY | 55260 | LOU CR.4 | 5 | -26.6923 | 0 | 0 | 0 | 0 | -0.0564 | 473.1 | CAN | CAN |  | 55163_55260_5 | FALSE
| FALSE | AESO | 240 | AESO | 240 | 55236 | MUSKEG1 | 55289 | JACKPINE | 2 | 50.5535 | 0 | 0 | 0 | 0 | 0.10177 | 496.755 | CAN | CAN |  | 55236_55289_2 | FALSE
| FALSE | AESO | 240 | AESO | 240 | 55280 | BRINT02 | 59602 | LIVOCKPS | 10 | -140.027 | 0 | 0 | 0 | 0 | -0.23621 | 592.8 | CAN | CAN |  | 55280_59602_10 | FALSE
| FALSE | AESO | 240 | AESO | 240 | 55288 | LIVOCK01 | 55670 | BWC01 | 57 | -164.075 | 0 | 0 | 0 | 0 | -0.27678 | 592.8 | CAN | CAN |  | 55288_55670_57 | FALSE
| FALSE | AESO | 240 | AESO | 240 | 55484 | ANDERSO4 | 55486 | SHEER 24 | 0 | -21.5802 | 0 | 0 | 0 | 0 | -0.0456 | 473.1 | CAN | CAN |  | 55484_55486_0 | FALSE
| FALSE | AESO | 240 | AESO | 240 | 55605 | THICKWD4 | 55655 | DAWES240 | 7 | 124.4268 | 0 | 0 | 0 | 0 | 0.16537 | 752.4 | CAN | CAN |  | 55605_55655_7 | FALSE
| FALSE | AESO | 240 | AESO | 240 | 55610 | MCCLE_01 | 57612 | SECORD01 | 1 | -100.431 | 0 | 0 | 0 | 0 | -0.12722 | 789.45 | CAN | CAN |  | 55610_57612_1 | FALSE
| FALSE | IPTV | 230 | IPTV | 230 | 60045 | BOISEBCH | 61813 | CLOVRDAL | 1 | 138.4048 | 0 | 0 | 0 | 0 | 0.20697 | 668.705 | Inland | Inland |  | 60045_61813_1 | FALSE
| FALSE | IPMV | 138 | IPTV | 138 | 60160 | HUNT | 60280 | WSNLK TP | 1 | 2.4289 | 0 | 0 | 0 | 0 | 0.00854 | 284.335 | Inland | Inland |  | 60160_60280_1 | FALSE
| FALSE | IPTV | 138 | IPMV | 138 | 60280 | WSNLK TP | 60281 | WSNLK | 1 | 0 | 0 | 0 | 0 | 0 | 0 | 267.71 | Inland | Inland |  | 60280_60281_1 | FALSE
| FALSE | IPTV | 138 | IPMV | 138 | 60282 | HZNB TP | 60283 | HZLTNB | 1 | -2.6259 | 0 | 0 | 0 | 0 | -0.0134 | 195.7 | Inland | Inland |  | 60282_60283_1 | FALSE
| FALSE | IPTV | 138 | IPMV | 138 | 60282 | HZNB TP | 61446 | HAZEL TP | 1 | 5.0548 | 0 | 0 | 0 | 0 | 0.0178 | 284.335 | Inland | Inland |  | 60282_61446_1 | FALSE
| FALSE | IPTV | 230 | IPTV | 230 | 61813 | CLOVRDAL | 60207 | LOCUST | 1 | 144.1241 | 0 | 0 | 0 | 0 | 0.21553 | 668.705 | Inland | Inland |  | 61813_60207_1 | FALSE
| FALSE | IPTV | 230 | IPTV | 230 | 61828 | NAMPA TP | 60110 | CALDWELL | 1 | -5.7461 | 0 | 0 | 0 | 0 | -0.0122 | 470.44 | Inland | Inland |  | 61828_60110_1 | FALSE
| FALSE | IPTV | 230 | IPTV | 230 | 61828 | NAMPA TP | 60249 | HUBBARD | 1 | -75.723 | 0 | 0 | 0 | 0 | -0.16096 | 470.44 | Inland | Inland |  | 61828_60249_1 | FALSE
| FALSE | IPTV | 230 | IPTV | 230 | 61828 | NAMPA TP | 61829 | NAMPA | 1 | 81.469 | 0 | 0 | 0 | 0 | 0.12162 | 669.845 | Inland | Inland |  | 61828_61829_1 | FALSE
| FALSE | PAUT | 345 | PAUT | 345 | 65258 | CAMP W MSC | 65259 | CAMPSVC | 1 | 0 | 0 | 0 | 0 | 0 | 0 | 950 | Inland | Inland |  | 65258_65259_1 | FALSE
| FALSE | PAWY | 230 | PAWY | 230 | 65460 | DIFICULT | 69745 | AMASA | 1 | 19.6075 | 0 | 0 | 0 | 0 | 0.0209 | 936.7001 | Inland | Inland |  | 65460_69745_1 | FALSE
| FALSE | PAWY | 230 | PAWY | 230 | 65580 | FT CREEK | 69152 | ARLNGTN | 1 | 1.1422 | 0 | 0 | 0 | 0 | 0.0135 | 84.55 | Inland | Inland |  | 65580_69152_1 | FALSE
| FALSE | PAUT | 345 | PAUT | 345 | 66281 | REDBUSVC | 66282 | RED BU MSC | 1 | 0 | 0 | 0 | 0 | 0 | 0 | 950 | Inland | Inland |  | 66281_66282_1 | FALSE
| FALSE | PAWY | 115 | WACM | 115 | 69155 | BIXBY | 73071 | DAVEJTPS | 1 | 48.396 | 0 | 0 | 0 | 0 | 0.31254 | 154.85 | Inland | RM |  | 69155_73071_1 | FALSE
| FALSE | VEA | 230 | VEA | 230 | 189000 | PAHRUMP | 189016 | INNOVATION | 1 | 10.5627 | 0 | 0 | 0 | 0 | 0.0336 | 314.45 | SW | SW |  | 189000_189016_1 | FALSE
| FALSE | VEA | 138 | VEA | 138 | 189001 | AMARGOSA | 189008 | SANDY | 1 | -15.4547 | 0 | 0 | 0 | 0 | -0.17455 | 88.54 | SW | SW |  | 189001_189008_1 | FALSE
| FALSE | CIPB | 230 | CIPB | 500 | 30755 | MOSSLNSW | 30045 | MOSSLAND | 9 | -102.731 | 0 | 0 | 0 | 0 | -0.0875 | 1174.2 | CA | CA |  | 30755_30045_9 | FALSE
| FALSE | CIPV | 230 | CIPV | 500 | 30976 | MIDWAY-R12 | 30060 | MIDWAY | 12 | 84.1566 | 0 | 0 | 0 | 0 | 0.079 | 1065.9 | CA | CA |  | 30976_30060_12 | FALSE
| FALSE | CIPB | 115 | CIPV | 115 | 33046 | FIBRJCT2 | 31994 | GRAND IS | 1 | 0 | 0 | 0 | 0 | 0 | 0 | 91.2 | CA | CA |  | 33046_31994_1 | FALSE
| FALSE | CIPB | 115 | CIPV | 115 | 33048 | RVECTP | 31994 | GRAND IS | 1 | 0 | 0 | 0 | 0 | 0 | 0 | 91.2 | CA | CA |  | 33048_31994_1 | FALSE
| FALSE | CIPB | 60 | CIPV | 60 | 33083 | MDLRVRJT | 33774 | HRDLNJCT | 1 | -4.8465 | 0 | 0 | 0 | 0 | -0.10183 | 47.595 | CA | CA |  | 33083_33774_1 | FALSE
| FALSE | CIPB | 60 | CIPV | 60 | 33084 | BXLR_TAP | 33778 | MDL_RIVR | 1 | 4.8465 | 0 | 0 | 0 | 0 | 0.20823 | 23.275 | CA | CA |  | 33084_33778_1 | FALSE
| FALSE | AESO | 500 | AESO | 240 | 54623 | SUNNYB2 | 54485 | CROSS1 | 1 | -412.621 | 0 | 0 | 0 | 0 | -0.41262 | 1000 | CAN | CAN |  | 54623_54485_1 | FALSE
| FALSE | TH_PV | 500 | CISD | 500 | 15090 | HASSYAMP | 22536 | N.GILA | 1 | 359.7467 | 0 | 0 | 0 | 0 | 0.14683 | 2450.05 | SW | CA |  | 15090_22536_1 | FALSE
| FALSE | WALC | 161 | IID | 161 | 19020 | BLYTHE | 21047 | NILAND | 1 | 31.4405 | 0 | 0 | 0 | 0 | 0.20058 | 156.75 | SW | CA |  | 19020_21047_1 | FALSE
| FALSE | LDWP | 287 | LDWP | 500 | 26104 | VIC16-18 | 26264 | VIC KDUM | K | -245.196 | 0 | 0 | 0 | 0 | -0.27634 | 887.3 | CA | CA |  | 26104_26264_K | FALSE
| FALSE | AESO | 240 | AESO | 240 | 54160 | JANET 4 | 54988 | CROSSF T | 1 | 30.4174 | 0 | 0 | 0 | 0 | 0.0787 | 386.65 | CAN | CAN |  | 54160_54988_1 | FALSE
| FALSE | AESO | 500 | AESO | 500 | 54258 | ELLERSLI1 | 54273 | HRTLAND | 12 | -160.149 | 0 | 0 | 0 | 0 | -0.06489 | 2468.195 | CAN | CAN |  | 54258_54273_12 | FALSE
| FALSE | EPE | 345 | EPE | 345 | 11111 | NEWMAN | 11299 | VADO | 1 | -4.7825 | 0 | 0 | 0 | 0 | -0.00545 | 877.61 | SW | SW |  | 11111_11299_1 | FALSE
| FALSE | EPE | 345 | EPE | 345 | 11299 | VADO | 11242 | AFTON_N | 1 | -63.9565 | 0 | 0 | 0 | 0 | -0.0729 | 877.61 | SW | SW |  | 11299_11242_1 | FALSE
| FALSE | AZPS | 345 | AZPS | 345 | 14103 | PRECHCYN | 14105 | PNPK W | 1 | 50.6056 | 0 | 0 | 0 | 0 | 0.0624 | 810.3499 | SW | SW |  | 14103_14105_1 | FALSE
| FALSE | AZPS | 345 | AZPS | 345 | 14104 | PNPK E | 14106 | PNPK C | 1 | -27.5857 | 0 | 0 | 0 | 0 | -0.0387 | 712.5 | SW | SW |  | 14104_14106_1 | FALSE
| FALSE | AZPS | 345 | AZPS | 345 | 14106 | PNPK C | 14105 | PNPK W | 1 | -85.4413 | 0 | 0 | 0 | 0 | -0.11992 | 712.5 | SW | SW |  | 14106_14105_1 | FALSE
| FALSE | AZPS | 345 | AZPS | 345 | 14107 | MAZATZAL | 14104 | PNPK E | 1 | 77.3372 | 0 | 0 | 0 | 0 | 0.1084 | 713.45 | SW | SW |  | 14107_14104_1 | FALSE
| FALSE | AZPS | 230 | AZPS | 230 | 14202 | CACTUS | 14641 | OCO N | 1 | -58.3037 | 0 | 0 | 0 | 0 | -0.16454 | 354.35 | SW | SW |  | 14202_14641_1 | FALSE
| FALSE | AZPS | 230 | AZPS | 230 | 14216 | LINCSTRT | 14641 | OCO N | 1 | -43.5326 | 0 | 0 | 0 | 0 | -0.13179 | 330.315 | SW | SW |  | 14216_14641_1 | FALSE
| FALSE | AZPS | 230 | AZPS | 230 | 14255 | TS2 | 14254 | TRLBY | 1 | -94.1752 | 0 | 0 | 0 | 0 | -0.083 | 1135.25 | SW | SW |  | 14255_14254_1 | FALSE
| FALSE | AZPS | 230 | AZPS | 230 | 14273 | OCO1 | 14274 | OCO2 | 1 | 6.5647 | 0 | 0 | 0 | 0 | 0.00578 | 1135.25 | SW | SW |  | 14273_14274_1 | FALSE
| FALSE | AZPS | 230 | AZPS | 230 | 14640 | OCO S | 14273 | OCO1 | 1 | -131.797 | 0 | 0 | 0 | 0 | -0.1161 | 1135.25 | SW | SW |  | 14640_14273_1 | FALSE
| FALSE | AZPS | 230 | AZPS | 230 | 14640 | OCO S | 14642 | OCO C | 1 | 59.1992 | 0 | 0 | 0 | 0 | 0.098 | 604.2 | SW | SW |  | 14640_14642_1 | FALSE
| FALSE | AZPS | 230 | AZPS | 230 | 14642 | OCO C | 14274 | OCO2 | 1 | -90.0197 | 0 | 0 | 0 | 0 | -0.0793 | 1135.25 | SW | SW |  | 14642_14274_1 | FALSE
| FALSE | AZPS | 230 | AZPS | 230 | 14642 | OCO C | 14641 | OCO N | 1 | 153.0065 | 0 | 0 | 0 | 0 | 0.25324 | 604.2 | SW | SW |  | 14642_14641_1 | FALSE
| FALSE | SRP | 500 | SRP | 500 | 15001 | CORONADO | 15010 | SGRLF | 1 | 156.6833 | 0 | 0 | 0 | 0 | 0.0952 | 1645.495 | SW | SW |  | 15001_15010_1 | FALSE
| TRUE | SRP | 500 | AZPS | 500 | 15010 | SGRLF | 14000 | CHOLLA | 1 | 139.469 | 0 | 0 | 0 | 0 | 0.084758 | 1645.495 | SW | SW |  | 15010_14000_1 | FALSE
| FALSE | NEVP | 230 | NEVP | 230 | 18006 | HENDRSON | 18505 | AMARGOSA T1 | 1 | -64.7091 | 0 | 0 | 0 | 0 | -0.19472 | 332.31 | SW | SW |  | 18006_18505_1 | FALSE
| FALSE | NEVP | 230 | NEVP | 230 | 18006 | HENDRSON | 18515 | BASIC A | 1 | 42.5078 | 0 | 0 | 0 | 0 | 0.12792 | 332.31 | SW | SW |  | 18006_18515_1 | FALSE
| FALSE | NEVP | 230 | NEVP | 230 | 18006 | HENDRSON | 18516 | BASIC B | 1 | 52.9426 | 0 | 0 | 0 | 0 | 0.16576 | 319.39 | SW | SW |  | 18006_18516_1 | FALSE
| FALSE | NEVP | 230 | NEVP | 230 | 18010 | CLARK E | 18516 | BASIC B | 1 | -52.9426 | 0 | 0 | 0 | 0 | -0.12954 | 408.69 | SW | SW |  | 18010_18516_1 | FALSE
| FALSE | NEVP | 230 | NEVP | 230 | 18011 | CLARK W | 18515 | BASIC A | 1 | -42.5078 | 0 | 0 | 0 | 0 | -0.10401 | 408.69 | SW | SW |  | 18011_18515_1 | FALSE
| FALSE | NEVP | 230 | NEVP | 230 | 18055 | BC TAP | 18506 | AMARGOSA T2 | 1 | 34.2739 | 0 | 0 | 0 | 0 | 0.10737 | 319.2 | SW | SW |  | 18055_18506_1 | FALSE
| FALSE | NEVP | 69 | NEVP | 69 | 18170 | LVWASH | 18175 | MEAD NPC | 1 | -6.7387 | 0 | 0 | 0 | 0 | -0.15092 | 44.65 | SW | SW |  | 18170_18175_1 | FALSE
| FALSE | NEVP | 69 | NEVP | 69 | 18202 | PP TAPB | 18175 | MEAD NPC | 1 | -7.3862 | 0 | 0 | 0 | 0 | -0.0793 | 93.1 | SW | SW |  | 18202_18175_1 | FALSE
| FALSE | NEVP | 500 | NEVP | 500 | 18430 | LENZIE | 18437 | LENZ CB1 | JM | -260.842 | 0 | 0 | 0 | 0 | -0.0706 | 3692.365 | SW | SW |  | 18430_18437_JM | FALSE
| FALSE | NEVP | 500 | NEVP | 500 | 18430 | LENZIE | 18438 | LENZ CB2 | JM | -246.22 | 0 | 0 | 0 | 0 | -0.0667 | 3692.365 | SW | SW |  | 18430_18438_JM | FALSE
| FALSE | NEVP | 500 | CISC | 500 | 18450 | H ALLEN | 24572 | HAE SVC | 1 | 1040.228 | 0 | 0 | 0 | 0 | 0.33272 | 3126.45 | SW | CA |  | 18450_24572_1 | FALSE
| FALSE | NEVP | 230 | TH_Mead | 230 | 18505 | AMARGOSA T1 | 19011 | MEAD N | 1 | -64.7091 | 0 | 0 | 0 | 0 | -0.1802 | 359.1 | SW | SW |  | 18505_19011_1 | FALSE
| FALSE | NEVP | 230 | NEVP | 230 | 18506 | AMARGOSA T2 | 18003 | AMARGOSA | 1 | -15.4547 | 0 | 0 | 0 | 0 | -0.0484 | 319.39 | SW | SW |  | 18506_18003_1 | FALSE
| FALSE | NEVP | 230 | NEVP | 230 | 18506 | AMARGOSA T2 | 18006 | HENDRSON | 1 | 49.7285 | 0 | 0 | 0 | 0 | 0.1557 | 319.39 | SW | SW |  | 18506_18006_1 | FALSE
| FALSE | NEVP | 230 | NEVP | 230 | 18510 | BASIC1 | 18006 | HENDRSON | 1 | -0.86905 | 0 | 0 | 0 | 0 | -0.00273 | 318.25 | SW | SW |  | 18510_18006_1 | FALSE
| FALSE | NEVP | 230 | NEVP | 230 | 18511 | BASIC2 | 18006 | HENDRSON | 2 | -7.7091 | 0 | 0 | 0 | 0 | -0.0242 | 318.25 | SW | SW |  | 18511_18006_2 | FALSE
| FALSE | NEVP | 230 | NEVP | 230 | 18512 | BASIC3 | 18006 | HENDRSON | 3 | -10.4091 | 0 | 0 | 0 | 0 | -0.0327 | 318.25 | SW | SW |  | 18512_18006_3 | FALSE
| FALSE | NEVP | 500 | NEVP | 500 | 18896 | RSHASC1 | 18897 | RSHASC2 | 1 | 171.7691 | 0 | 0 | 0 | 0 | 0.1088 | 1578.805 | SW | SW |  | 18896_18897_1 | FALSE
| FALSE | NEVP | 500 | NEVP | 500 | 18897 | RSHASC2 | 18450 | H ALLEN | 1 | 171.7691 | 0 | 0 | 0 | 0 | 0.0663 | 2591.505 | SW | SW |  | 18897_18450_1 | FALSE
| FALSE | WALC | 230 | WALC | 230 | 19045 | COOLIDGE | 19502 | ROGSWAPA | 1 | 77.7652 | 0 | 0 | 0 | 0 | 0.29028 | 267.9 | SW | SW |  | 19045_19502_1 | FALSE
| FALSE | WALC | 115 | AZPS | 115 | 19058 | VALLEYFARMS | 14359 | VLYFARMS | 1 | 45.0373 | 0 | 0 | 0 | 0 | 0.47408 | 95 | SW | SW |  | 19058_14359_1 | FALSE
| FALSE | WALC | 69 | AZPS | 69 | 19059 | HIDDENSHORE | 84836 | NG N | 1 | -0.74625 | 0 | 0 | 0 | 0 | -0.00786 | 95 | SW | SW |  | 19059_84836_1 | FALSE
| FALSE | WALC | 12.47 | AZPS | 12.47 | 19862 | COLKW4AT | 85894 | COOLIG T | 1 | -0.25542 | 0 | 0 | 0 | 0 | -0.00269 | 95 | SW | SW |  | 19862_85894_1 | FALSE
| FALSE | CFE | 230 | CFE | 230 | 20104 | CPD-230 | 20137 | ARJ-230 | 1 | 39.6735 | 0 | 0 | 0 | 0 | 0.116 | 342 | CA | CA |  | 20104_20137_1 | FALSE
| FALSE | CFE | 230 | CFE | 230 | 20112 | STB-230 | 20191 | KEN-230 | 1 | 13.5247 | 0 | 0 | 0 | 0 | 0.0417 | 323.95 | CA | CA |  | 20112_20191_1 | FALSE
| FALSE | IID | 230 | IID | 230 | 21033 | CALIPAT_SS | 21986 | MIDWAY_1 | 1 | 0 | 0 | 0 | 0 | 0 | 0 | 53.2 | CA | CA |  | 21033_21986_1 | FALSE
| FALSE | IID | 230 | IID | 230 | 21033 | CALIPAT_SS | 21990 | MIDWAY_2 | 1 | -9.4211 | 0 | 0 | 0 | 0 | -0.0184 | 511.1 | CA | CA |  | 21033_21990_1 | FALSE
| FALSE | IID | 230 | IID | 230 | 21033 | CALIPAT_SS | 21879 | MIDWAY_3 | 1 | 0 | 0 | 0 | 0 | 0 | 0 | 371.45 | CA | CA |  | 21033_21879_1 | FALSE
| FALSE | CISD | 230 | CISD | 230 | 22227 | ENCINATP | 22232 | ENCINA | 1 | -84.5565 | 0 | 0 | 0 | 0 | -0.0976 | 866.4 | CA | CA |  | 22227_22232_1 | FALSE
| FALSE | CISD | 230 | CISD | 230 | 22227 | ENCINATP | 22716 | SANLUSRY | 1 | 134.6118 | 0 | 0 | 0 | 0 | 0.15537 | 866.4 | CA | CA |  | 22227_22716_1 | FALSE
| FALSE | CISD | 230 | CISD | 230 | 22261 | PEN | 22227 | ENCINATP | 1 | 50.0554 | 0 | 0 | 0 | 0 | 0.0578 | 866.4 | CA | CA |  | 22261_22227_1 | FALSE
| FALSE | CISD | 230 | CISD | 230 | 22356 | IMPRLVLY | 22357 | IV PFC1 | 1 | -67.457 | 0 | 0 | 0 | 0 | -0.0624 | 1081.1 | CA | CA |  | 22356_22357_1 | FALSE
| FALSE | CISD | 230 | CISD | 230 | 22710 | SANLUSRY SC | 22504 | MISSION | 2 | -85.2381 | 0 | 0 | 0 | 0 | -0.15131 | 563.35 | CA | CA |  | 22710_22504_2 | FALSE
| FALSE | CISD | 230 | CISD | 230 | 22832 | SYCAMORE | 22652 | PENSQTOS | 1 | 457.6152 | 0 | 0 | 0 | 0 | 0.40996 | 1116.25 | CA | CA |  | 22832_22652_1 | FALSE
| FALSE | CISC | 230 | CISC | 230 | 24061 | HARBOR | 24084 | LITEHIPE | 1 | 11.9187 | 0 | 0 | 0 | 0 | 0.0274 | 435.1 | CA | CA |  | 24061_24084_1 | FALSE
| FALSE | CISC | 230 | CISC | 230 | 24093 | MIRALOMW | 24158 | WALNUT | 1 | 130.156 | 0 | 0 | 0 | 0 | 0.1719 | 757.15 | CA | CA |  | 24093_24158_1 | FALSE
| FALSE | CISC | 230 | CISC | 230 | 24100 | OLINDA | 24158 | WALNUT | 1 | -6.517 | 0 | 0 | 0 | 0 | -0.00957 | 681.15 | CA | CA |  | 24100_24158_1 | FALSE
| FALSE | CISC | 230 | CISC | 230 | 24155 | VINCENT | 25597 | PBLOSM_TAP | 1 | 37.4245 | 0 | 0 | 0 | 0 | 0.1116 | 335.35 | CA | CA |  | 24155_25597_1 | FALSE
| FALSE | CISC | 500 | CISC | 500 | 24572 | HAE SVC | 24573 | HAE SVCL | 1 | 1040.228 | 0 | 0 | 0 | 0 | 0.33272 | 3126.45 | CA | CA |  | 24572_24573_1 | FALSE
| FALSE | CISC | 500 | CISC | 500 | 24573 | HAE SVCL | 24042 | ELDORDO | 1 | 1040.228 | 0 | 0 | 0 | 0 | 0.33272 | 3126.45 | CA | CA |  | 24573_24042_1 | FALSE
| FALSE | CISC | 230 | CISC | 230 | 24574 | ALMITOS_ENGY | 24006 | ALMITOSE | 1 | 2.8457 | 0 | 0 | 0 | 0 | 0.00341 | 835.05 | CA | CA |  | 24574_24006_1 | FALSE
| FALSE | CISC | 500 | CISC | 500 | 24590 | MW_VINCNT_12 | 24156 | VINCENT | 1 | -307.148 | 0 | 0 | 0 | 0 | -0.15559 | 1974.1 | CA | CA |  | 24590_24156_1 | FALSE
| FALSE | CISC | 500 | CISC | 500 | 24591 | MW_VINCNT_11 | 24590 | MW_VINCNT_12 | 1 | -307.148 | 0 | 0 | 0 | 0 | -0.15066 | 2038.7 | CA | CA |  | 24591_24590_1 | FALSE
| FALSE | CISC | 500 | CISC | 500 | 24592 | MW_VINCNT_22 | 24156 | VINCENT | 2 | -316.409 | 0 | 0 | 0 | 0 | -0.16028 | 1974.1 | CA | CA |  | 24592_24156_2 | FALSE
| FALSE | CISC | 500 | CISC | 500 | 24593 | MW_VINCNT_21 | 24592 | MW_VINCNT_22 | 2 | -316.409 | 0 | 0 | 0 | 0 | -0.1552 | 2038.7 | CA | CA |  | 24593_24592_2 | FALSE
| FALSE | CISC | 500 | CISC | 500 | 24594 | MW_WRLWND_32 | 29402 | WIRLWIND | 3 | -784.792 | 0 | 0 | 0 | 0 | -0.39754 | 1974.1 | CA | CA |  | 24594_29402_3 | FALSE
| FALSE | CISC | 55 | SPPC | 55 | 24871 | TAP645 | 64082 | NEVBD502 | 1 | -0.26736 | 0 | 0 | 0 | 0 | -0.00782 | 34.2 | CA | Inland |  | 24871_64082_1 | FALSE
| FALSE | CISC | 230 | CISC | 230 | 25597 | PBLOSM_TAP | 25616 | PEARBLSM | 1 | 37.4245 | 0 | 0 | 0 | 0 | 0.1116 | 335.35 | CA | CA |  | 25597_25616_1 | FALSE
| FALSE | LDWP | 500 | LDWP | 500 | 26123 | CRYSTAL | 26970 | MOAPA | 1 | -100.532 | 0 | 0 | 0 | 0 | -0.067 | 1501 | CA | CA |  | 26123_26970_1 | FALSE
| FALSE | LDWP | 230 | LDWP | 230 | 26132 | BARRENRD | 26914 | ROSAMOND | 1 | 144.0481 | 0 | 0 | 0 | 0 | 0.15961 | 902.4999 | CA | CA |  | 26132_26914_1 | FALSE
| FALSE | LDWP | 230 | LDWP | 230 | 26132 | BARRENRD | 26914 | ROSAMOND | 2 | 144.0481 | 0 | 0 | 0 | 0 | 0.15961 | 902.4999 | CA | CA |  | 26132_26914_2 | FALSE
| FALSE | LDWP | 230 | LDWP | 230 | 26132 | BARRENRD | 26914 | ROSAMOND | 3 | 144.0481 | 0 | 0 | 0 | 0 | 0.15961 | 902.4999 | CA | CA |  | 26132_26914_3 | FALSE
| FALSE | LDWP | 230 | LDWP | 230 | 26135 | HSKLLCYN | 26094 | SYLMARLA | 2 | 86.0011 | 0 | 0 | 0 | 0 | 0.093135 | 923.3999 | CA | CA |  | 26135_26094_2 | FALSE
| FALSE | LDWP | 500 | NEVP | 500 | 26231 | APEX | 18450 | H ALLEN | 1 | 0 | 0 | 0 | 0 | 0 | 0 | 3290.895 | CA | SW |  | 26231_18450_1 | FALSE
| FALSE | LDWP | 500 | LDWP | 500 | 26231 | APEX | 26123 | CRYSTAL | 1 | 277.4222 | 0 | 0 | 0 | 0 | 0.24335 | 1140 | CA | CA |  | 26231_26123_1 | FALSE
| FALSE | LDWP | 230 | LDWP | 230 | 26914 | ROSAMOND | 26135 | HSKLLCYN | 1 | 144.0481 | 0 | 0 | 0 | 0 | 0.15961 | 902.4999 | CA | CA |  | 26914_26135_1 | FALSE
| FALSE | LDWP | 230 | LDWP | 230 | 26914 | ROSAMOND | 26135 | HSKLLCYN | 2 | 144.0481 | 0 | 0 | 0 | 0 | 0.15961 | 902.4999 | CA | CA |  | 26914_26135_2 | FALSE
| FALSE | LDWP | 230 | LDWP | 230 | 26914 | ROSAMOND | 26135 | HSKLLCYN | 3 | 144.0481 | 0 | 0 | 0 | 0 | 0.15961 | 902.4999 | CA | CA |  | 26914_26135_3 | FALSE
| FALSE | CISC | 230 | CISC | 230 | 29713 | Garlnd | 29746 | GASKEL_WEST | 1 | -24.7553 | 0 | 0 | 0 | 0 | -0.0728 | 340.1 | CA | CA |  | 29713_29746_1 | FALSE
| FALSE | CIPV | 500 | CIPV | 500 | 30005 | ROUND MT | 300051 | RM_TM_11 | 1 | 924.4186 | 0 | 0 | 0 | 0 | 0.42132 | 2194.12 | CA | CA |  | 30005_300051_1 | FALSE
| FALSE | CIPV | 500 | CIPV | 500 | 30005 | ROUND MT | 300053 | RM_TM_21 | 2 | 932.3061 | 0 | 0 | 0 | 0 | 0.42491 | 2194.12 | CA | CA |  | 30005_300053_2 | FALSE
| FALSE | CIPV | 500 | CIPV | 500 | 30015 | TABLE MT | 300151 | TM_VD_11 | 1 | 1014.675 | 0 | 0 | 0 | 0 | 0.46245 | 2194.12 | CA | CA |  | 30015_300151_1 | FALSE
| FALSE | CIPV | 500 | CIPV | 500 | 30015 | TABLE MT | 300153 | TM_TS_11 | 1 | 726.9156 | 0 | 0 | 0 | 0 | 0.3313 | 2194.12 | CA | CA |  | 30015_300153_1 | FALSE
| FALSE | BANC | 500 | BANC | 500 | 30020 | OLINDA | 300201 | OL_MX_11 | 1 | 893.9724 | 0 | 0 | 0 | 0 | 0.38129 | 2344.6 | CA | CA |  | 30020_300201_1 | FALSE
| FALSE | BANC | 500 | BANC | 500 | 30025 | MAXWELL | 300251 | MX_TR_11 | 1 | 893.9724 | 0 | 0 | 0 | 0 | 0.38129 | 2344.6 | CA | CA |  | 30025_300251_1 | FALSE
| FALSE | CIPV | 500 | CIPV | 500 | 30030 | VACA-DIX | 300301 | VD_TS_11 | 1 | 496.3809 | 0 | 0 | 0 | 0 | 0.22623 | 2194.12 | CA | CA |  | 30030_300301_1 | FALSE
| FALSE | CIPV | 500 | CIPV | 500 | 30055 | GATES | 300551 | GT_MW_11 | 1 | -824.817 | 0 | 0 | 0 | 0 | -0.37592 | 2194.12 | CA | CA |  | 30055_300551_1 | FALSE
| FALSE | CIPV | 500 | CISC | 500 | 30060 | MIDWAY | 24591 | MW_VINCNT_11 | 1 | -307.148 | 0 | 0 | 0 | 0 | -0.15559 | 1974.1 | CA | CA |  | 30060_24591_1 | FALSE
| FALSE | CIPV | 500 | CISC | 500 | 30060 | MIDWAY | 24593 | MW_VINCNT_21 | 2 | -316.409 | 0 | 0 | 0 | 0 | -0.14421 | 2194.12 | CA | CA |  | 30060_24593_2 | FALSE
| FALSE | CIPV | 500 | CISC | 500 | 30060 | MIDWAY | 24595 | MW_WRLWND_31 | 3 | -784.792 | 0 | 0 | 0 | 0 | -0.39754 | 1974.1 | CA | CA |  | 30060_24595_3 | FALSE
| FALSE | CIPV | 230 | CIPV | 230 | 30106 | COTWD_F | 30114 | DELEVAN | 2 | 55.94 | 0 | 0 | 0 | 0 | 0.12663 | 441.75 | CA | CA |  | 30106_30114_2 | FALSE
| FALSE | CIPB | 230 | CIPB | 230 | 30735 | METCALF | 30755 | MOSSLNSW | 1 | -145.564 | 0 | 0 | 0 | 0 | -0.20526 | 709.175 | CA | CA |  | 30735_30755_1 | FALSE
| FALSE | CIPV | 230 | CIPV | 230 | 30765 | LOSBANOS | 30790 | PANOCHE | 2 | -19.9889 | 0 | 0 | 0 | 0 | -0.0485 | 412.11 | CA | CA |  | 30765_30790_2 | FALSE
| FALSE | CIPV | 230 | CIPV | 230 | 30800 | WILSONPGAE | 37563 | MELONES | 1 | -14.9906 | 0 | 0 | 0 | 0 | -0.0383 | 391.4 | CA | CA |  | 30800_37563_1 | FALSE
| FALSE | CIPV | 230 | CIPV | 230 | 30810 | GREGG | 30821 | HELMS PP1 | 1 | 17.0786 | 0 | 0 | 0 | 0 | 0.0188 | 908.295 | CA | CA |  | 30810_30821_1 | FALSE
| FALSE | CIPV | 230 | CIPV | 230 | 30810 | GREGG | 30823 | HELMS PP3 | 2 | 17.0685 | 0 | 0 | 0 | 0 | 0.0154 | 1111.12 | CA | CA |  | 30810_30823_2 | FALSE
| FALSE | BPAT | 500 | BPAT | 500 | 40045 | ALLSTON | 40774 | NAPAVINE | 1 | -222.239 | 0 | 0 | 0 | 0 | -0.0657 | 3381.43 | NW | NW |  | 40045_40774_1 | FALSE
| FALSE | BPAT | 500 | BPAT | 500 | 40051 | ALVEY | 40052 | ALVEY_CAP | 1 | -548.407 | 0 | 0 | 0 | 0 | -0.28981 | 1892.305 | NW | NW |  | 40051_40052_1 | FALSE
| FALSE | BPAT | 500 | BPAT | 500 | 40051 | ALVEY | 44539 | DIXNVILE_CAP | 1 | 220.6008 | 0 | 0 | 0 | 0 | 0.063394 | 3479.85 | NW | NW |  | 40051_44539_1 | FALSE
| FALSE | BPAT | 500 | BPAT | 500 | 40052 | ALVEY_CAP | 40699 | MARION | 1 | -548.407 | 0 | 0 | 0 | 0 | -0.15502 | 3537.705 | NW | NW |  | 40052_40699_1 | FALSE
| FALSE | BPAT | 230 | BPAT | 230 | 40213 | CHEMAWA | 40938 | SANTIAM EAST | 1 | -101.273 | 0 | 0 | 0 | 0 | -0.19389 | 522.31 | NW | NW |  | 40213_40938_1 | FALSE
| FALSE | BPAT | 500 | BPAT | 500 | 40287 | GRAND_COULEE | 402870 | COLUMBA_C11 | 1 | 860.6052 | 0 | 0 | 0 | 0 | 0.16143 | 5331.21 | NW | NW |  | 40287_402870_1 | FALSE
| FALSE | BPAT | 500 | BPAT | 500 | 40287 | GRAND_COULEE | 402872 | COLUMBA_C21 | 2 | 859.9194 | 0 | 0 | 0 | 0 | 0.1613 | 5331.21 | NW | NW |  | 40287_402872_2 | FALSE
| FALSE | BPAT | 230 | BPAT | 230 | 40305 | COVINGTM | 40303 | COVINGTW | BS | -470.251 | 0 | 0 | 0 | 0 | -0.23933 | 1964.885 | NW | NW |  | 40305_40303_BS | FALSE
| FALSE | BPAT | 230 | BPAT | 230 | 40345 | DETROIT | 40938 | SANTIAM EAST | 1 | 42.8413 | 0 | 0 | 0 | 0 | 0.0858 | 499.605 | NW | NW |  | 40345_40938_1 | FALSE
| FALSE | BPAT | 230 | NWMT | 230 | 40348 | DIXON+ | 629106 | RATTLESNAKE | 1 | 30.6019 | 0 | 0 | 0 | 0 | 0.0586 | 522.31 | NW | Inland |  | 40348_629106_1 | FALSE
| FALSE | BPAT | 500 | BPAT | 500 | 40369 | DWORSHAK | 403690 | DWORSHAK_CAP | 1 | -187.298 | 0 | 0 | 0 | 0 | -0.11382 | 1645.495 | NW | NW |  | 40369_403690_1 | FALSE
| FALSE | BPAT | 500 | BPAT | 500 | 40381 | ECHOLAKE | 409570 | SCHULTZ_CAP1 | 1 | -1123.21 | 0 | 0 | 0 | 0 | -0.2677 | 4195.865 | NW | NW |  | 40381_409570_1 | FALSE
| FALSE | BPAT | 500 | BPAT | 500 | 40450 | GAR1WEST | 41057 | TAFT | 1 | 211.0967 | 0 | 0 | 0 | 0 | 0.0407 | 5183.2 | NW | NW |  | 40450_41057_1 | FALSE
| FALSE | BPAT | 500 | BPAT | 500 | 40452 | GAR2WEST | 41057 | TAFT | 2 | 211.0967 | 0 | 0 | 0 | 0 | 0.0407 | 5183.2 | NW | NW |  | 40452_41057_2 | FALSE
| FALSE | BPAT | 230 | NWMT | 230 | 40457 | GARRISON | 629106 | RATTLESNAKE | 1 | 37.1765 | 0 | 0 | 0 | 0 | 0.0712 | 522.31 | NW | Inland |  | 40457_629106_1 | FALSE
| FALSE | BPAT | 500 | BPAT | 500 | 40459 | GARRISON | 40450 | GAR1WEST | 1 | 211.0967 | 0 | 0 | 0 | 0 | 0.12829 | 1645.495 | NW | NW |  | 40459_40450_1 | FALSE
| FALSE | BPAT | 500 | BPAT | 500 | 40459 | GARRISON | 40452 | GAR2WEST | 2 | 211.0967 | 0 | 0 | 0 | 0 | 0.12829 | 1645.495 | NW | NW |  | 40459_40452_2 | FALSE
| FALSE | BPAT | 500 | BPAT | 500 | 40460 | SAND_SP_11 | 40462 | SAND_SP_12 | 1 | 719.7667 | 0 | 0 | 0 | 0 | 0.36452 | 1974.575 | NW | NW |  | 40460_40462_1 | FALSE
| FALSE | BPAT | 500 | BPAT | 500 | 40460 | SAND_SP_11 | 40834 | PONDROSB | 1 | -719.767 | 0 | 0 | 0 | 0 | -0.19441 | 3702.245 | NW | NW |  | 40460_40834_1 | FALSE
| FALSE | BPAT | 500 | BPAT | 500 | 40461 | SAND_SP_31 | 40464 | SAND_SP_32 | 1 | 426.1736 | 0 | 0 | 0 | 0 | 0.21583 | 1974.575 | NW | NW |  | 40461_40464_1 | FALSE
| FALSE | BPAT | 500 | BPAT | 500 | 40462 | SAND_SP_12 | 40466 | FORT_RK_11 | 1 | 719.7667 | 0 | 0 | 0 | 0 | 0.19441 | 3702.245 | NW | NW |  | 40462_40466_1 | FALSE
| FALSE | BPAT | 500 | BPAT | 500 | 40464 | SAND_SP_32 | 40468 | FORT_RK_31 | 1 | 426.1736 | 0 | 0 | 0 | 0 | 0.093789 | 4543.945 | NW | NW |  | 40464_40468_1 | FALSE
| FALSE | BPAT | 500 | BPAT | 500 | 40466 | FORT_RK_11 | 40470 | FORT_RK_12 | 1 | 719.7667 | 0 | 0 | 0 | 0 | 0.36452 | 1974.575 | NW | NW |  | 40466_40470_1 | FALSE
| FALSE | BPAT | 500 | BPAT | 500 | 40468 | FORT_RK_31 | 40472 | FORT_RK_32 | 1 | 426.1736 | 0 | 0 | 0 | 0 | 0.21583 | 1974.575 | NW | NW |  | 40468_40472_1 | FALSE
| FALSE | BPAT | 500 | BPAT | 500 | 40470 | FORT_RK_12 | 40473 | SYCAN_11 | 1 | 719.7667 | 0 | 0 | 0 | 0 | 0.19441 | 3702.245 | NW | NW |  | 40470_40473_1 | FALSE
| FALSE | BPAT | 500 | BPAT | 500 | 40472 | FORT_RK_32 | 41043 | SUMMER L | 1 | 426.1736 | 0 | 0 | 0 | 0 | 0.0983 | 4335.8 | NW | NW |  | 40472_41043_1 | FALSE
| FALSE | BPAT | 500 | BPAT | 500 | 40473 | SYCAN_11 | 40474 | SYCAN_12 | 1 | 725.6121 | 0 | 0 | 0 | 0 | 0.36748 | 1974.575 | NW | NW |  | 40473_40474_1 | FALSE
| FALSE | BPAT | 500 | TH_Malin | 500 | 40474 | SYCAN_12 | 45035 | CAPTJACK | 1 | 725.6121 | 0 | 0 | 0 | 0 | 0.20416 | 3554.14 | NW | NW |  | 40474_45035_1 | FALSE
| FALSE | BPAT | 500 | BPAT | 500 | 40489 | GRIZZLY | 404890 | BAKEOVEN_12 | 1 | -788.276 | 0 | 0 | 0 | 0 | -0.21292 | 3702.245 | NW | NW |  | 40489_404890_1 | FALSE
| FALSE | BPAT | 500 | BPAT | 500 | 40489 | GRIZZLY | 404892 | BAKEOVEN_22 | 2 | -785.824 | 0 | 0 | 0 | 0 | -0.2211 | 3554.14 | NW | NW |  | 40489_404892_2 | FALSE
| FALSE | AVA | 230 | AVA | 230 | 40787 | NOXON_WEST | 48282 | NOXON_REACTR | 1 | 0 | 0 | 0 | 0 | 0 | 0 | 469.3 | NW | NW |  | 40787_48282_1 | FALSE
| FALSE | BPAT | 500 | BPAT | 500 | 40837 | PONDROSA | 40461 | SAND_SP_31 | 1 | 426.1736 | 0 | 0 | 0 | 0 | 0.0973 | 4379.785 | NW | NW |  | 40837_40461_1 | FALSE
| FALSE | BPAT | 500 | BPAT | 500 | 40869 | RAVER | 409571 | SCHULTZ_CAP2 | 1 | -1253.62 | 0 | 0 | 0 | 0 | -0.27604 | 4541.475 | NW | NW |  | 40869_409571_1 | FALSE
| FALSE | BPAT | 230 | BPAT | 230 | 40939 | SANTIAM WEST | 40938 | SANTIAM EAST | BS | -367.573 | 0 | 0 | 0 | 0 | -0.24935 | 1474.115 | NW | NW |  | 40939_40938_BS | FALSE
| FALSE | BPAT | 230 | BPAT | 230 | 41049 | TACOMA N | 41050 | TACOMA S | BS | 249.8064 | 0 | 0 | 0 | 0 | 0.16946 | 1474.115 | NW | NW |  | 41049_41050_BS | FALSE
| FALSE | PACW | 500 | BPAT | 500 | 44514 | SAMS VLY | 44540 | MERIDINP_CAP | 1 | -26.058 | 0 | 0 | 0 | 0 | -0.00749 | 3479.85 | NW | NW |  | 44514_44540_1 | FALSE
| FALSE | PACW | 500 | BPAT | 500 | 44535 | SYCAN_31 | 41043 | SUMMER L | 1 | -907 | 0 | 0 | 0 | 0 | -0.23679 | 3830.4 | NW | NW |  | 44535_41043_1 | FALSE
| FALSE | BPAT | 500 | PACW | 500 | 44539 | DIXNVILE_CAP | 45095 | DIXONVLE | 1 | 220.6008 | 0 | 0 | 0 | 0 | 0.13407 | 1645.4 | NW | NW |  | 44539_45095_1 | FALSE
| FALSE | PACW | 115 | BPAT | 115 | 45021 | BOYER | 47200 | NESTUCCA# | 1 | -0.0799 | 0 | 0 | 0 | 0 | -0.000639 | 124.925 | NW | NW |  | 45021_47200_1 | FALSE
| FALSE | TH_Malin | 500 | BANC | 500 | 45035 | CAPTJACK | 450351 | CJ_OL_11 | 1 | 896.0752 | 0 | 0 | 0 | 0 | 0.40339 | 2221.385 | NW | CA |  | 45035_450351_1 | FALSE
| FALSE | PACW | 500 | BPAT | 500 | 45197 | MERIDINP | 44540 | MERIDINP_CAP | 1 | 26.058 | 0 | 0 | 0 | 0 | 0.0176 | 1481.05 | NW | NW |  | 45197_44540_1 | FALSE
| FALSE | DOPD | 115 | BPAT | 115 | 47185 | MALOTT# | 471850 | LOUP_LOUP+ | 1 | 2.3345 | 0 | 0 | 0 | 0 | 0.041 | 57 | NW | NW |  | 47185_471850_1 | FALSE
| FALSE | BPAT | 230 | BPAT | 230 | 47827 | WHITE CK | 47858 | HARVST_WIND# | 1 | -21.4838 | 0 | 0 | 0 | 0 | -0.046 | 467.4 | NW | NW |  | 47827_47858_1 | FALSE
| FALSE | BPAT | 230 | BPAT | 230 | 47828 | LEANJUN_2B# | 47814 | JONESCYN | 1 | 26.5256 | 0 | 0 | 0 | 0 | 0.0543 | 488.205 | NW | NW |  | 47828_47814_1 | FALSE
| FALSE | BCHA | 230 | BCHA | 230 | 50016 | CKY 230 | 81043 | LN3 230 | 1 | 63.18 | 0 | 0 | 0 | 0 | 0.0167 | 3784.135 | CAN | CAN |  | 50016_81043_1 | FALSE
| FALSE | BCHA | 230 | BCHA | 230 | 50024 | HPN 230 | 50028 | CSQ 230 | 1 | 166.8385 | 0 | 0 | 0 | 0 | 0.35841 | 465.5 | CAN | CAN |  | 50024_50028_1 | FALSE
| FALSE | BCHA | 230 | BCHA | 230 | 50027 | BND 2T1 | 80075 | BND 40P | 1 | -44.1279 | 0 | 0 | 0 | 0 | -0.09253 | 476.9 | CAN | CAN |  | 50027_80075_1 | FALSE
| FALSE | BCHA | 230 | BCHA | 230 | 50187 | BRT 230 | 51510 | BR1 230 | 1 | -25.162 | 0 | 0 | 0 | 0 | -0.31644 | 79.515 | CAN | CAN |  | 50187_51510_1 | FALSE
| FALSE | BCHA | 230 | BCHA | 230 | 50188 | BSY 230 | 80075 | BND 40P | 1 | 136.978 | 0 | 0 | 0 | 0 | 0.28723 | 476.9 | CAN | CAN |  | 50188_80075_1 | FALSE
| FALSE | BCHA | 230 | BCHA | 230 | 50695 | SVA 2B4 | 80255 | SVA 2B6 | 5 | -0.71876 | 0 | 0 | 0 | 0 | -0.00158 | 454.1 | CAN | CAN |  | 50695_80255_5 | FALSE
| FALSE | BCHA | 500 | BCHA | 500 | 51298 | SBK 500 | 80745 | STC 5T2 | 2 | -177.977 | 0 | 0 | 0 | 0 | -0.0596 | 2984.805 | CAN | CAN |  | 51298_80745_2 | FALSE
| FALSE | BCHA | 500 | BCHA | 500 | 51298 | SBK 500 | 80746 | STC 5T3 | 3 | -177.977 | 0 | 0 | 0 | 0 | -0.0596 | 2984.805 | CAN | CAN |  | 51298_80746_3 | FALSE
| FALSE | BCHA | 230 | BCHA | 230 | 51707 | HLT 40H | 80075 | BND 40P | 1 | -92.8501 | 0 | 0 | 0 | 0 | -0.25822 | 359.575 | CAN | CAN |  | 51707_80075_1 | FALSE
| FALSE | BCHA | 230 | BCHA | 230 | 51849 | SBK 230 | 80707 | SGB 230 | 1 | 77.8413 | 0 | 0 | 0 | 0 | 0.12338 | 630.895 | CAN | CAN |  | 51849_80707_1 | FALSE
| FALSE | BCHA | 230 | BCHA | 230 | 51849 | SBK 230 | 80707 | SGB 230 | 2 | 77.8413 | 0 | 0 | 0 | 0 | 0.12338 | 630.895 | CAN | CAN |  | 51849_80707_2 | FALSE
| FALSE | AESO | 240 | AESO | 240 | 54092 | HSMITH1 | 54420 | KEEPHIL4 | 43 | -145.748 | 0 | 0 | 0 | 0 | -0.20593 | 707.75 | CAN | CAN |  | 54092_54420_43 | FALSE
| FALSE | AESO | 240 | AESO | 240 | 54109 | DEERLAN4 | 54341 | HEARTLAN | 54 | -198.53 | 0 | 0 | 0 | 0 | -0.3349 | 592.8 | CAN | CAN |  | 54109_54341_54 | FALSE
| FALSE | AESO | 240 | AESO | 240 | 54150 | W.GRN TP | 54995 | WILLESD4 | 95 | 8.519 | 0 | 0 | 0 | 0 | 0.0154 | 551.95 | CAN | CAN |  | 54150_54995_95 | FALSE
| FALSE | AESO | 240 | AESO | 240 | 54462 | EAGLEBUTE1 | 56477 | ELKWATR1 | 76 | -4.95e-11 | 0 | 0 | 0 | 0 | -8.61e-14 | 575.7 | CAN | CAN |  | 54462_56477_76 | FALSE
| FALSE | AESO | 240 | AESO | 240 | 54531 | WILDRO1 | 56477 | ELKWATR1 | 78 | -1.01e-12 | 0 | 0 | 0 | 0 | -1.76e-15 | 575.7 | CAN | CAN |  | 54531_56477_78 | FALSE
| FALSE | AESO | 240 | AESO | 240 | 54666 | DOVER | 55263 | JOSLYN4 | 8 | 55.5732 | 0 | 0 | 0 | 0 | 0.0704 | 789.45 | CAN | CAN |  | 54666_55263_8 | FALSE
| FALSE | AESO | 240 | AESO | 240 | 54666 | DOVER | 55605 | THICKWD4 | 12 | -48.513 | 0 | 0 | 0 | 0 | -0.0645 | 752.4 | CAN | CAN |  | 54666_55605_12 | FALSE
| FALSE | AESO | 240 | AESO | 240 | 54676 | EDD651 | 56214 | EDD34 | 12 | 111.8839 | 0 | 0 | 0 | 0 | 0.1631 | 685.995 | CAN | CAN |  | 54676_56214_12 | FALSE
| FALSE | AESO | 240 | AESO | 240 | 54676 | EDD651 | 56214 | EDD34 | 13 | 111.8839 | 0 | 0 | 0 | 0 | 0.1631 | 685.995 | CAN | CAN |  | 54676_56214_13 | FALSE
| FALSE | AESO | 240 | AESO | 240 | 55200 | RUTH LK4 | 55605 | THICKWD4 | 1 | 13.0424 | 0 | 0 | 0 | 0 | 0.0173 | 754.3 | CAN | CAN |  | 55200_55605_1 | FALSE
| FALSE | AESO | 240 | AESO | 240 | 56477 | ELKWATR1 | 59662 | WHITLA1 | 83 | -91.7798 | 0 | 0 | 0 | 0 | -0.0798 | 1150.45 | CAN | CAN |  | 56477_59662_83 | FALSE
| FALSE | IPTV | 230 | IPTV | 230 | 60249 | HUBBARD | 61813 | CLOVRDAL | 1 | 121.1118 | 0 | 0 | 0 | 0 | 0.18081 | 669.845 | Inland | Inland |  | 60249_61813_1 | FALSE
| FALSE | SPPC | 230 | SPPC | 230 | 64006 | AUSTIN | 64308 | ALPINE | 1 | 65.5633 | 0 | 0 | 0 | 0 | 0.19251 | 340.575 | Inland | Inland |  | 64006_64308_1 | FALSE
| FALSE | SPPC | 230 | SPPC | 230 | 64308 | ALPINE | 64500 | SALTWELL T | 1 | 137.2894 | 0 | 0 | 0 | 0 | 0.40311 | 340.575 | Inland | Inland |  | 64308_64500_1 | FALSE
| FALSE | SPPC | 230 | SPPC | 230 | 64308 | ALPINE | 64924 | TUNGSTEN | 1 | -71.726 | 0 | 0 | 0 | 0 | -0.24934 | 287.66 | Inland | Inland |  | 64308_64924_1 | FALSE
| FALSE | SPPC | 345 | SPPC | 345 | 64883 | RBFLCPS | 64885 | ROBINSON | 1 | -5.1665 | 0 | 0 | 0 | 0 | -0.000544 | 9499.05 | Inland | Inland |  | 64883_64885_1 | FALSE
| FALSE | SPPC | 345 | SPPC | 345 | 64883 | RBFLCPS | 64891 | RBFLCSC1 | 1 | 5.1665 | 0 | 0 | 0 | 0 | 0.00655 | 788.5 | Inland | Inland |  | 64883_64891_1 | FALSE
| FALSE | SPPC | 345 | SPPC | 345 | 64891 | RBFLCSC1 | 64892 | RBFLCSC2 | 1 | 5.1665 | 0 | 0 | 0 | 0 | 0.00481 | 1074.64 | Inland | Inland |  | 64891_64892_1 | FALSE
| FALSE | SPPC | 345 | SPPC | 345 | 64892 | RBFLCSC2 | 64043 | FALCON | 1 | 5.1665 | 0 | 0 | 0 | 0 | 0.00655 | 788.5 | Inland | Inland |  | 64892_64043_1 | FALSE
| FALSE | SPPC | 500 | NEVP | 500 | 64895 | ROBINSON | 18896 | RSHASC1 | 1 | 171.7691 | 0 | 0 | 0 | 0 | 0.1088 | 1578.805 | Inland | SW |  | 64895_18896_1 | FALSE
| FALSE | PAUT | 138 | WACM | 138 | 65087 | NAPLES | 79067 | VERNAL | 1 | -6.8361 | 0 | 0 | 0 | 0 | -0.0195 | 350.55 | Inland | RM |  | 65087_79067_1 | FALSE
| FALSE | PAWY | 115 | WACM | 115 | 65307 | CASPER_TP | 73042 | CASPERLM | 1 | 32.8713 | 0 | 0 | 0 | 0 | 0.13952 | 235.6 | Inland | RM |  | 65307_73042_1 | FALSE
| FALSE | PAWY | 230 | PAWY | 230 | 65320 | CHAPPELC | 67551 | JONAHGAS | 1 | 53.9117 | 0 | 0 | 0 | 0 | 0.15338 | 351.5 | Inland | Inland |  | 65320_67551_1 | FALSE
| FALSE | PAWY | 230 | PAWY | 230 | 65555 | FIREHOLE | 65557 | ARROWHEAD | 1 | 21.1561 | 0 | 0 | 0 | 0 | 0.0454 | 466.45 | Inland | Inland |  | 65555_65557_1 | FALSE
| FALSE | PAUT | 345 | PAUT | 345 | 65805 | HUNTNGTN | 69600 | MONHUN_SR | 1 | 262.8663 | 0 | 0 | 0 | 0 | 0.17535 | 1499.1 | Inland | Inland |  | 65805_69600_1 | FALSE
| FALSE | PAUT | 345 | PAUT | 345 | 65945 | MIDVALLY | 66080 | NINETY S | 2 | -183.393 | 0 | 0 | 0 | 0 | -0.0975 | 1881 | Inland | Inland |  | 65945_66080_2 | FALSE
| FALSE | PAUT | 345 | PAUT | 345 | 65945 | MIDVALLY | 66510 | TERMINAL | 2 | 42.2137 | 0 | 0 | 0 | 0 | 0.0224 | 1881 | Inland | Inland |  | 65945_66510_2 | FALSE
| FALSE | PAWY | 230 | PAWY | 230 | 65977 | MINERS TAP | 66240 | PLATTE | 1 | 137.9683 | 0 | 0 | 0 | 0 | 0.23886 | 577.6 | Inland | Inland |  | 65977_66240_1 | FALSE
| FALSE | PAWY | 230 | PAWY | 230 | 65977 | MINERS TAP | 69143 | STNDPIPE | 1 | -137.968 | 0 | 0 | 0 | 0 | -0.22551 | 611.8 | Inland | Inland |  | 65977_69143_1 | FALSE
| FALSE | PAUT | 345 | PAUT | 345 | 66133 | OQUIRRH | 67808 | LIMBER | 1 | -167.205 | 0 | 0 | 0 | 0 | -0.0915 | 1827.8 | Inland | Inland |  | 66133_67808_1 | FALSE
| FALSE | PAUT | 345 | PAUT | 345 | 66340 | SIGURD | 69730 | HICKORY | 1 | 5.2935 | 0 | 0 | 0 | 0 | 0.00346 | 1531.4 | Inland | Inland |  | 66340_69730_1 | FALSE
| FALSE | PAID | 115 | PAID | 115 | 66811 | LANES_CK | 66839 | HOOP_SPRNG_N | 1 | -0.39445 | 0 | 0 | 0 | 0 | -0.00199 | 198.265 | Inland | Inland |  | 66811_66839_1 | FALSE
| FALSE | PAID | 115 | PAID | 115 | 66812 | VALLEY_L | 66840 | HOOP_SPRNG_S | 1 | -3.0039 | 0 | 0 | 0 | 0 | -0.0152 | 198.265 | Inland | Inland |  | 66812_66840_1 | FALSE
| FALSE | PAID | 69 | PAID | 69 | 66826 | ARCO LRE | 66827 | W ARCO | 1 | -16.72 | 0 | 0 | 0 | 0 | -0.39111 | 42.75 | Inland | Inland |  | 66826_66827_1 | FALSE
| FALSE | PAID | 69 | BPAT | 69 | 66832 | RNDVLY# | 66833 | RND VLLY | 1 | 4.7535 | 0 | 0 | 0 | 0 | 0.0476 | 99.845 | Inland | NW |  | 66832_66833_1 | FALSE
| FALSE | PAWY | 230 | PAWY | 230 | 67796 | AEOLUS | 69028 | SHIRLYBS | 2 | -125.866 | 0 | 0 | 0 | 0 | -0.10941 | 1150.45 | Inland | Inland |  | 67796_69028_2 | FALSE
| FALSE | PAWY | 230 | PAWY | 230 | 69089 | 3BUTTES | 69512 | LATIGO | 1 | 0 | 0 | 0 | 0 | 0 | 0 | 351.5 | Inland | Inland |  | 69089_69512_1 | FALSE
| FALSE | PAUT | 345 | PAUT | 345 | 69730 | HICKORY | 69731 | ESCALANT SOL | 1 | -70.0301 | 0 | 0 | 0 | 0 | -0.0546 | 1282.5 | Inland | Inland |  | 69730_69731_1 | FALSE
| FALSE | PAUT | 345 | PAUT | 345 | 69730 | HICKORY | 69998 | SIGURD&2 | 1 | 104.5708 | 0 | 0 | 0 | 0 | 0.0683 | 1531.4 | Inland | Inland |  | 69730_69998_1 | FALSE
| FALSE | PSCO | 230 | PSCO | 230 | 70041 | ARVADA_PS | 70355 | RIDGE | 1 | 4.5401 | 0 | 0 | 0 | 0 | 0.01 | 454.1 | RM | RM |  | 70041_70355_1 | FALSE
| FALSE | PSCO | 230 | PSCO | 230 | 70072 | CABINCRK | 70266 | LOOKOUT | 1 | -64.5741 | 0 | 0 | 0 | 0 | -0.14371 | 449.35 | RM | RM |  | 70072_70266_1 | FALSE
| FALSE | PSCO | 230 | PSCO | 230 | 70122 | COMANCHE | 70942 | COMAN230_S1 | 1 | -33.2285 | 0 | 0 | 0 | 0 | -0.1223 | 271.7 | RM | RM |  | 70122_70942_1 | FALSE
| FALSE | PSCO | 230 | PSCO | 230 | 70543 | SIMMS | 70574 | MOONGLCH | 1 | -41.9823 | 0 | 0 | 0 | 0 | -0.08803 | 476.9 | RM | RM |  | 70543_70574_1 | FALSE
| FALSE | PSCO | 230 | PSCO | 230 | 70570 | PLNENDSS | 70574 | MOONGLCH | 1 | 49.9643 | 0 | 0 | 0 | 0 | 0.10394 | 480.7 | RM | RM |  | 70570_70574_1 | FALSE
| FALSE | PSCO | 345 | PSCO | 345 | 70599 | SMOKYHIL | 70624 | MIS_SITE | 1 | -503.316 | 0 | 0 | 0 | 0 | -0.31424 | 1601.7 | RM | RM |  | 70599_70624_1 | FALSE
| FALSE | PSCO | 345 | PSCO | 345 | 70624 | MIS_SITE | 70628 | PRONGHORN | 1 | -615.403 | 0 | 0 | 0 | 0 | -0.39572 | 1555.15 | RM | RM |  | 70624_70628_1 | FALSE
| FALSE | PSCO | 345 | PSCO | 345 | 70628 | PRONGHORN | 70630 | SHORTGRASS | 1 | -470.151 | 0 | 0 | 0 | 0 | -0.30232 | 1555.15 | RM | RM |  | 70628_70630_1 | FALSE
| FALSE | WACM | 115 | WACM | 115 | 72171 | HESPERUS2 | 79191 | COYOTE G | 1 | 0.073171 | 0 | 0 | 0 | 0 | 0.000906 | 80.75 | RM | RM |  | 72171_79191_1 | FALSE
| FALSE | WACM | 230 | WACM | 230 | 73148 | OSAGE | 74058 | SGBRUSH | 1 | 79.0854 | 0 | 0 | 0 | 0 | 0.11373 | 695.4 | RM | RM |  | 73148_74058_1 | FALSE
| FALSE | WACM | 230 | WACM | 230 | 74035 | MINNKHAT | 74058 | SGBRUSH | 1 | -70.8019 | 0 | 0 | 0 | 0 | -0.18726 | 378.1 | RM | RM |  | 74035_74058_1 | FALSE
| FALSE | WACM | 345 | AZPS | 345 | 79024 | FLAGSTAF | 14108 | YOUNGSCY | 1 | 30.4166 | 0 | 0 | 0 | 0 | 0.0429 | 709.65 | RM | SW |  | 79024_14108_1 | FALSE
| FALSE | BCHA | 230 | BCHA | 230 | 80552 | ULR 230 | 81148 | BDH 42P | 1 | 26.1832 | 0 | 0 | 0 | 0 | 0.0581 | 450.395 | CAN | CAN |  | 80552_81148_1 | FALSE
| FALSE | BCHA | 230 | BCHA | 230 | 80556 | BDH 230 | 81148 | BDH 42P | 1 | 5.4267 | 0 | 0 | 0 | 0 | 0.012 | 450.395 | CAN | CAN |  | 80556_81148_1 | FALSE
| FALSE | BCHA | 230 | BCHA | 230 | 80559 | TIS 230 | 81148 | BDH 42P | 1 | -38.7715 | 0 | 0 | 0 | 0 | -0.0861 | 450.395 | CAN | CAN |  | 80559_81148_1 | FALSE
| FALSE | BCHA | 230 | BCHA | 230 | 80710 | SST 230 | 80855 | SRN 348P | 1 | -4.915 | 0 | 0 | 0 | 0 | -0.0013 | 3784.135 | CAN | CAN |  | 80710_80855_1 | FALSE
| FALSE | CIPV | 500 | CIPV | 500 | 300051 | RM_TM_11 | 300052 | RM_TM_12 | 1 | 924.4186 | 0 | 0 | 0 | 0 | 0.37455 | 2468.1 | CA | CA |  | 300051_300052_1 | FALSE
| FALSE | CIPV | 500 | CIPV | 500 | 300052 | RM_TM_12 | 30015 | TABLE MT | 1 | 924.4186 | 0 | 0 | 0 | 0 | 0.42132 | 2194.12 | CA | CA |  | 300052_30015_1 | FALSE
| FALSE | CIPV | 500 | CIPV | 500 | 300054 | RM_TM_22 | 30015 | TABLE MT | 2 | 932.3061 | 0 | 0 | 0 | 0 | 0.42491 | 2194.12 | CA | CA |  | 300054_30015_2 | FALSE
| FALSE | CIPV | 500 | CIPV | 500 | 300152 | TM_VD_12 | 30030 | VACA-DIX | 1 | 1014.675 | 0 | 0 | 0 | 0 | 0.46245 | 2194.12 | CA | CA |  | 300152_30030_1 | FALSE
| FALSE | CIPV | 500 | CIPV | 500 | 300153 | TM_TS_11 | 300154 | TM_TS_12 | 1 | 726.9156 | 0 | 0 | 0 | 0 | 0.24155 | 3009.41 | CA | CA |  | 300153_300154_1 | FALSE
| FALSE | CIPV | 500 | CIPV | 500 | 300154 | TM_TS_12 | 30040 | TESLA | 1 | 726.9156 | 0 | 0 | 0 | 0 | 0.3313 | 2194.12 | CA | CA |  | 300154_30040_1 | FALSE
| FALSE | BANC | 500 | BANC | 500 | 300201 | OL_MX_11 | 300202 | OL_MX_12 | 1 | 893.9724 | 0 | 0 | 0 | 0 | 0.36221 | 2468.1 | CA | CA |  | 300201_300202_1 | FALSE
| FALSE | BANC | 500 | BANC | 500 | 300202 | OL_MX_12 | 30025 | MAXWELL | 1 | 893.9724 | 0 | 0 | 0 | 0 | 0.38129 | 2344.6 | CA | CA |  | 300202_30025_1 | FALSE
| FALSE | BANC | 500 | BANC | 500 | 300251 | MX_TR_11 | 30035 | TRACY | 1 | 893.9724 | 0 | 0 | 0 | 0 | 0.38129 | 2344.6 | CA | CA |  | 300251_30035_1 | FALSE
| FALSE | CIPV | 500 | CIPV | 500 | 300301 | VD_TS_11 | 30040 | TESLA | 1 | 496.3809 | 0 | 0 | 0 | 0 | 0.20112 | 2468.1 | CA | CA |  | 300301_30040_1 | FALSE
| FALSE | CIPV | 500 | CIPV | 500 | 300501 | LB_GT_11 | 30055 | GATES | 1 | -596.039 | 0 | 0 | 0 | 0 | -0.27165 | 2194.12 | CA | CA |  | 300501_30055_1 | FALSE
| FALSE | CIPV | 500 | CIPV | 500 | 300502 | LB_MW_11 | 300503 | LB_MW_12 | 1 | -683.057 | 0 | 0 | 0 | 0 | -0.3113 | 2194.215 | CA | CA |  | 300502_300503_1 | FALSE
| FALSE | CIPV | 500 | CIPV | 500 | 300503 | LB_MW_12 | 300504 | LB_MW_13 | 1 | -683.057 | 0 | 0 | 0 | 0 | -0.3113 | 2194.215 | CA | CA |  | 300503_300504_1 | FALSE
| FALSE | CIPV | 500 | CIPV | 500 | 300504 | LB_MW_13 | 30060 | MIDWAY | 1 | -683.057 | 0 | 0 | 0 | 0 | -0.27675 | 2468.1 | CA | CA |  | 300504_30060_1 | FALSE
| FALSE | BPAT | 500 | BPAT | 500 | 402870 | COLUMBA_C11 | 402871 | COLUMBA_C12 | 1 | 860.6052 | 0 | 0 | 0 | 0 | 0.34868 | 2468.195 | NW | NW |  | 402870_402871_1 | FALSE
| FALSE | BPAT | 500 | BPAT | 500 | 402871 | COLUMBA_C12 | 40957 | SCHULTZ | 1 | 860.6052 | 0 | 0 | 0 | 0 | 0.19019 | 4524.945 | NW | NW |  | 402871_40957_1 | FALSE
| FALSE | BPAT | 500 | BPAT | 500 | 402872 | COLUMBA_C21 | 402873 | COLUMBA_C22 | 2 | 859.9194 | 0 | 0 | 0 | 0 | 0.3484 | 2468.195 | NW | NW |  | 402872_402873_2 | FALSE
| FALSE | BPAT | 500 | BPAT | 500 | 402873 | COLUMBA_C22 | 40957 | SCHULTZ | 2 | 859.9194 | 0 | 0 | 0 | 0 | 0.18935 | 4541.475 | NW | NW |  | 402873_40957_2 | FALSE
| FALSE | BPAT | 500 | BPAT | 500 | 403690 | DWORSHAK_CAP | 41057 | TAFT | 1 | -187.298 | 0 | 0 | 0 | 0 | -0.0678 | 2764.31 | NW | NW |  | 403690_41057_1 | FALSE
| FALSE | BPAT | 500 | BPAT | 500 | 404890 | BAKEOVEN_12 | 404891 | BAKEOVEN_11 | 1 | -788.276 | 0 | 0 | 0 | 0 | -0.2715 | 2903.39 | NW | NW |  | 404890_404891_1 | FALSE
| FALSE | BPAT | 500 | BPAT | 500 | 404891 | BAKEOVEN_11 | 40585 | JOHN DAY | 1 | -788.276 | 0 | 0 | 0 | 0 | -0.21292 | 3702.245 | NW | NW |  | 404891_40585_1 | FALSE
| FALSE | BPAT | 500 | BPAT | 500 | 404892 | BAKEOVEN_22 | 404893 | BAKEOVEN_21 | 2 | -785.824 | 0 | 0 | 0 | 0 | -0.27066 | 2903.39 | NW | NW |  | 404892_404893_2 | FALSE
| FALSE | BPAT | 500 | BPAT | 500 | 404893 | BAKEOVEN_21 | 40585 | JOHN DAY | 2 | -785.824 | 0 | 0 | 0 | 0 | -0.22213 | 3537.705 | NW | NW |  | 404893_40585_2 | FALSE
| FALSE | BPAT | 500 | PACW | 500 | 406874 | MALIN R4 | 44536 | SYCAN_32 | 1 | -907 | 0 | 0 | 0 | 0 | -0.23679 | 3830.4 | NW | NW |  | 406874_44536_1 | FALSE
| FALSE | BPAT | 500 | BPAT | 500 | 409570 | SCHULTZ_CAP1 | 40957 | SCHULTZ | 1 | -1123.21 | 0 | 0 | 0 | 0 | -0.34131 | 3290.895 | NW | NW |  | 409570_40957_1 | FALSE
| FALSE | BPAT | 500 | BPAT | 500 | 409571 | SCHULTZ_CAP2 | 40957 | SCHULTZ | 1 | -1253.62 | 0 | 0 | 0 | 0 | -0.38094 | 3290.895 | NW | NW |  | 409571_40957_1 | FALSE
| FALSE | BANC | 500 | BANC | 500 | 450351 | CJ_OL_11 | 450352 | CJ_OL_12 | 1 | 896.0752 | 0 | 0 | 0 | 0 | 0.17371 | 5158.5 | CA | CA |  | 450351_450352_1 | FALSE
| FALSE | NWMT | 230 | NWMT | 230 | 623001 | BLG STEAMPLT | 623208 | BLG RIMROCK | 1 | -11.793 | 0 | 0 | 0 | 0 | -0.026 | 454.1 | Inland | Inland |  | 623001_623208_1 | FALSE
| FALSE | NWMT | 230 | NWMT | 230 | 623208 | BLG RIMROCK | 623412 | ALKALI CREEK | 1 | -33.6498 | 0 | 0 | 0 | 0 | -0.0741 | 454.1 | Inland | Inland |  | 623208_623412_1 | FALSE
| FALSE | NWMT | 500 | NWMT | 500 | 623309 | BROADVIEW A | 623512 | BROADVIEW | SC | 480.5461 | 0 | 0 | 0 | 0 | 0.29204 | 1645.495 | Inland | Inland |  | 623309_623512_SC | FALSE
| FALSE | NWMT | 500 | NWMT | 500 | 623310 | BROADVIEW B | 623512 | BROADVIEW | SC | 466.149 | 0 | 0 | 0 | 0 | 0.28329 | 1645.495 | Inland | Inland |  | 623310_623512_SC | FALSE
| FALSE | CIPV | 500 | CIPV | 500 | 300002 | MN_RM_11 | 300003 | MN_RM_12 | 1 | 837.9711 | 0 | 0 | 0 | 0 | 0.33952 | 2468.1 | CA | CA |  | 300002_300003_1 | FALSE
| FALSE | CIPV | 500 | CIPV | 500 | 300003 | MN_RM_12 | 30005 | ROUND MT | 1 | 837.9711 | 0 | 0 | 0 | 0 | 0.38202 | 2193.55 | CA | CA |  | 300003_30005_1 | FALSE
| FALSE | CIPV | 500 | CIPV | 500 | 300004 | MN_RM_21 | 300005 | MN_RM_22 | 2 | 853.1037 | 0 | 0 | 0 | 0 | 0.25317 | 3369.65 | CA | CA |  | 300004_300005_2 | FALSE
| FALSE | CIPV | 500 | CIPV | 500 | 300005 | MN_RM_22 | 300006 | MN_RM_23 | 2 | 853.1037 | 0 | 0 | 0 | 0 | 0.28363 | 3007.795 | CA | CA |  | 300005_300006_2 | FALSE
| FALSE | CIPV | 500 | CIPV | 500 | 300006 | MN_RM_23 | 30005 | ROUND MT | 2 | 853.1037 | 0 | 0 | 0 | 0 | 0.3888 | 2194.215 | CA | CA |  | 300006_30005_2 | FALSE
| FALSE | TH_Malin | 500 | CIPV | 500 | 40687 | MALIN | 300002 | MN_RM_11 | 1 | 837.9711 | 0 | 0 | 0 | 0 | 0.38192 | 2194.12 | NW | CA |  | 40687_300002_1 | FALSE
| FALSE | TH_Malin | 500 | CIPV | 500 | 40687 | MALIN | 300004 | MN_RM_21 | 2 | 853.1037 | 0 | 0 | 0 | 0 | 0.38881 | 2194.12 | NW | CA |  | 40687_300004_2 | FALSE
| FALSE | SRP | 115 | AZPS | 115 | 15108 | HAYDENAZ | 14644 | HAYDENAP | 1 | -1.9388 | 0 | 0 | 0 | 0 | -0.0114 | 170.05 | SW | SW |  | 15108_14644_1 | FALSE
| FALSE | SRP | 115 | AZPS | 115 | 15111 | KEARNY | 14645 | KEARNYAP | 1 | -0.65691 | 0 | 0 | 0 | 0 | -0.00386 | 170.05 | SW | SW |  | 15111_14645_1 | FALSE
| FALSE | SRP | 230 | AZPS | 230 | 15235 | DBG | 14647 | DBGAPS | 1 | 2.879 | 0 | 0 | 0 | 0 | 0.00847 | 340.1 | SW | SW |  | 15235_14647_1 | FALSE
| FALSE | SRP | 69 | AZPS | 69 | 15605 | SANTAN | 84248 | GILBERT | 1 | 14.3518 | 0 | 0 | 0 | 0 | 0.13988 | 102.6 | SW | SW |  | 15605_84248_1 | FALSE
| FALSE | SRP | 69 | AZPS | 69 | 15610 | CORBELRS | 84226 | CHANDLER | 1 | 0 | 0 | 0 | 0 | 0 | 0 | 102.6 | SW | SW |  | 15610_84226_1 | FALSE
| FALSE | SRP | 69 | AZPS | 69 | 15612 | PAPAGOBT | 84324 | PAPAGOAP | 1 | 6.5367 | 0 | 0 | 0 | 0 | 0.0637 | 102.6 | SW | SW |  | 15612_84324_1 | FALSE
| FALSE | PSEI | 230 | PSEI | 230 | 42302 | RICHCREEK | 42444 | ROSEHLL | 2 | 53.2022 | 0 | 0 | 0 | 0 | 0.0541 | 982.585 | NW | NW |  | 42302_42444_2 | FALSE
| FALSE | PSEI | 230 | PSEI | 230 | 42318 | SAMMSH W | 42302 | RICHCREEK | 1 | -54.4983 | 0 | 0 | 0 | 0 | -0.0555 | 982.585 | NW | NW |  | 42318_42302_1 | FALSE
| FALSE | PSEI | 230 | PSEI | 230 | 42319 | SAMMSH E | 42444 | ROSEHLL | 2 | -36.8066 | 0 | 0 | 0 | 0 | -0.0375 | 982.585 | NW | NW |  | 42319_42444_2 | FALSE
| FALSE | PSEI | 230 | PSEI | 230 | 42500 | TALBOT230 | 42302 | RICHCREEK | 1 | 133.4105 | 0 | 0 | 0 | 0 | 0.13578 | 982.585 | NW | NW |  | 42500_42302_1 | FALSE
| FALSE | PSEI | 230 | PSEI | 230 | 42500 | TALBOT230 | 42302 | RICHCREEK | 2 | 133.4105 | 0 | 0 | 0 | 0 | 0.13578 | 982.585 | NW | NW |  | 42500_42302_2 | FALSE
| FALSE | PSEI | 230 | PSEI | 230 | 42507 | BERYDALE | 42500 | TALBOT230 | 1 | 186.183 | 0 | 0 | 0 | 0 | 0.12712 | 1464.615 | NW | NW |  | 42507_42500_1 | FALSE
| FALSE | PGE | 500 | PGE | 500 | 43995 | SYCAN_22 | 43960 | MALIN R2 | 2 | 694.5085 | 0 | 0 | 0 | 0 | 0.18082 | 3840.85 | NW | NW |  | 43995_43960_2 | FALSE
| FALSE | CISD | 230 | CISD | 230 | 22771 | BAY BLVD | 22464 | MIGUEL | 1 | -268.115 | 0 | 0 | 0 | 0 | -0.23999 | 1117.2 | CA | CA |  | 22771_22464_1 | FALSE
| FALSE | TH_PV | 500 | AZPS | 18 | 14009 | REDHAWK | 14979 | RED-FUT6 | 1 | 0 | 0 | 0 | 0 | 0 | 0 | 209 | SW | SW |  | 14009_14979_1 | FALSE
| FALSE | TH_PV | 500 | AZPS | 18 | 14009 | REDHAWK | 14981 | RED-FUT8 | 1 | 0 | 0 | 0 | 0 | 0 | 0 | 316.35 | SW | SW |  | 14009_14981_1 | FALSE
| FALSE | TH_PV | 500 | AZPS | 18 | 14009 | REDHAWK | 14984 | RED-FUT9 | 1 | 0 | 0 | 0 | 0 | 0 | 0 | 418 | SW | SW |  | 14009_14984_1 | FALSE
| FALSE | TH_PV | 500 | AZPS | 18 | 14009 | REDHAWK | 14985 | RED-FUT10 | 1 | 0 | 0 | 0 | 0 | 0 | 0 | 418 | SW | SW |  | 14009_14985_1 | FALSE
| FALSE | SRP | 500 | AZPS | 100 | 15010 | SGRLF | 14626 | SGRLF 2 | 1 | 17.2143 | 0 | 0 | 0 | 0 | 0.0674 | 255.55 | SW | SW |  | 15010_14626_1 | FALSE
| FALSE | CISD | 230 | CISD | 230 | 22357 | IV PFC1 | 22358 | IV PFC | 1 | -33.7285 | 0 | 0 | 0 | 0 | -0.0888 | 380 | CA | CA |  | 22357_22358_1 | FALSE
| FALSE | CISD | 230 | CISD | 230 | 22357 | IV PFC1 | 22358 | IV PFC | 2 | -33.7285 | 0 | 0 | 0 | 0 | -0.0888 | 380 | CA | CA |  | 22357_22358_2 | FALSE
| FALSE | CIPV | 70 | BANC | 69 | 33600 | HERDLYN | 37582 | TRACY YG | 1 | -4.5057 | 0 | 0 | 0 | 0 | -0.0949 | 47.5 | CA | CA |  | 33600_37582_1 | FALSE
| FALSE | BPAT | 500 | BPAT | 230 | 40629 | LANE | 40628 | LANE S2 | 3 | 278.0919 | 0 | 0 | 0 | 0 | 0.3083 | 902.025 | NW | NW |  | 40629_40628_3 | FALSE
| FALSE | BPAT | 500 | BPAT | 230 | 40693 | MAPLEVLY_VL | 40689 | MAPLE V3 | 2 | 687.5843 | 0 | 0 | 0 | 0 | 0.4169 | 1649.295 | NW | NW |  | 40693_40689_2 | FALSE
| FALSE | BPAT | 345 | BPAT | 230 | 40721 | MCNARY | 41353 | MCNRY S3 | 8 | -222.25 | 0 | 0 | 0 | 0 | -0.42244 | 526.11 | NW | NW |  | 40721_41353_8 | FALSE
| FALSE | BPAT | 230 | BPAT | 300 | 40793 | OLYMPIA | 40795 | OLYMPIA | 3 | -153.696 | 0 | 0 | 0 | 0 | -0.34306 | 448.02 | NW | NW |  | 40793_40795_3 | FALSE
| FALSE | BPAT | 500 | BPAT | 230 | 40797 | OLYMPIA | 40794 | OLYMPIA_E | 5 | 273.6305 | 0 | 0 | 0 | 0 | 0.29121 | 939.645 | NW | NW |  | 40797_40794_5 | FALSE
| FALSE | BPAT | 500 | BPAT | 230 | 40834 | PONDROSB | 40836 | PONDROSA_AIS | 2 | 87.8688 | 0 | 0 | 0 | 0 | 0.12965 | 677.73 | NW | NW |  | 40834_40836_2 | FALSE
| FALSE | BPAT | 500 | BPAT | 230 | 40941 | SANTIAM | 40938 | SANTIAM EAST | 4 | 426.0048 | 0 | 0 | 0 | 0 | 0.34762 | 1225.5 | NW | NW |  | 40941_40938_4 | FALSE
| FALSE | BPAT | 500 | BPAT | 230 | 41007 | SNOKING | 41006 | SNOKING_S2 | 4 | 348.8385 | 0 | 0 | 0 | 0 | 0.26996 | 1292.19 | NW | NW |  | 41007_41006_4 | FALSE
| FALSE | BPAT | 500 | BPAT | 230 | 41051 | TACOMA | 41049 | TACOMA N | 5 | 504.4992 | 0 | 0 | 0 | 0 | 0.39628 | 1273.095 | NW | NW |  | 41051_41049_5 | FALSE
| FALSE | BPAT | 500 | BPAT | 230 | 41095 | TROUTDAL | 41094 | TROUTD W | 8 | 321.5885 | 0 | 0 | 0 | 0 | 0.2561 | 1255.71 | NW | NW |  | 41095_41094_8 | FALSE
| FALSE | BPAT | 230 | BPAT | 345 | 41328 | SNOHOMISH_S2 | 40994 | SNOHOMS4 | 6 | -286.302 | 0 | 0 | 0 | 0 | -0.38519 | 743.28 | NW | NW |  | 41328_40994_6 | FALSE
| FALSE | BPAT | 230 | BPAT | 345 | 41329 | SNOHOMISH_S3 | 40993 | SNOHOMS3 | 5 | -285.911 | 0 | 0 | 0 | 0 | -0.40192 | 711.36 | NW | NW |  | 41329_40993_5 | FALSE
| FALSE | PGE | 500 | PGE | 500 | 43485 | ROUND BU | 43487 | ROUNDB_STR | 1 | 66.1483 | 0 | 0 | 0 | 0 | 0.12434 | 532 | NW | NW |  | 43485_43487_1 | FALSE
| FALSE | PGE | 230 | PGE | 500 | 43483 | ROUNDB N | 43487 | ROUNDB_STR | 1 | -66.1483 | 0 | 0 | 0 | 0 | -0.12434 | 532 | NW | NW |  | 43483_43487_1 | FALSE
| FALSE | PGE | 230 | PGE | 230 | 43909 | PORTW | 43906 | PORTW_STR | 1 | -299.155 | 0 | 0 | 0 | 0 | -0.59685 | 501.22 | NW | NW |  | 43909_43906_1 | FALSE
| FALSE | AESO | 240 | AESO | 240 | 54090 | BICKERD4 | 99997 | mid_99997 | T1 | 69.7396 | 0 | 0 | 0 | 0 | 0.2729 | 255.55 | CAN | CAN |  | 54090_99997_T1 | FALSE
| FALSE | AESO | 240 | AESO | 240 | 54090 | BICKERD4 | 99996 | mid_99996 | T2 | 69.7396 | 0 | 0 | 0 | 0 | 0.2729 | 255.55 | CAN | CAN |  | 54090_99996_T2 | FALSE
| FALSE | AESO | 240 | AESO | 240 | 54204 | MCMILLA4 | 99993 | mid_99993 | T2 | -9.2195 | 0 | 0 | 0 | 0 | -0.0485 | 190 | CAN | CAN |  | 54204_99993_T2 | FALSE
| FALSE | AESO | 240 | AESO | 240 | 54676 | EDD651 | 55676 | EDD65M1 | T1 | -111.948 | 0 | 0 | 0 | 0 | -0.3928 | 285 | CAN | CAN |  | 54676_55676_T1 | FALSE
| FALSE | AESO | 240 | AESO | 240 | 54676 | EDD651 | 56676 | EDD65M2 | T2 | -111.82 | 0 | 0 | 0 | 0 | -0.39235 | 285 | CAN | CAN |  | 54676_56676_T2 | FALSE
| FALSE | AESO | 240 | AESO | 240 | 55402 | SALTCR1 | 99950 | mid_99950 | 1T | 33.8205 | 0 | 0 | 0 | 0 | 0.11867 | 285 | CAN | CAN |  | 55402_99950_1T | FALSE
| FALSE | IPMV | 230 | IPFE | 138 | 60073 | BRADY | 60070 | BRADY | 1 | 19.7176 | 0 | 0 | 0 | 0 | 0.20428 | 96.52 | Inland | Inland |  | 60073_60070_1 | FALSE
| FALSE | IPMV | 230 | IPFE | 138 | 60073 | BRADY | 60070 | BRADY | 2 | 19.7456 | 0 | 0 | 0 | 0 | 0.18248 | 108.205 | Inland | Inland |  | 60073_60070_2 | FALSE
| FALSE | IPMV | 230 | IPFE | 138 | 60073 | BRADY | 60070 | BRADY | 3 | 19.6897 | 0 | 0 | 0 | 0 | 0.204 | 96.52 | Inland | Inland |  | 60073_60070_3 | FALSE
| FALSE | PAID | 230 | BPAT | 69 | 66763 | RND VLLY | 66833 | RND VLLY | 1 | -4.7535 | 0 | 0 | 0 | 0 | -0.10317 | 46.075 | Inland | NW |  | 66763_66833_1 | FALSE
| FALSE | PSCO | 230 | PSCO | 345 | 70139 | DANIELPK | 70601 | DANIELPK | T5 | -229.725 | 0 | 0 | 0 | 0 | -0.43181 | 532 | RM | RM |  | 70139_70601_T5 | FALSE
| FALSE | AZPS | 34.5 | WALC | 69 | 85993 | GILA LD | 19049 | GILA | 1 | 0.0583 | 0 | 0 | 0 | 0 | 0.00819 | 7.125 | SW | SW |  | 85993_19049_1 | FALSE
| FALSE | AZPS | 34.5 | WALC | 69 | 85993 | GILA LD | 19049 | GILA | 2 | 0.0571 | 0 | 0 | 0 | 0 | 0.00802 | 7.125 | SW | SW |  | 85993_19049_2 | FALSE
| FALSE | NWMT | 230 | NWMT | 230 | 621001 | MILL CREEK | 621201 | PHSHFT MLCRK | PS | 0.0278 | 0 | 0 | 0 | 0 | 8.37e-05 | 332.5 | Inland | Inland |  | 621001_621201_PS | FALSE
| FALSE | AZPS | 69 | IID | 13.8 | 84846 | YUCCA W | 21071 | YUCCAGEN | 1 | -1.7174 | 0 | 0 | 0 | 0 | -0.0184 | 93.1 | SW | CA |  | 84846_21071_1 | FALSE
| FALSE | PSCO | 345 | PSCO | 345 | 70466 | WATERTON | 99603 | mid pt | T3 | 122.8536 | 0 | 0 | 0 | 0 | 0.20993 | 585.2 | RM | RM |  | 70466_99603_T3 | FALSE
| FALSE | PSCO | 230 | PSCO | 345 | 70464 | WATERTON | 99603 | mid pt | T3 | -122.854 | 0 | 0 | 0 | 0 | -0.23093 | 532 | RM | RM |  | 70464_99603_T3 | FALSE
| FALSE | CIPB | 180.5 | CIPB | 180.5 | 38950 | TBC_PTB2 | 38951 | TBC_POT2 | 1 | 18.3077 | 0 | 0 | 0 | 0 | 0.0458 | 400 | CA | CA |  | 38950_38951_1 | FALSE
| FALSE | PSCO | 230 | PSCO | 230 | 70122 | COMANCHE | 70652 | MIRASOL | 2 | 32.7343 | 0 | 0 | 0 | 0 | 0.0721 | 454.1 | RM | RM |  | 70122_70652_2 | FALSE
| FALSE | PSCO | 230 | PSCO | 230 | 70286 | MIDWAYPS | 70652 | MIRASOL | 2 | -87.9258 | 0 | 0 | 0 | 0 | -0.19363 | 454.1 | RM | RM |  | 70286_70652_2 | FALSE
| FALSE | PNM | 345 | PNM | 345 | 13601 | BV_POI_3-T~1 | 13602 | SUB_BEJN | 1 | -88.0167 | 0 | 0 | 0 | 0 | -0.10294 | 855 | SW | SW |  | 13601_13602_1 | FALSE
| FALSE | PNM | 345 | PNM | 345 | 13601 | BV_POI_3-T~1 | 13613 | GRADYNM | 1 | -106.9 | 0 | 0 | 0 | 0 | -0.10381 | 1029.8 | SW | SW |  | 13601_13613_1 | FALSE
| FALSE | PNM | 345 | PNM | 345 | 10025 | B-A | 10110 | DIAMOND_TAIL | 1 | -317.204 | 0 | 0 | 0 | 0 | -0.23867 | 1329.05 | SW | SW |  | 10025_10110_1 | FALSE
| FALSE | PNM | 345 | PNM | 345 | 10025 | B-A | 10110 | DIAMOND_TAIL | 2 | -320.225 | 0 | 0 | 0 | 0 | -0.24094 | 1329.05 | SW | SW |  | 10025_10110_2 | FALSE
| FALSE | PNM | 345 | PNM | 345 | 10110 | DIAMOND_TAIL | 10229 | NORTON | 1 | 127.8123 | 0 | 0 | 0 | 0 | 0.0962 | 1329.05 | SW | SW |  | 10110_10229_1 | FALSE
| FALSE | PNM | 345 | PNM | 345 | 10110 | DIAMOND_TAIL | 10968 | CLINECORNER | 1 | -388.444 | 0 | 0 | 0 | 0 | -0.29227 | 1329.05 | SW | SW |  | 10110_10968_1 | FALSE
| FALSE | PNM | 345 | PNM | 345 | 10110 | DIAMOND_TAIL | 10968 | CLINECORNER | 2 | -376.797 | 0 | 0 | 0 | 0 | -0.28351 | 1329.05 | SW | SW |  | 10110_10968_2 | FALSE
| FALSE | PNM | 345 | TEPC | 345 | 10292 | SAN_JUAN | 160302 | MCKINLEY | 1 | 1.8867 | 0 | 0 | 0 | 0 | 0.00215 | 878.7501 | SW | SW |  | 10292_160302_1 | FALSE
| FALSE | PNM | 345 | TEPC | 345 | 10292 | SAN_JUAN | 160302 | MCKINLEY | 2 | 1.8867 | 0 | 0 | 0 | 0 | 0.00235 | 802.75 | SW | SW |  | 10292_160302_2 | FALSE
| FALSE | PNM | 345 | PNM | 345 | 10870 | CLNCRN_1 | 10969 | EL_CABO | 1 | -143.787 | 0 | 0 | 0 | 0 | -0.1656 | 868.3 | SW | SW |  | 10870_10969_1 | FALSE
| FALSE | PNM | 345 | PNM | 345 | 10959 | WSPIRIT | 10968 | CLINECORNER | 1 | -26.621 | 0 | 0 | 0 | 0 | -0.0187 | 1425 | SW | SW |  | 10959_10968_1 | FALSE
| FALSE | PNM | 345 | PNM | 345 | 10960 | RED CLOUD | 10961 | TECOLOTE | 1 | 125.9896 | 0 | 0 | 0 | 0 | 0.12234 | 1029.8 | SW | SW |  | 10960_10961_1 | FALSE
| FALSE | PNM | 345 | PNM | 345 | 10962 | CLINES CORNE | 10959 | WSPIRIT | 1 | 94.3192 | 0 | 0 | 0 | 0 | 0.0916 | 1029.8 | SW | SW |  | 10962_10959_1 | FALSE
| FALSE | PNM | 345 | PNM | 345 | 10965 | PAJARITO | 10294 | SANDIA | 1 | 194.9407 | 0 | 0 | 0 | 0 | 0.17172 | 1135.25 | SW | SW |  | 10965_10294_1 | FALSE
| FALSE | PNM | 345 | PNM | 345 | 10965 | PAJARITO | 10369 | WESTMESA | 1 | 162.8723 | 0 | 0 | 0 | 0 | 0.14347 | 1135.25 | SW | SW |  | 10965_10369_1 | FALSE
| FALSE | PNM | 345 | PNM | 345 | 10965 | PAJARITO | 10959 | WSPIRIT | 1 | -357.813 | 0 | 0 | 0 | 0 | -0.2511 | 1425 | SW | SW |  | 10965_10959_1 | FALSE
| FALSE | PNM | 345 | PNM | 345 | 10968 | CLINECORNER | 10870 | CLNCRN_1 | 1 | -269.07 | 0 | 0 | 0 | 0 | -0.30988 | 868.3 | SW | SW |  | 10968_10870_1 | FALSE
| FALSE | EPE | 345 | TEPC | 345 | 11047 | MACHOSPG | 160306 | SPRINGRVILLE | 1 | -68.2687 | 0 | 0 | 0 | 0 | -0.0987 | 691.41 | SW | SW |  | 11047_160306_1 | FALSE
| FALSE | EPE | 345 | TEPC | 345 | 11080 | HIDALGO | 160301 | GREENLEE | 1 | 40.8811 | 0 | 0 | 0 | 0 | 0.0563 | 725.515 | SW | SW |  | 11080_160301_1 | FALSE
| FALSE | EPE | 345 | EPE | 345 | 11266 | PICANTE | 11111 | NEWMAN | 1 | 110.4677 | 0 | 0 | 0 | 0 | 0.14787 | 747.08 | SW | SW |  | 11266_11111_1 | FALSE
| FALSE | PNM | 230 | PSCO | 230 | 12181 | GLDSTNPS | 70990 | VALENT | 1 | -109.624 | 0 | 0 | 0 | 0 | -0.32233 | 340.1 | SW | RM |  | 12181_70990_1 | FALSE
| FALSE | PNM | 34.5 | TEPC | 34.5 | 12240 | SOCORO_W | 165411 | SPRINGR2 | 1 | -0.7309 | 0 | 0 | 0 | 0 | -0.0385 | 19 | SW | SW |  | 12240_165411_1 | FALSE
| FALSE | AZPS | 500 | TEPC | 500 | 14004 | SAGUARO | 160500 | TORTOLITA | 1 | 66.1 | 0 | 0 | 0 | 0 | 0.0637 | 1038.35 | SW | SW |  | 14004_160500_1 | TRUE | SW SunZ East Area | 0
| FALSE | AZPS | 500 | TEPC | 500 | 14004 | SAGUARO | 160500 | TORTOLITA | 2 | 66.1 | 0 | 0 | 0 | 0 | 0.0637 | 1038.35 | SW | SW |  | 14004_160500_2 | TRUE | SW SunZ East Area | 0
| FALSE | AZPS | 500 | CISC | 500 | 14012 | DELANY | 29248 | DEL_CLRVR_11 | 1 | 431.8812 | 0 | 0 | 0 | 0 | 0.13814 | 3126.45 | SW | CA |  | 14012_29248_1 | FALSE
| FALSE | AZPS | 230 | AZPS | 230 | 14045 | PCC | 14259 | WESTWNGE | 1 | -5.1716 | 0 | 0 | 0 | 0 | -0.00999 | 517.75 | SW | SW |  | 14045_14259_1 | FALSE
| FALSE | TH_PV | 500 | CISC | 500 | 15021 | PALOVRDE | 29250 | PV_CLRVR_11 | 1 | 580.1715 | 0 | 0 | 0 | 0 | 0.26121 | 2221.1 | SW | CA |  | 15021_29250_1 | FALSE
| FALSE | SRP | 500 | TEPC | 500 | 15080 | PINAL_C | 160500 | TORTOLITA | 1 | 436.3706 | 0 | 0 | 0 | 0 | 0.26521 | 1645.4 | SW | SW |  | 15080_160500_1 | TRUE | SW SunZ East Area | 0
| FALSE | TH_PV | 500 | SRP | 500 | 15089 | JOJOBA | 159970 | GILARIVR | 1 | -668.152 | 0 | 0 | 0 | 0 | -0.27072 | 2468.1 | SW | SW |  | 15089_159970_1 | FALSE
| FALSE | TH_PV | 500 | SRP | 500 | 15089 | JOJOBA | 159970 | GILARIVR | 2 | -668.152 | 0 | 0 | 0 | 0 | -0.27072 | 2468.1 | SW | SW |  | 15089_159970_2 | FALSE
| FALSE | TH_PV | 500 | SRP | 500 | 15090 | HASSYAMP | 15096 | CHUKAR | 1 | -39.5861 | 0 | 0 | 0 | 0 | -0.0159 | 2489.95 | SW | SW |  | 15090_15096_1 | FALSE
| FALSE | SRP | 230 | SRP | 230 | 15203 | ANDERSON | 152075 | KYEB2CTR | 1 | 91.7872 | 0 | 0 | 0 | 0 | 0.055 | 1669.72 | SW | SW |  | 15203_152075_1 | FALSE
| FALSE | SRP | 230 | SRP | 230 | 15205 | CORBELL | 152075 | KYEB2CTR | 1 | -91.7872 | 0 | 0 | 0 | 0 | -0.055 | 1669.72 | SW | SW |  | 15205_152075_1 | FALSE
| FALSE | SRP | 230 | SRP | 230 | 15207 | KYR-EAST | 15210 | KYR-WEST | 1 | 112.0842 | 0 | 0 | 0 | 0 | 0.0987 | 1135.345 | SW | SW |  | 15207_15210_1 | FALSE
| FALSE | SRP | 230 | AZPS | 230 | 15210 | KYR-WEST | 14642 | OCO C | 1 | 3.7877 | 0 | 0 | 0 | 0 | 0.0111 | 341.05 | SW | SW |  | 15210_14642_1 | FALSE
| FALSE | SRP | 230 | SRP | 230 | 15210 | KYR-WEST | 15219 | KNOX | 1 | 487.1758 | 0 | 0 | 0 | 0 | 0.5889 | 827.2599 | SW | SW |  | 15210_15219_1 | FALSE
| FALSE | SRP | 230 | SRP | 230 | 15227 | HENSHAW | 15219 | KNOX | 1 | -321.597 | 0 | 0 | 0 | 0 | -0.66809 | 481.365 | SW | SW |  | 15227_15219_1 | FALSE
| FALSE | SRP | 230 | SRP | 230 | 15227 | HENSHAW | 15219 | KNOX | 2 | -321.597 | 0 | 0 | 0 | 0 | -0.66809 | 481.365 | SW | SW |  | 15227_15219_2 | FALSE
| FALSE | SRP | 230 | SRP | 230 | 15231 | PINAL_C | 159041 | ELEVENMILE | 1 | -6.9208 | 0 | 0 | 0 | 0 | -0.0154 | 448.115 | SW | SW |  | 15231_159041_1 | FALSE
| FALSE | SRP | 69 | WALC | 69 | 15613 | ROGERS | 19503 | ROGERSWA | 1 | 21.2517 | 0 | 0 | 0 | 0 | 0.18642 | 114 | SW | SW |  | 15613_19503_1 | FALSE
| FALSE | SRP | 69 | WALC | 69 | 15613 | ROGERS | 19503 | ROGERSWA | 2 | 21.2517 | 0 | 0 | 0 | 0 | 0.18642 | 114 | SW | SW |  | 15613_19503_2 | FALSE
| FALSE | WALC | 345 | TEPC | 345 | 17005 | BICKNELL | 160308 | VAIL | 1 | -18.4405 | 0 | 0 | 0 | 0 | -0.0203 | 908.2 | SW | SW |  | 17005_160308_1 | FALSE
| FALSE | WALC | 345 | TEPC | 345 | 17010 | GREEN-AE | 160301 | GREENLEE | 1 | -59.1692 | 0 | 0 | 0 | 0 | -0.0527 | 1122.9 | SW | SW |  | 17010_160301_1 | FALSE
| FALSE | WALC | 230 | TEPC | 230 | 17014 | MORENCI | 164202 | PD_MORENCI | 1 | 0 | 0 | 0 | 0 | 0 | 0 | 374.3 | SW | SW |  | 17014_164202_1 | FALSE
| FALSE | WALC | 69 | TEPC | 69 | 17045 | HACKBERY | 164401 | HACKBERY_TEP | 1 | 48.5306 | 0 | 0 | 0 | 0 | 0.63856 | 76 | SW | SW |  | 17045_164401_1 | FALSE
| FALSE | NEVP | 230 | NEVP | 230 | 18014 | CRYSTAL | 18750 | GEMINI | 1 | -139.939 | 0 | 0 | 0 | 0 | -0.19641 | 712.5 | SW | SW |  | 18014_18750_1 | FALSE
| FALSE | NEVP | 230 | NEVP | 230 | 18018 | FAULKNER | 180900 | BREEZE | 1 | -67.4223 | 0 | 0 | 0 | 0 | -0.0891 | 756.865 | SW | SW |  | 18018_180900_1 | FALSE
| FALSE | NEVP | 230 | NEVP | 230 | 18019 | H ALLEN | 180650 | ARRWCANYN | 1 | -60.6905 | 0 | 0 | 0 | 0 | -0.19964 | 304 | SW | SW |  | 18019_180650_1 | FALSE
| FALSE | NEVP | 230 | NEVP | 230 | 18019 | H ALLEN | 185800 | HASOLAR | 1 | -31.4252 | 0 | 0 | 0 | 0 | -0.08311 | 378.1 | SW | SW |  | 18019_185800_1 | FALSE
| FALSE | NEVP | 230 | NEVP | 230 | 18025 | RD GDNR | 180980 | SBHPVS HV | 1 | -90.239 | 0 | 0 | 0 | 0 | -0.11963 | 754.3 | SW | SW |  | 18025_180980_1 | FALSE
| FALSE | NEVP | 230 | NEVP | 230 | 18595 | NSO | 18540 | TECHREN | 1 | -124.969 | 0 | 0 | 0 | 0 | -0.27799 | 449.54 | SW | SW |  | 18595_18540_1 | FALSE
| FALSE | NEVP | 230 | NEVP | 230 | 18595 | NSO | 18560 | COPPRMT_5 | 1 | -77.7791 | 0 | 0 | 0 | 0 | -0.21775 | 357.2 | SW | SW |  | 18595_18560_1 | FALSE
| FALSE | WALC | 230 | TEPC | 230 | 19056 | MCCONICO | 162200 | HARRIS_UES | 1 | 7.8754 | 0 | 0 | 0 | 0 | 0.0535 | 147.25 | SW | SW |  | 19056_162200_1 | FALSE
| FALSE | WALC | 69 | TEPC | 69 | 19109 | DAVIS | 162400 | DAVIS_UES | 1 | 1.3422 | 0 | 0 | 0 | 0 | 0.0141 | 95 | SW | SW |  | 19109_162400_1 | FALSE
| FALSE | CFE | 230 | CFE | 230 | 20103 | WIS-230 | 20104 | CPD-230 | 1 | -153.631 | 0 | 0 | 0 | 0 | -0.4168 | 368.6 | CA | CA |  | 20103_20104_1 | FALSE
| FALSE | CFE | 230 | CFE | 230 | 20103 | WIS-230 | 20118 | ROA-230 | 1 | 91.986 | 0 | 0 | 0 | 0 | 0.21808 | 421.8 | CA | CA |  | 20103_20118_1 | FALSE
| FALSE | CFE | 230 | CFE | 230 | 20104 | CPD-230 | 20391 | CHQ-230 | 2 | -86.8389 | 0 | 0 | 0 | 0 | -0.25392 | 342 | CA | CA |  | 20104_20391_2 | FALSE
| FALSE | CFE | 230 | CFE | 230 | 20111 | TEK-230 | 20116 | CTY-230 | 1 | 15.6241 | 0 | 0 | 0 | 0 | 0.0482 | 323.95 | CA | CA |  | 20111_20116_1 | FALSE
| FALSE | CFE | 230 | CFE | 230 | 20112 | STB-230 | 20453 | CNT-230 | 1 | 101.4241 | 0 | 0 | 0 | 0 | 0.27516 | 368.6 | CA | CA |  | 20112_20453_1 | FALSE
| FALSE | CFE | 230 | CFE | 230 | 20112 | STB-230 | 20492 | CBC-TAP | 1 | -94.6785 | 0 | 0 | 0 | 0 | -0.23842 | 397.1 | CA | CA |  | 20112_20492_1 | FALSE
| FALSE | CFE | 230 | CFE | 230 | 20114 | CSC-230 | 20115 | MXI-230 | 1 | 137.4043 | 0 | 0 | 0 | 0 | 0.42415 | 323.95 | CA | CA |  | 20114_20115_1 | FALSE
| FALSE | CFE | 230 | CFE | 230 | 20177 | PID-230 | 20459 | ESL-230 | 1 | -147.578 | 0 | 0 | 0 | 0 | -0.37164 | 397.1 | CA | CA |  | 20177_20459_1 | FALSE
| FALSE | CFE | 230 | CFE | 230 | 20238 | HRA-230 | 20118 | ROA-230 | 1 | -94.5709 | 0 | 0 | 0 | 0 | -0.23815 | 397.1 | CA | CA |  | 20238_20118_1 | FALSE
| FALSE | CFE | 230 | CFE | 230 | 20391 | CHQ-230 | 20454 | SRY-230 | 1 | -101.518 | 0 | 0 | 0 | 0 | -0.29684 | 342 | CA | CA |  | 20391_20454_1 | FALSE
| FALSE | CFE | 230 | CFE | 230 | 20455 | LIB-230 | 20454 | SRY-230 | 1 | 116.7229 | 0 | 0 | 0 | 0 | 0.3413 | 342 | CA | CA |  | 20455_20454_1 | FALSE
| FALSE | CFE | 230 | CFE | 230 | 20455 | LIB-230 | 20459 | ESL-230 | 1 | -134.229 | 0 | 0 | 0 | 0 | -0.33802 | 397.1 | CA | CA |  | 20455_20459_1 | FALSE
| FALSE | CFE | 230 | CFE | 230 | 20460 | VPA-230 | 20492 | CBC-TAP | 1 | 109.7783 | 0 | 0 | 0 | 0 | 0.27645 | 397.1 | CA | CA |  | 20460_20492_1 | FALSE
| FALSE | CFE | 230 | CFE | 230 | 20492 | CBC-TAP | 20493 | CBC-230 | 1 | 15.0998 | 0 | 0 | 0 | 0 | 0.036206 | 417.05 | CA | CA |  | 20492_20493_1 | FALSE
| FALSE | IID | 230 | IID | 230 | 21028 | CITIZENS | 21699 | MIDWAY230 | 1 | 9.6537 | 0 | 0 | 0 | 0 | 0.0395 | 244.15 | CA | CA |  | 21028_21699_1 | FALSE
| FALSE | CISD | 230 | CISD | 230 | 22609 | OTAYMESA | 23707 | Q1170_HV | 1 | 3.6816 | 0 | 0 | 0 | 0 | 0.0123 | 298.3 | CA | CA |  | 22609_23707_1 | FALSE
| FALSE | CISD | 230 | CISD | 230 | 23105 | Q159A_HV | 23103 | ECO_GEN1_HV | 1 | 0 | 0 | 0 | 0 | 0 | 0 | 190 | CA | CA |  | 23105_23103_1 | FALSE
| FALSE | CISD | 230 | CISD | 230 | 23293 | DW GEN1 230 | 23433 | DW GEN 2 4 6 | 1 | -63.6292 | 0 | 0 | 0 | 0 | -0.0747 | 852.15 | CA | CA |  | 23293_23433_1 | FALSE
| FALSE | CISD | 230 | CISD | 230 | 23433 | DW GEN 2 4 6 | 23439 | DW GEN246 TR | 1 | -63.6292 | 0 | 0 | 0 | 0 | -0.0947 | 671.65 | CA | CA |  | 23433_23439_1 | FALSE
| FALSE | CISC | 500 | CISC | 500 | 24042 | ELDORDO | 29240 | ELD_LUGO_11 | 1 | 1058.782 | 0 | 0 | 0 | 0 | 0.38996 | 2715.1 | CA | CA |  | 24042_29240_1 | FALSE
| FALSE | CISC | 500 | CISC | 500 | 24086 | LUGO | 29244 | LGO_MOHVE_11 | 1 | -672.45 | 0 | 0 | 0 | 0 | -0.24767 | 2715.1 | CA | CA |  | 24086_29244_1 | FALSE
| FALSE | CISC | 230 | CISC | 230 | 24114 | PARDEE | 24099 | MOORPARK | 4 | 95.7914 | 0 | 0 | 0 | 0 | 0.0636 | 1505.75 | CA | CA |  | 24114_24099_4 | FALSE
| FALSE | CISC | 230 | CISC | 230 | 24245 | EASTWIND | 24249 | EASTWEST TAP | 1 | 21.1961 | 0 | 0 | 0 | 0 | 0.0414 | 512.43 | CA | CA |  | 24245_24249_1 | FALSE
| FALSE | CISC | 230 | CISC | 230 | 24250 | WESTWIND | 24249 | EASTWEST TAP | 1 | 62.1069 | 0 | 0 | 0 | 0 | 0.1212 | 512.43 | CA | CA |  | 24250_24249_1 | FALSE
| FALSE | CISC | 230 | CISC | 230 | 24264 | WLDRNESS TAP | 24249 | EASTWEST TAP | 1 | -83.303 | 0 | 0 | 0 | 0 | -0.16256 | 512.43 | CA | CA |  | 24264_24249_1 | FALSE
| FALSE | CISC | 230 | CISC | 230 | 24264 | WLDRNESS TAP | 24260 | WINDSTAR1 | 1 | 139.538 | 0 | 0 | 0 | 0 | 0.27231 | 512.43 | CA | CA |  | 24264_24260_1 | FALSE
| FALSE | CISC | 230 | CISC | 230 | 24264 | WLDRNESS TAP | 24265 | WINDSTAR2 | 1 | -57.6868 | 0 | 0 | 0 | 0 | -0.1535 | 375.82 | CA | CA |  | 24264_24265_1 | FALSE
| FALSE | CISC | 230 | CISC | 230 | 24269 | TEHACHAPI | 24265 | WINDSTAR2 | 1 | 37.2028 | 0 | 0 | 0 | 0 | 0.099 | 375.82 | CA | CA |  | 24269_24265_1 | FALSE
| FALSE | CISC | 230 | CISC | 230 | 24578 | AES_HB_ENGY | 24369 | HUNTBCH_ENGY | 1 | 88.2638 | 0 | 0 | 0 | 0 | 0.1057 | 835.05 | CA | CA |  | 24578_24369_1 | FALSE
| FALSE | CISC | 230 | CISC | 230 | 24601 | VICTOR | 25348 | RP_VICTOR_H | 1 | -68.4897 | 0 | 0 | 0 | 0 | -0.19971 | 342.95 | CA | CA |  | 24601_25348_1 | FALSE
| FALSE | CISC | 500 | CISC | 500 | 24801 | DEVERS | 29252 | DVRS_RB_11 | 1 | -1019.65 | 0 | 0 | 0 | 0 | -0.41313 | 2468.1 | CA | CA |  | 24801_29252_1 | FALSE
| FALSE | CISC | 500 | CISC | 500 | 24801 | DEVERS | 29254 | DVRS_RB_21 | 2 | -1019.65 | 0 | 0 | 0 | 0 | -0.41313 | 2468.1 | CA | CA |  | 24801_29254_2 | FALSE
| FALSE | CISC | 230 | CISC | 230 | 24901 | VSTA | 24132 | SANBRDNO | 1 | -251.263 | 0 | 0 | 0 | 0 | -0.2677 | 938.6 | CA | CA |  | 24901_24132_1 | FALSE
| FALSE | CISC | 230 | CISC | 230 | 25354 | RP_WINDHB_2W | 25353 | RP_WINDHB_1W | 1 | 76.0956 | 0 | 0 | 0 | 0 | 0.19911 | 382.185 | CA | CA |  | 25354_25353_1 | FALSE
| FALSE | CISC | 230 | CISC | 230 | 25500 | CALCITE | 25365 | RP_CLCTE_1 | 1 | -42.5801 | 0 | 0 | 0 | 0 | -0.12416 | 342.95 | CA | CA |  | 25500_25365_1 | FALSE
| FALSE | LDWP | 230 | LDWP | 230 | 26010 | CASTAIC34 | 26135 | HSKLLCYN | 1 | -29.7509 | 0 | 0 | 0 | 0 | -0.0424 | 701.1 | CA | CA |  | 26010_26135_1 | FALSE
| FALSE | LDWP | 230 | LDWP | 230 | 26064 | RS X | 26087 | OLYMPC | A | 5.3789 | 0 | 0 | 0 | 0 | 0.00863 | 623.2 | CA | CA |  | 26064_26087_A | FALSE
| FALSE | LDWP | 230 | LDWP | 230 | 26064 | RS X | 26087 | OLYMPC | B | 5.3789 | 0 | 0 | 0 | 0 | 0.00863 | 623.2 | CA | CA |  | 26064_26087_B | FALSE
| FALSE | LDWP | 230 | LDWP | 230 | 26066 | SCATERGD | 26064 | RS X | A | 5.3789 | 0 | 0 | 0 | 0 | 0.00863 | 623.2 | CA | CA |  | 26066_26064_A | FALSE
| FALSE | LDWP | 230 | LDWP | 230 | 26066 | SCATERGD | 26064 | RS X | B | 5.3789 | 0 | 0 | 0 | 0 | 0.00863 | 623.2 | CA | CA |  | 26066_26064_B | FALSE
| FALSE | LDWP | 230 | LDWP | 230 | 26093 | TARZANA | 26087 | OLYMPC | 1 | 79.0395 | 0 | 0 | 0 | 0 | 0.20145 | 392.35 | CA | CA |  | 26093_26087_1 | FALSE
| FALSE | LDWP | 230 | LDWP | 230 | 26093 | TARZANA | 26087 | OLYMPC | 2 | 79.0395 | 0 | 0 | 0 | 0 | 0.20145 | 392.35 | CA | CA |  | 26093_26087_2 | FALSE
| FALSE | LDWP | 230 | LDWP | 230 | 26250 | CASTAIC12 | 26135 | HSKLLCYN | 2 | -29.4442 | 0 | 0 | 0 | 0 | -0.04073 | 722.95 | CA | CA |  | 26250_26135_2 | FALSE
| FALSE | CISC | 500 | CISC | 500 | 29240 | ELD_LUGO_11 | 29241 | ELD_LUGO_12 | 1 | 1058.782 | 0 | 0 | 0 | 0 | 0.38996 | 2715.1 | CA | CA |  | 29240_29241_1 | FALSE
| FALSE | CISC | 500 | CISC | 500 | 29241 | ELD_LUGO_12 | 29242 | ELD_LUGO_13 | 1 | 1058.782 | 0 | 0 | 0 | 0 | 0.38996 | 2715.1 | CA | CA |  | 29241_29242_1 | FALSE
| FALSE | CISC | 500 | CISC | 500 | 29242 | ELD_LUGO_13 | 29243 | ELD_LUGO_14 | 1 | 1058.782 | 0 | 0 | 0 | 0 | 0.38996 | 2715.1 | CA | CA |  | 29242_29243_1 | FALSE
| FALSE | CISC | 500 | CISC | 500 | 29243 | ELD_LUGO_14 | 24086 | LUGO | 1 | 1058.782 | 0 | 0 | 0 | 0 | 0.38996 | 2715.1 | CA | CA |  | 29243_24086_1 | FALSE
| FALSE | CISC | 500 | CISC | 500 | 29244 | LGO_MOHVE_11 | 29245 | LGO_MOHVE_12 | 1 | -672.45 | 0 | 0 | 0 | 0 | -0.24767 | 2715.1 | CA | CA |  | 29244_29245_1 | FALSE
| FALSE | CISC | 500 | CISC | 500 | 29245 | LGO_MOHVE_12 | 29246 | LGO_MOHVE_13 | 1 | -672.45 | 0 | 0 | 0 | 0 | -0.24767 | 2715.1 | CA | CA |  | 29245_29246_1 | FALSE
| FALSE | CISC | 500 | CISC | 500 | 29246 | LGO_MOHVE_13 | 29247 | LGO_MOHVE_14 | 1 | -672.45 | 0 | 0 | 0 | 0 | -0.24767 | 2715.1 | CA | CA |  | 29246_29247_1 | FALSE
| FALSE | CISC | 500 | CISC | 500 | 29247 | LGO_MOHVE_14 | 24097 | MOHAVE | 1 | -672.45 | 0 | 0 | 0 | 0 | -0.24767 | 2715.1 | CA | CA |  | 29247_24097_1 | FALSE
| FALSE | CISC | 500 | CISC | 500 | 29248 | DEL_CLRVR_11 | 29249 | DEL_CLRVR_12 | 1 | 431.8812 | 0 | 0 | 0 | 0 | 0.19445 | 2221.1 | CA | CA |  | 29248_29249_1 | FALSE
| FALSE | CISC | 500 | CISC | 500 | 29249 | DEL_CLRVR_12 | 24900 | COLRIVER | 1 | 431.8812 | 0 | 0 | 0 | 0 | 0.13814 | 3126.45 | CA | CA |  | 29249_24900_1 | FALSE
| FALSE | CISC | 500 | CISC | 500 | 29250 | PV_CLRVR_11 | 29251 | PV_CLRVR_12 | 1 | 580.1715 | 0 | 0 | 0 | 0 | 0.26121 | 2221.1 | CA | CA |  | 29250_29251_1 | FALSE
| FALSE | CISC | 500 | CISC | 500 | 29251 | PV_CLRVR_12 | 24900 | COLRIVER | 1 | 580.1715 | 0 | 0 | 0 | 0 | 0.26121 | 2221.1 | CA | CA |  | 29251_24900_1 | FALSE
| FALSE | CISC | 500 | CISC | 500 | 29252 | DVRS_RB_11 | 29253 | DVRS_RB_12 | 1 | -1019.65 | 0 | 0 | 0 | 0 | -0.32614 | 3126.45 | CA | CA |  | 29252_29253_1 | FALSE
| FALSE | CISC | 500 | CISC | 500 | 29253 | DVRS_RB_12 | 24374 | REDBLUFF | 1 | -1019.65 | 0 | 0 | 0 | 0 | -0.41313 | 2468.1 | CA | CA |  | 29253_24374_1 | FALSE
| FALSE | CISC | 500 | CISC | 500 | 29254 | DVRS_RB_21 | 29255 | DVRS_RB_22 | 2 | -1019.65 | 0 | 0 | 0 | 0 | -0.32614 | 3126.45 | CA | CA |  | 29254_29255_2 | FALSE
| FALSE | CISC | 500 | CISC | 500 | 29255 | DVRS_RB_22 | 24374 | REDBLUFF | 2 | -1019.65 | 0 | 0 | 0 | 0 | -0.41313 | 2468.1 | CA | CA |  | 29255_24374_2 | FALSE
| FALSE | CISC | 230 | CISC | 230 | 29399 | WINDHUB_B | 29406 | HIGHWIND | 1 | -60.8212 | 0 | 0 | 0 | 0 | -0.0536 | 1135.25 | CA | CA |  | 29399_29406_1 | FALSE
| FALSE | CISC | 230 | CISC | 230 | 29399 | WINDHUB_B | 29485 | RSTREE | 1 | -69.2236 | 0 | 0 | 0 | 0 | -0.21495 | 322.05 | CA | CA |  | 29399_29485_1 | FALSE
| FALSE | CISC | 230 | CISC | 230 | 29422 | CPC_EAST | 29438 | CPC_EAST_6A | 1 | -40.569 | 0 | 0 | 0 | 0 | -0.0453 | 896.1349 | CA | CA |  | 29422_29438_1 | FALSE
| FALSE | CISC | 230 | CISC | 230 | 29550 | ROSE MDW | 29796 | VALENTINE_TP | 1 | -62.9268 | 0 | 0 | 0 | 0 | -0.14063 | 447.45 | CA | CA |  | 29550_29796_1 | FALSE
| FALSE | CISC | 230 | CISC | 230 | 29630 | SOLEIL | 29796 | VALENTINE_TP | 1 | 31.1537 | 0 | 0 | 0 | 0 | 0.0908 | 342.95 | CA | CA |  | 29630_29796_1 | FALSE
| FALSE | CISC | 230 | CISC | 230 | 29797 | VALENTINE_S | 29796 | VALENTINE_TP | 1 | 31.7731 | 0 | 0 | 0 | 0 | 0.0945 | 336.3 | CA | CA |  | 29797_29796_1 | FALSE
| FALSE | CIPV | 230 | CIPV | 230 | 30348 | BRIGHTON | 30349 | LOCKJ1 | 1 | 47.6581 | 0 | 0 | 0 | 0 | 0.11564 | 412.11 | CA | CA |  | 30348_30349_1 | FALSE
| FALSE | CIPV | 230 | CIPV | 230 | 30349 | LOCKJ1 | 30482 | LOCKFORD | 1 | 47.6581 | 0 | 0 | 0 | 0 | 0.0978 | 487.065 | CA | CA |  | 30349_30482_1 | FALSE
| FALSE | CIPV | 230 | CIPV | 230 | 30482 | LOCKFORD | 30350 | LOCKJ2 | 1 | 1.5347 | 0 | 0 | 0 | 0 | 0.00315 | 487.065 | CA | CA |  | 30482_30350_1 | FALSE
| FALSE | CIPV | 230 | CIPV | 230 | 30350 | LOCKJ2 | 30500 | BELLOTA | 1 | 1.5347 | 0 | 0 | 0 | 0 | 0.00372 | 412.11 | CA | CA |  | 30350_30500_1 | FALSE
| FALSE | CIPV | 230 | CIPV | 230 | 30492 | THURMAN SS | 30482 | LOCKFORD | 1 | -44.3983 | 0 | 0 | 0 | 0 | -0.0912 | 487.065 | CA | CA |  | 30492_30482_1 | FALSE
| FALSE | CIPV | 230 | CIPV | 230 | 30492 | THURMAN SS | 30482 | LOCKFORD | 2 | -44.3983 | 0 | 0 | 0 | 0 | -0.0912 | 487.065 | CA | CA |  | 30492_30482_2 | FALSE
| FALSE | CIPV | 230 | CIPV | 230 | 30492 | THURMAN SS | 30491 | INDUSTRIAL | 1 | 44.3983 | 0 | 0 | 0 | 0 | 0.0912 | 487.065 | CA | CA |  | 30492_30491_1 | FALSE
| FALSE | CIPV | 230 | CIPV | 230 | 30492 | THURMAN SS | 30491 | INDUSTRIAL | 2 | 44.3983 | 0 | 0 | 0 | 0 | 0.0912 | 487.065 | CA | CA |  | 30492_30491_2 | FALSE
| FALSE | CIPB | 230 | CIPV | 230 | 30520 | GATEWAY | 30725 | C.COSTAPPE | 1 | 92.7578 | 0 | 0 | 0 | 0 | 0.12251 | 757.15 | CA | CA |  | 30520_30725_1 | FALSE
| FALSE | CIPB | 230 | CIPV | 230 | 30523 | CC SUB | 30725 | C.COSTAPPE | 1 | 162.9028 | 0 | 0 | 0 | 0 | 0.26903 | 605.53 | CA | CA |  | 30523_30725_1 | FALSE
| FALSE | CIPB | 230 | CIPV | 230 | 30525 | C.COSTAPPD | 30725 | C.COSTAPPE | 1 | 36.8563 | 0 | 0 | 0 | 0 | 0.0323 | 1140 | CA | CA |  | 30525_30725_1 | FALSE
| FALSE | CIPB | 230 | CIPV | 230 | 30525 | C.COSTAPPD | 30725 | C.COSTAPPE | 2 | 36.8563 | 0 | 0 | 0 | 0 | 0.0323 | 1140 | CA | CA |  | 30525_30725_2 | FALSE
| FALSE | CIPV | 230 | CIPV | 230 | 30580 | SANDHLWJCT | 30581 | SANDHLW | 1 | 0 | 0 | 0 | 0 | 0 | 0 | 463.6 | CA | CA |  | 30580_30581_1 | FALSE
| FALSE | CIPV | 230 | CIPV | 230 | 30656 | PPASSWND | 30655 | PPASSJCT | 1 | 0 | 0 | 0 | 0 | 0 | 0 | 487.065 | CA | CA |  | 30656_30655_1 | FALSE
| FALSE | CIPB | 230 | CIPB | 230 | 30685 | EMBRCDRD | 30691 | EGBRT S1 | 1 | -74.5036 | 0 | 0 | 0 | 0 | -0.18748 | 397.385 | CA | CA |  | 30685_30691_1 | FALSE
| FALSE | CIPB | 230 | CIPB | 230 | 30689 | MARTN S5 | 30685 | EMBRCDRD | 2 | 40.4909 | 0 | 0 | 0 | 0 | 0.10189 | 397.385 | CA | CA |  | 30689_30685_2 | FALSE
| FALSE | CIPB | 230 | CIPB | 230 | 30689 | MARTN S5 | 30695 | MARTIN C | 1 | -40.4908 | 0 | 0 | 0 | 0 | -0.10189 | 397.385 | CA | CA |  | 30689_30695_1 | FALSE
| FALSE | CIPB | 230 | CIPB | 230 | 30690 | EGBERT | 30691 | EGBRT S1 | 1 | 74.5036 | 0 | 0 | 0 | 0 | 0.18749 | 397.385 | CA | CA |  | 30690_30691_1 | FALSE
| FALSE | CIPB | 230 | CIPB | 230 | 30690 | EGBERT | 30693 | EGBRT S3 | 1 | 32.6855 | 0 | 0 | 0 | 0 | 0.0823 | 397.385 | CA | CA |  | 30690_30693_1 | FALSE
| FALSE | CIPB | 230 | CIPB | 230 | 30692 | EGBRT S2 | 30690 | EGBERT | 1 | 107.1891 | 0 | 0 | 0 | 0 | 0.17702 | 605.53 | CA | CA |  | 30692_30690_1 | FALSE
| FALSE | CIPB | 230 | CIPB | 230 | 30693 | EGBRT S3 | 30694 | MARTN S4 | 1 | 32.6855 | 0 | 0 | 0 | 0 | 0.0823 | 397.385 | CA | CA |  | 30693_30694_1 | FALSE
| FALSE | CIPB | 230 | CIPB | 230 | 30695 | MARTIN C | 30697 | MRT RCT2 | 1 | -110.688 | 0 | 0 | 0 | 0 | -0.27854 | 397.385 | CA | CA |  | 30695_30697_1 | FALSE
| FALSE | CIPB | 230 | CIPB | 230 | 30700 | SANMATEO | 30697 | MRT RCT2 | 1 | 110.6885 | 0 | 0 | 0 | 0 | 0.27854 | 397.385 | CA | CA |  | 30700_30697_1 | FALSE
| FALSE | CIPB | 230 | CIPB | 230 | 30717 | TRAN230B | 30692 | EGBRT S2 | 1 | 107.1891 | 0 | 0 | 0 | 0 | 0.23605 | 454.1 | CA | CA |  | 30717_30692_1 | FALSE
| FALSE | CIPV | 230 | CIPB | 230 | 30725 | C.COSTAPPE | 30543 | ROSSTAP1 | 1 | 128.9574 | 0 | 0 | 0 | 0 | 0.18184 | 709.175 | CA | CA |  | 30725_30543_1 | FALSE
| FALSE | CIPV | 230 | CIPB | 230 | 30725 | C.COSTAPPE | 30567 | LONETREE | 1 | 125.7982 | 0 | 0 | 0 | 0 | 0.17739 | 709.175 | CA | CA |  | 30725_30567_1 | FALSE
| FALSE | CIPV | 230 | CIPV | 230 | 30725 | C.COSTAPPE | 30726 | C.COSTAPPF | 1 | 37.3087 | 0 | 0 | 0 | 0 | 0.0327 | 1140 | CA | CA |  | 30725_30726_1 | FALSE
| FALSE | CIPV | 230 | CIPV | 230 | 30725 | C.COSTAPPE | 30726 | C.COSTAPPF | 2 | 37.3087 | 0 | 0 | 0 | 0 | 0.0327 | 1140 | CA | CA |  | 30725_30726_2 | FALSE
| FALSE | CIPV | 230 | CIPB | 230 | 30726 | C.COSTAPPF | 30544 | ROSSTAP2 | 2 | 125.2589 | 0 | 0 | 0 | 0 | 0.17663 | 709.175 | CA | CA |  | 30726_30544_2 | FALSE
| FALSE | CIPV | 230 | CIPB | 230 | 30726 | C.COSTAPPF | 30565 | BRENTWOD | 1 | -16.7036 | 0 | 0 | 0 | 0 | -0.0368 | 454.1 | CA | CA |  | 30726_30565_1 | FALSE
| FALSE | CIPV | 230 | CIPB | 230 | 30726 | C.COSTAPPF | 30575 | WND MSTR | 1 | -33.9378 | 0 | 0 | 0 | 0 | -0.0747 | 454.1 | CA | CA |  | 30726_30575_1 | FALSE
| FALSE | CIPV | 230 | CIPV | 230 | 30765 | LOSBANOS | 30766 | PADREFLATSSS | 1 | -72.4045 | 0 | 0 | 0 | 0 | -0.0924 | 783.37 | CA | CA |  | 30765_30766_1 | FALSE
| FALSE | CIPV | 230 | CIPV | 230 | 30766 | PADREFLATSSS | 30767 | Q779 | 1 | -58.979 | 0 | 0 | 0 | 0 | -0.1687 | 349.6 | CA | CA |  | 30766_30767_1 | FALSE
| FALSE | CIPV | 230 | CIPV | 230 | 30766 | PADREFLATSSS | 30790 | PANOCHE | 1 | -13.4255 | 0 | 0 | 0 | 0 | -0.0214 | 627.095 | CA | CA |  | 30766_30790_1 | FALSE
| FALSE | CIPV | 230 | CIPV | 230 | 30796 | STOREY | 30805 | BORDEN | 1 | -39.9021 | 0 | 0 | 0 | 0 | -0.09682 | 412.11 | CA | CA |  | 30796_30805_1 | FALSE
| FALSE | CIPV | 230 | CIPV | 230 | 30796 | STOREY | 364614 | CHSR08A | 1 | -1.1137 | 0 | 0 | 0 | 0 | -0.00229 | 487.065 | CA | CA |  | 30796_364614_1 | FALSE
| FALSE | CIPV | 230 | CIPV | 230 | 30796 | STOREY | 364615 | CHSR08B | 2 | -1.0137 | 0 | 0 | 0 | 0 | -0.00208 | 487.065 | CA | CA |  | 30796_364615_2 | FALSE
| FALSE | CIPV | 230 | CIPV | 230 | 30800 | WILSONPGAE | 30796 | STOREY | 2 | -18.3631 | 0 | 0 | 0 | 0 | -0.0466 | 393.965 | CA | CA |  | 30800_30796_2 | FALSE
| FALSE | CIPV | 230 | CIPV | 230 | 30800 | WILSONPGAE | 364611 | CHSR07A | 1 | -0.44546 | 0 | 0 | 0 | 0 | -0.000915 | 487.065 | CA | CA |  | 30800_364611_1 | FALSE
| FALSE | CIPV | 230 | CIPV | 230 | 30800 | WILSONPGAE | 364612 | CHSR07B | 2 | -0.44546 | 0 | 0 | 0 | 0 | -0.000915 | 487.065 | CA | CA |  | 30800_364612_2 | FALSE
| FALSE | CIPV | 230 | CIPV | 230 | 30875 | MC CALL | 364617 | CHSR09SWSTA | 1 | -141.745 | 0 | 0 | 0 | 0 | -0.18094 | 783.37 | CA | CA |  | 30875_364617_1 | FALSE
| FALSE | CIPV | 230 | CIPV | 230 | 30950 | BKRSFLDA | 30945 | KERN PP | 2 | 9.4012 | 0 | 0 | 0 | 0 | 0.012 | 783.75 | CA | CA |  | 30950_30945_2 | FALSE
| FALSE | CIPV | 230 | CIPV | 230 | 30970 | MIDWAY | 30945 | KERN PP | 1 | 70.752 | 0 | 0 | 0 | 0 | 0.0903 | 783.75 | CA | CA |  | 30970_30945_1 | FALSE
| FALSE | CIPV | 230 | CIPV | 230 | 30951 | BKRSFLDB | 30970 | MIDWAY | 2 | -51.8882 | 0 | 0 | 0 | 0 | -0.06621 | 783.75 | CA | CA |  | 30951_30970_2 | FALSE
| FALSE | CIPB | 115 | CIPV | 115 | 33303 | EST GRND | 364521 | CALTRAINSSF | 1 | 10.4277 | 0 | 0 | 0 | 0 | 0.0825 | 126.35 | CA | CA |  | 33303_364521_1 | FALSE
| FALSE | CIPB | 115 | CIPV | 115 | 33303 | EST GRND | 364521 | CALTRAINSSF | 2 | 10.4277 | 0 | 0 | 0 | 0 | 0.0825 | 126.35 | CA | CA |  | 33303_364521_2 | FALSE
| FALSE | CIPB | 115 | CIPV | 115 | 35615 | FMC | 364523 | CALTRAINSSJ | 1 | 9.5035 | 0 | 0 | 0 | 0 | 0.0752 | 126.35 | CA | CA |  | 35615_364523_1 | FALSE
| FALSE | CIPB | 115 | CIPV | 115 | 35615 | FMC | 364523 | CALTRAINSSJ | 2 | 9.5035 | 0 | 0 | 0 | 0 | 0.0752 | 126.35 | CA | CA |  | 35615_364523_2 | FALSE
| FALSE | BANC | 69 | CIPV | 69 | 38270 | SNTA RSA | 38271 | OREGON_M | 1 | 9.7445 | 0 | 0 | 0 | 0 | 0.084146 | 115.805 | CA | CA |  | 38270_38271_1 | FALSE
| FALSE | BANC | 69 | CIPV | 69 | 38272 | LAPHAM | 38271 | OREGON_M | 1 | -0.66386 | 0 | 0 | 0 | 0 | -0.00573 | 115.805 | CA | CA |  | 38272_38271_1 | FALSE
| FALSE | BPAT | 230 | BPAT | 230 | 40001 | A9 | 40065 | ASHE# | 1 | 58.5401 | 0 | 0 | 0 | 0 | 0.18594 | 314.83 | NW | NW |  | 40001_40065_1 | FALSE
| FALSE | BPAT | 230 | BPAT | 230 | 40002 | A6 | 40003 | A8 | 2 | -59.908 | 0 | 0 | 0 | 0 | -0.12271 | 488.205 | NW | NW |  | 40002_40003_2 | FALSE
| FALSE | BPAT | 230 | BPAT | 230 | 40002 | A6 | 40065 | ASHE# | 2 | 59.3109 | 0 | 0 | 0 | 0 | 0.12149 | 488.205 | NW | NW |  | 40002_40065_2 | FALSE
| FALSE | BPAT | 230 | BPAT | 230 | 40003 | A8 | 41346 | MIDWAYB1 | 2 | -88.7803 | 0 | 0 | 0 | 0 | -0.18185 | 488.205 | NW | NW |  | 40003_41346_2 | FALSE
| FALSE | BPAT | 230 | BPAT | 230 | 40021 | ADDY_N | 40090 | BELL S3 | 3 | 82.575 | 0 | 0 | 0 | 0 | 0.12121 | 681.245 | NW | NW |  | 40021_40090_3 | FALSE
| FALSE | BPAT | 230 | BPAT | 230 | 40021 | ADDY_N | 40146 | BOUNDRYW | 3 | -112.733 | 0 | 0 | 0 | 0 | -0.16504 | 683.05 | NW | NW |  | 40021_40146_3 | FALSE
| FALSE | BPAT | 230 | BPAT | 230 | 40033 | ALCOA | 40900 | ROSS_E | 3 | -18.4496 | 0 | 0 | 0 | 0 | -0.0282 | 653.98 | NW | NW |  | 40033_40900_3 | FALSE
| FALSE | BPAT | 230 | BPAT | 230 | 40049 | ALVEY_S | 40050 | ALVEY_N | BS | -89.0973 | 0 | 0 | 0 | 0 | -0.0867 | 1027.425 | NW | NW |  | 40049_40050_BS | FALSE
| FALSE | BPAT | 230 | BPAT | 230 | 40049 | ALVEY_S | 40375 | ALVEY_JMP | 2 | -76.9975 | 0 | 0 | 0 | 0 | -0.0857 | 898.7949 | NW | NW |  | 40049_40375_2 | FALSE
| FALSE | BPAT | 230 | BPAT | 230 | 40050 | ALVEY_N | 40627 | LANE S1 | 1 | -4.1189 | 0 | 0 | 0 | 0 | -0.00595 | 692.55 | NW | NW |  | 40050_40627_1 | FALSE
| FALSE | BPAT | 230 | PACW | 230 | 40050 | ALVEY_N | 45093 | DIXONVLE | 1 | 4.6211 | 0 | 0 | 0 | 0 | 0.00762 | 606.1 | NW | NW |  | 40050_45093_1 | FALSE
| FALSE | BPAT | 500 | BPAT | 500 | 40051 | ALVEY | 400510 | ALVEY_TIE | 1 | 327.8061 | 0 | 0 | 0 | 0 | 0.0927 | 3537.705 | NW | NW |  | 40051_400510_1 | FALSE
| FALSE | BPAT | 230 | BPAT | 230 | 40059 | ASHE | 40058 | WNP1 | 2 | 0.4301 | 0 | 0 | 0 | 0 | 0.000895 | 480.605 | NW | NW |  | 40059_40058_2 | FALSE
| FALSE | BPAT | 230 | BPAT | 230 | 40059 | ASHE | 40064 | TRS | 2 | -3.79e-12 | 0 | 0 | 0 | 0 | -7.88e-15 | 480.605 | NW | NW |  | 40059_40064_2 | FALSE
| FALSE | BPAT | 230 | BPAT | 230 | 40086 | BELL S1 | 40084 | BELL S0 | BS | 81.8212 | 0 | 0 | 0 | 0 | 0.0398 | 2054.85 | NW | NW |  | 40086_40084_BS | FALSE
| FALSE | BPAT | 115 | PSEI | 115 | 40093 | BELLNGHM | 42002 | BELNGM E | 2 | -1.5911 | 0 | 0 | 0 | 0 | -0.00622 | 255.835 | NW | NW |  | 40093_42002_2 | FALSE
| FALSE | BPAT | 230 | PSEI | 230 | 40095 | BELLNGHM | 400950 | SED_BHM_CIO | 1 | -34.6487 | 0 | 0 | 0 | 0 | -0.05298 | 653.98 | NW | NW |  | 40095_400950_1 | FALSE
| FALSE | BPAT | 115 | AVA | 115 | 40113 | BIGELOW+ | 41089 | TRENTWOD | 2 | 46.9114 | 0 | 0 | 0 | 0 | 0.19518 | 240.35 | NW | NW |  | 40113_41089_2 | FALSE
| FALSE | BPAT | 230 | BPAT | 230 | 40130 | MORROWF | 41352 | MCNRY S2 | 2 | -73.8627 | 0 | 0 | 0 | 0 | -0.10607 | 696.35 | NW | NW |  | 40130_41352_2 | FALSE
| FALSE | BPAT | 230 | BPAT | 230 | 40146 | BOUNDRYW | 401460 | BOU_NLY_CIO | 1 | 97.3051 | 0 | 0 | 0 | 0 | 0.1589 | 612.37 | NW | NW |  | 40146_401460_1 | FALSE
| FALSE | BPAT | 500 | BPAT | 500 | 40155 | BUCKLEY | 409890 | SLATT_SC1 | 1 | -1136.15 | 0 | 0 | 0 | 0 | -0.22238 | 5109.1 | NW | NW |  | 40155_409890_1 | FALSE
| FALSE | BPAT | 69 | PACW | 69 | 40168 | CANBY | 45002 | ADINTAP | 1 | 6.4364 | 0 | 0 | 0 | 0 | 0.0589 | 109.25 | NW | NW |  | 40168_45002_1 | FALSE
| FALSE | BPAT | 115 | PACW | 115 | 40175 | CARDWELL | 45201 | MERWIN | 1 | -17.9464 | 0 | 0 | 0 | 0 | -0.0741 | 242.25 | NW | NW |  | 40175_45201_1 | FALSE
| FALSE | BPAT | 230 | BPAT | 230 | 40207 | CHEHALIS | 40673 | LONGVIEW# | 3 | 29.3992 | 0 | 0 | 0 | 0 | 0.0593 | 495.805 | NW | NW |  | 40207_40673_3 | FALSE
| FALSE | BPAT | 115 | PGE | 115 | 40211 | CHEMAWA | 43195 | FARGO | 2 | 7.1483 | 0 | 0 | 0 | 0 | 0.0491 | 145.73 | NW | NW |  | 40211_43195_2 | FALSE
| FALSE | BPAT | 230 | BPAT | 230 | 40219 | CHENOWTH1 | 402190 | QUENETT_CK | 1 | -83.3273 | 0 | 0 | 0 | 0 | -0.11064 | 753.16 | NW | NW |  | 40219_402190_1 | FALSE
| FALSE | BPAT | 230 | BPAT | 230 | 40220 | CHENOWTH2 | 402190 | QUENETT_CK | 2 | -79.882 | 0 | 0 | 0 | 0 | -0.10606 | 753.16 | NW | NW |  | 40220_402190_2 | FALSE
| FALSE | BPAT | 500 | BPAT | 500 | 40233 | CHIEF_JO | 40287 | GRAND_COULEE | 3 | -218.328 | 0 | 0 | 0 | 0 | -0.05234 | 4171.165 | NW | NW |  | 40233_40287_3 | FALSE
| FALSE | BPAT | 500 | BPAT | 500 | 40287 | GRAND_COULEE | 41740 | GND_COULE_20 | 2 | -271.236 | 0 | 0 | 0 | 0 | -0.0597 | 4541.475 | NW | NW |  | 40287_41740_2 | FALSE
| FALSE | BPAT | 500 | BPAT | 500 | 40287 | GRAND_COULEE | 41741 | GND_COULE_21 | 3 | -271.236 | 0 | 0 | 0 | 0 | -0.0597 | 4541.475 | NW | NW |  | 40287_41741_3 | FALSE
| FALSE | BPAT | 500 | BPAT | 500 | 40287 | GRAND_COULEE | 41742 | GND_COULE_22 | 4 | -316.749 | 0 | 0 | 0 | 0 | -0.0697 | 4541.475 | NW | NW |  | 40287_41742_4 | FALSE
| FALSE | BPAT | 500 | BPAT | 500 | 40287 | GRAND_COULEE | 41743 | GND_COULE_23 | 5 | -316.738 | 0 | 0 | 0 | 0 | -0.0697 | 4541.475 | NW | NW |  | 40287_41743_5 | FALSE
| FALSE | BPAT | 500 | BPAT | 500 | 40287 | GRAND_COULEE | 41744 | GND_COULE_24 | 6 | -316.738 | 0 | 0 | 0 | 0 | -0.0697 | 4541.475 | NW | NW |  | 40287_41744_6 | FALSE
| FALSE | BPAT | 230 | BPAT | 230 | 40304 | COVINGTE | 403040 | COV_CRE_CIO | 1 | 131.5043 | 0 | 0 | 0 | 0 | 0.26322 | 499.605 | NW | NW |  | 40304_403040_1 | FALSE
| FALSE | BPAT | 230 | BPAT | 230 | 40305 | COVINGTM | 403030 | COV_DUW_CIO | 1 | 119.4427 | 0 | 0 | 0 | 0 | 0.18566 | 643.34 | NW | NW |  | 40305_403030_1 | FALSE
| FALSE | BPAT | 230 | BPAT | 230 | 40321 | CUSTER | 40573 | INTALCO | 1 | 6.2335 | 0 | 0 | 0 | 0 | 0.00953 | 653.98 | NW | NW |  | 40321_40573_1 | FALSE
| FALSE | BPAT | 230 | PSEI | 230 | 40321 | CUSTER | 42103 | SEDRO NT | 1 | -32.922 | 0 | 0 | 0 | 0 | -0.0377 | 874.1901 | NW | NW |  | 40321_42103_1 | FALSE
| FALSE | BPAT | 500 | BPAT | 500 | 40323 | CUSTER | 403230 | CUS_ING_CIO1 | 1 | 426.0143 | 0 | 0 | 0 | 0 | 0.10274 | 4146.56 | NW | NW |  | 40323_403230_1 | FALSE
| FALSE | BPAT | 500 | BPAT | 500 | 40323 | CUSTER | 403231 | CUS_ING_CIO2 | 2 | 419.9035 | 0 | 0 | 0 | 0 | 0.12602 | 3332.03 | NW | NW |  | 40323_403231_2 | FALSE
| FALSE | BPAT | 115 | PACW | 115 | 40333 | DAVIS CR | 44577 | BULLARD | 1 | 3.7416 | 0 | 0 | 0 | 0 | 0.02164 | 172.9 | NW | NW |  | 40333_44577_1 | FALSE
| FALSE | BPAT | 230 | BPAT | 230 | 40350 | DETROIT TX2 | 40345 | DETROIT | 2 | 21.4441 | 0 | 0 | 0 | 0 | 0.0584 | 367.08 | NW | NW |  | 40350_40345_2 | FALSE
| FALSE | BPAT | 500 | BPAT | 500 | 40369 | DWORSHAK | 403691 | DWORSHAK_PH | 1 | -194.498 | 0 | 0 | 0 | 0 | -0.0525 | 3702.245 | NW | NW |  | 40369_403691_1 | FALSE
| FALSE | BPAT | 115 | DOPD | 115 | 40371 | E OMAK | 40370 | PINECREEK# | 2 | 11.3545 | 0 | 0 | 0 | 0 | 0.0989 | 114.855 | NW | NW |  | 40371_40370_2 | FALSE
| FALSE | BPAT | 230 | BPAT | 230 | 40403 | FAIRMONT | 40505 | HAPPY_V+ | 2 | 98.7101 | 0 | 0 | 0 | 0 | 0.2484 | 397.385 | NW | NW |  | 40403_40505_2 | FALSE
| FALSE | BPAT | 500 | BPAT | 500 | 40453 | GAR2EAST | 40459 | GARRISON | 2 | 318.0637 | 0 | 0 | 0 | 0 | 0.19329 | 1645.495 | NW | NW |  | 40453_40459_2 | FALSE
| FALSE | BPAT | 115 | DOPD | 115 | 40479 | GOOSE_LK+ | 40789 | OKANOGAN | 2 | 9.5524 | 0 | 0 | 0 | 0 | 0.0721 | 132.43 | NW | NW |  | 40479_40789_2 | FALSE
| FALSE | BPAT | 230 | BPAT | 230 | 40505 | HAPPY_V+ | 40839 | PORT_ANG_2 | 2 | 51.4921 | 0 | 0 | 0 | 0 | 0.12958 | 397.385 | NW | NW |  | 40505_40839_2 | FALSE
| FALSE | BPAT | 230 | BPAT | 230 | 40511 | HARVALUM | 40549 | HORSE HV | 1 | 3.1755 | 0 | 0 | 0 | 0 | 0.00474 | 669.845 | NW | NW |  | 40511_40549_1 | FALSE
| FALSE | BPAT | 230 | BPAT | 230 | 40635 | LAPINE | 406350 | CHI_LAP_CIO | 1 | 3.5857 | 0 | 0 | 0 | 0 | 0.00687 | 522.31 | NW | NW |  | 40635_406350_1 | FALSE
| FALSE | BPAT | 230 | BPAT | 230 | 40657 | LIBBY | 406570 | LIB_NOX_CIO | 1 | 84.0055 | 0 | 0 | 0 | 0 | 0.13058 | 643.34 | NW | NW |  | 40657_406570_1 | FALSE
| FALSE | BPAT | 230 | BPAT | 230 | 40672 | LONGVANX | 474390 | NDP | 1 | 147.3429 | 0 | 0 | 0 | 0 | 0.32447 | 454.1 | NW | NW |  | 40672_474390_1 | FALSE
| FALSE | PGE | 500 | TH_Malin | 500 | 43960 | MALIN R2 | 40687 | MALIN | 2 | 694.5085 | 0 | 0 | 0 | 0 | 0.18082 | 3840.85 | NW | NW |  | 43960_40687_2 | FALSE
| FALSE | TH_Malin | 500 | BPAT | 500 | 40687 | MALIN | 406874 | MALIN R4 | 4 | -907 | 0 | 0 | 0 | 0 | -0.25521 | 3553.95 | NW | NW |  | 40687_406874_4 | FALSE
| FALSE | BPAT | 230 | BPAT | 230 | 40689 | MAPLE V3 | 40692 | MAPLEVLY_V12 | BS | 78.4693 | 0 | 0 | 0 | 0 | 0.0691 | 1135.345 | NW | NW |  | 40689_40692_BS | FALSE
| FALSE | BPAT | 230 | BPAT | 230 | 40689 | MAPLE V3 | 406891 | MAP_SK3_CIO1 | 1 | 33.077 | 0 | 0 | 0 | 0 | 0.0667 | 495.805 | NW | NW |  | 40689_406891_1 | FALSE
| FALSE | BPAT | 230 | BPAT | 230 | 40692 | MAPLEVLY_V12 | 406920 | DUW_MAP_CIO | 1 | 109.5719 | 0 | 0 | 0 | 0 | 0.14848 | 737.96 | NW | NW |  | 40692_406920_1 | FALSE
| FALSE | BPAT | 230 | BPAT | 230 | 40692 | MAPLEVLY_V12 | 406921 | MAP_SK1_CIO1 | 2 | 12.5433 | 0 | 0 | 0 | 0 | 0.021382 | 586.625 | NW | NW |  | 40692_406921_2 | FALSE
| FALSE | BPAT | 500 | BPAT | 500 | 40723 | MCNARY | 407230 | MCN_CAL_CIO | 1 | -286.715 | 0 | 0 | 0 | 0 | -0.0631 | 4543.945 | NW | NW |  | 40723_407230_1 | FALSE
| FALSE | BPAT | 230 | BPAT | 230 | 40747 | MONROE | 407470 | MON_NOV_CIO | 1 | 117.7628 | 0 | 0 | 0 | 0 | 0.18305 | 643.34 | NW | NW |  | 40747_407470_1 | FALSE
| FALSE | AVA | 230 | AVA | 230 | 40787 | NOXON_WEST | 482891 | NOX_NOX_CIO | 1 | 50.6041 | 0 | 0 | 0 | 0 | 0.0903 | 560.5 | NW | NW |  | 40787_482891_1 | FALSE
| FALSE | BPAT | 230 | BPAT | 230 | 40793 | OLYMPIA | 407930 | OLY_STC_CIO | 1 | -7.0113 | 0 | 0 | 0 | 0 | -0.0113 | 620.35 | NW | NW |  | 40793_407930_1 | FALSE
| FALSE | BPAT | 230 | BPAT | 230 | 40826 | PEARL W | 408261 | PEA_PEA_JMP | 2 | 408.4941 | 0 | 0 | 0 | 0 | 0.22209 | 1839.295 | NW | NW |  | 40826_408261_2 | FALSE
| FALSE | BPAT | 230 | BPAT | 230 | 40836 | PONDROSA_AIS | 408360 | PON_COR1_CIO | 1 | 90.7741 | 0 | 0 | 0 | 0 | 0.11993 | 756.865 | NW | NW |  | 40836_408360_1 | FALSE
| FALSE | BPAT | 230 | BPAT | 230 | 40836 | PONDROSA_AIS | 408361 | PON_COR2_CIO | 2 | 54.6627 | 0 | 0 | 0 | 0 | 0.0722 | 756.865 | NW | NW |  | 40836_408361_2 | FALSE
| FALSE | BPAT | 230 | BPAT | 230 | 40838 | PONDROSA_GIS | 40836 | PONDROSA_AIS | 1 | 124.3011 | 0 | 0 | 0 | 0 | 0.16504 | 753.16 | NW | NW |  | 40838_40836_1 | FALSE
| FALSE | BPAT | 230 | BPAT | 230 | 40870 | RAVER | 40304 | COVINGTE | 3 | 315.8559 | 0 | 0 | 0 | 0 | 0.16559 | 1907.41 | NW | NW |  | 40870_40304_3 | FALSE
| FALSE | BPAT | 230 | BPAT | 230 | 40899 | ROSS_W | 40900 | ROSS_E | BS | -226.288 | 0 | 0 | 0 | 0 | -0.23028 | 982.6801 | NW | NW |  | 40899_40900_BS | FALSE
| FALSE | BPAT | 230 | BPAT | 230 | 40900 | ROSS_E | 40977 | SIFTON2# | 2 | -80.4083 | 0 | 0 | 0 | 0 | -0.15976 | 503.31 | NW | NW |  | 40900_40977_2 | FALSE
| FALSE | BPAT | 230 | BPAT | 230 | 40900 | ROSS_E | 41021 | ST JOHNS | 1 | 72.5847 | 0 | 0 | 0 | 0 | 0.14528 | 499.605 | NW | NW |  | 40900_41021_1 | FALSE
| FALSE | BPAT | 230 | BPAT | 230 | 40900 | ROSS_E | 41161 | WOODLAND | 1 | -63.7978 | 0 | 0 | 0 | 0 | -0.10217 | 624.435 | NW | NW |  | 40900_41161_1 | FALSE
| FALSE | BPAT | 230 | BPAT | 230 | 40939 | SANTIAM WEST | 409390 | BET_SAN_CIO | 1 | 137.2969 | 0 | 0 | 0 | 0 | 0.14991 | 915.895 | NW | NW |  | 40939_409390_1 | FALSE
| FALSE | BPAT | 230 | BPAT | 230 | 40963 | HORSERANCH# | 409630 | HOR_HRJ_CIO | 1 | 119.7558 | 0 | 0 | 0 | 0 | 0.14286 | 838.28 | NW | NW |  | 40963_409630_1 | FALSE
| FALSE | BPAT | 230 | BPAT | 230 | 40971 | SHELTON | 409710 | SBR_SHE_CIO | 1 | 104.7919 | 0 | 0 | 0 | 0 | 0.1798 | 582.825 | NW | NW |  | 40971_409710_1 | FALSE
| FALSE | BPAT | 230 | BPAT | 230 | 40977 | SIFTON2# | 40983 | SIFTON_W | 2 | 100.004 | 0 | 0 | 0 | 0 | 0.15099 | 662.34 | NW | NW |  | 40977_40983_2 | FALSE
| FALSE | BPAT | 500 | BPAT | 500 | 40989 | SLATT | 409890 | SLATT_SC1 | 1 | 1136.145 | 0 | 0 | 0 | 0 | 0.34524 | 3290.895 | NW | NW |  | 40989_409890_1 | FALSE
| FALSE | BPAT | 230 | BPAT | 230 | 41004 | SNOKING_S1 | 410040 | BOT_SK1_CIO | 1 | 80.9707 | 0 | 0 | 0 | 0 | 0.0884 | 915.895 | NW | NW |  | 41004_410040_1 | FALSE
| FALSE | BPAT | 230 | BPAT | 230 | 41004 | SNOKING_S1 | 410041 | MAP_SK1_CIO2 | 2 | -12.5433 | 0 | 0 | 0 | 0 | -0.0257 | 487.445 | NW | NW |  | 41004_410041_2 | FALSE
| FALSE | BPAT | 230 | BPAT | 230 | 41008 | SNOKING_S3 | 410080 | BOT_SK3_CIO | 2 | 83.1071 | 0 | 0 | 0 | 0 | 0.0907 | 915.895 | NW | NW |  | 41008_410080_2 | FALSE
| FALSE | BPAT | 230 | BPAT | 230 | 41008 | SNOKING_S3 | 410081 | MAP_SK3_CIO2 | 1 | -33.077 | 0 | 0 | 0 | 0 | -0.0679 | 487.445 | NW | NW |  | 41008_410081_1 | FALSE
| FALSE | BPAT | 230 | BPAT | 230 | 41049 | TACOMA N | 410490 | TAC_SOU_CIO | 1 | 175.2973 | 0 | 0 | 0 | 0 | 0.26797 | 654.17 | NW | NW |  | 41049_410490_1 | FALSE
| FALSE | BPAT | 230 | TPWR | 230 | 41055 | S TACOMA | 46642 | S_TAC-SW | 1 | 28.4305 | 0 | 0 | 0 | 0 | 0.0573 | 495.805 | NW | NW |  | 41055_46642_1 | FALSE
| FALSE | BPAT | 230 | BPAT | 230 | 41055 | S TACOMA | 410550 | STAC_WRT_CIO | 1 | -39.9149 | 0 | 0 | 0 | 0 | -0.0799 | 499.605 | NW | NW |  | 41055_410550_1 | FALSE
| FALSE | BPAT | 230 | BPAT | 230 | 41055 | S TACOMA | 410551 | STAC_STC_CIO | 1 | 109.854 | 0 | 0 | 0 | 0 | 0.16798 | 653.98 | NW | NW |  | 41055_410551_1 | FALSE
| FALSE | BPAT | 230 | BPAT | 230 | 41061 | TAHKNICH | 41141 | WENDSON | 2 | -10.9096 | 0 | 0 | 0 | 0 | -0.0272 | 401.185 | NW | NW |  | 41061_41141_2 | FALSE
| FALSE | DOPD | 115 | BPAT | 115 | 41151 | WHITESTN# | 403710 | EOM_WHI_CIO | 1 | -14.799 | 0 | 0 | 0 | 0 | -0.25963 | 57 | NW | NW |  | 41151_403710_1 | FALSE
| FALSE | BPAT | 230 | BPAT | 230 | 41327 | SNOHOMISH_S1 | 413270 | BOT_SNO1_CIO | 2 | 58.2144 | 0 | 0 | 0 | 0 | 0.11652 | 499.605 | NW | NW |  | 41327_413270_2 | FALSE
| FALSE | BPAT | 230 | BPAT | 230 | 41327 | SNOHOMISH_S1 | 413271 | NOR_SNO1_CIO | 1 | -64.3886 | 0 | 0 | 0 | 0 | -0.12888 | 499.605 | NW | NW |  | 41327_413271_1 | FALSE
| FALSE | BPAT | 230 | BPAT | 230 | 41341 | BIG_EDDY1 | 402190 | QUENETT_CK | 2 | 43.8483 | 0 | 0 | 0 | 0 | 0.084 | 522.31 | NW | NW |  | 41341_402190_2 | FALSE
| FALSE | BPAT | 230 | BPAT | 230 | 41342 | BIG_EDDY2 | 41343 | BIG_EDDY3 | BS | -83.9557 | 0 | 0 | 0 | 0 | -0.0739 | 1135.345 | NW | NW |  | 41342_41343_BS | FALSE
| FALSE | BPAT | 230 | BPAT | 230 | 41343 | BIG_EDDY3 | 41344 | BIG_EDDY4 | DS | -314.378 | 0 | 0 | 0 | 0 | -0.19221 | 1635.615 | NW | NW |  | 41343_41344_DS | FALSE
| FALSE | BPAT | 230 | BPAT | 230 | 41344 | BIG_EDDY4 | 40511 | HARVALUM | 1 | -156.124 | 0 | 0 | 0 | 0 | -0.22857 | 683.05 | NW | NW |  | 41344_40511_1 | FALSE
| FALSE | BPAT | 230 | BPAT | 230 | 41344 | BIG_EDDY4 | 44060 | T_DALES_PH6 | 6 | -257.985 | 0 | 0 | 0 | 0 | -0.26019 | 991.515 | NW | NW |  | 41344_44060_6 | FALSE
| FALSE | BPAT | 230 | BPAT | 230 | 41344 | BIG_EDDY4 | 402190 | QUENETT_CK | 1 | 119.361 | 0 | 0 | 0 | 0 | 0.17506 | 681.815 | NW | NW |  | 41344_402190_1 | FALSE
| FALSE | BPAT | 230 | GCPD | 230 | 41346 | MIDWAYB1 | 46165 | PRIESTRT | 2 | -139.162 | 0 | 0 | 0 | 0 | -0.30646 | 454.1 | NW | NW |  | 41346_46165_2 | FALSE
| FALSE | BPAT | 230 | GCPD | 230 | 41347 | MIDWAYB2 | 46113 | PRIEST T | 3 | -136.76 | 0 | 0 | 0 | 0 | -0.22599 | 605.15 | NW | NW |  | 41347_46113_3 | FALSE
| FALSE | BPAT | 230 | GCPD | 230 | 41348 | MIDWAYB3 | 46066 | PRIESTR1 | 1 | -224.323 | 0 | 0 | 0 | 0 | -0.49399 | 454.1 | NW | NW |  | 41348_46066_1 | FALSE
| FALSE | BPAT | 230 | BPAT | 230 | 41352 | MCNRY S2 | 44125 | MCNARY_PH34# | 3 | -176.628 | 0 | 0 | 0 | 0 | -0.25365 | 696.35 | NW | NW |  | 41352_44125_3 | FALSE
| FALSE | PACW | 230 | BPAT | 230 | 45331 | WALLULA | 41353 | MCNRY S3 | 2 | 13.4637 | 0 | 0 | 0 | 0 | 0.0156 | 862.6 | NW | NW |  | 45331_41353_2 | FALSE
| FALSE | PSEI | 230 | PSEI | 230 | 42100 | SEDRO | 400950 | SED_BHM_CIO | 1 | 34.6487 | 0 | 0 | 0 | 0 | 0.0551 | 628.615 | NW | NW |  | 42100_400950_1 | FALSE
| FALSE | PSEI | 115 | BPAT | 115 | 42118 | FIDALGO | 41235 | LOPEZ4 | 4 | 16.0722 | 0 | 0 | 0 | 0 | 0.1058 | 151.905 | NW | NW |  | 42118_41235_4 | FALSE
| FALSE | PSEI | 230 | BPAT | 230 | 42304 | NOVELTY | 407470 | MON_NOV_CIO | 1 | -117.763 | 0 | 0 | 0 | 0 | -0.14924 | 789.0699 | NW | NW |  | 42304_407470_1 | FALSE
| FALSE | PSEI | 230 | PSEI | 230 | 42319 | SAMMSH E | 424120 | KLA_SAM_CIO | 1 | -67.096 | 0 | 0 | 0 | 0 | -0.085 | 789.0699 | NW | NW |  | 42319_424120_1 | FALSE
| FALSE | PSEI | 230 | BPAT | 230 | 42320 | HORSRNCH | 409630 | HOR_HRJ_CIO | 1 | -119.756 | 0 | 0 | 0 | 0 | -0.13711 | 873.43 | NW | NW |  | 42320_409630_1 | FALSE
| FALSE | PSEI | 230 | PSEI | 230 | 42412 | KLAHANIE | 424120 | KLA_SAM_CIO | 1 | 67.096 | 0 | 0 | 0 | 0 | 0.0865 | 775.865 | NW | NW |  | 42412_424120_1 | FALSE
| FALSE | PSEI | 230 | BPAT | 230 | 42700 | WHITE RV | 410550 | STAC_WRT_CIO | 1 | 39.9149 | 0 | 0 | 0 | 0 | 0.0824 | 484.405 | NW | NW |  | 42700_410550_1 | FALSE
| FALSE | PSEI | 230 | BPAT | 230 | 42802 | ST CLAIR | 407930 | OLY_STC_CIO | 1 | 7.0113 | 0 | 0 | 0 | 0 | 0.00708 | 989.9949 | NW | NW |  | 42802_407930_1 | FALSE
| FALSE | PSEI | 230 | BPAT | 230 | 42802 | ST CLAIR | 410551 | STAC_STC_CIO | 1 | -109.854 | 0 | 0 | 0 | 0 | -0.11096 | 989.9949 | NW | NW |  | 42802_410551_1 | FALSE
| FALSE | PSEI | 230 | BPAT | 230 | 42900 | S.BREM | 409710 | SBR_SHE_CIO | 1 | -104.792 | 0 | 0 | 0 | 0 | -0.17306 | 605.53 | NW | NW |  | 42900_409710_1 | FALSE
| FALSE | PGE | 230 | BPAT | 230 | 43039 | BETHEL | 409390 | BET_SAN_CIO | 1 | -137.297 | 0 | 0 | 0 | 0 | -0.25355 | 541.5 | NW | NW |  | 43039_409390_1 | FALSE
| FALSE | PGE | 500 | BPAT | 500 | 43123 | COYOTE | 40723 | MCNARY | 1 | -177.224 | 0 | 0 | 0 | 0 | -0.0522 | 3397.865 | NW | NW |  | 43123_40723_1 | FALSE
| FALSE | PGE | 115 | BPAT | 115 | 43195 | FARGO | 40805 | OREGON_CITY | 2 | 2.5331 | 0 | 0 | 0 | 0 | 0.018339 | 138.13 | NW | NW |  | 43195_40805_2 | FALSE
| FALSE | PGE | 230 | PGE | 230 | 43229 | HARBORTN | 43746 | EVERGREEN | 1 | 142.3738 | 0 | 0 | 0 | 0 | 0.18299 | 778.05 | NW | NW |  | 43229_43746_1 | FALSE
| FALSE | PGE | 115 | PACW | 115 | 43256 | HOLGATEPG | 44530 | HARISN E | 1 | 30.3863 | 0 | 0 | 0 | 0 | 0.12025 | 252.7 | NW | NW |  | 43256_44530_1 | FALSE
| FALSE | PGE | 230 | PACW | 230 | 43291 | LINNEMAN | 45301 | TROUTPP1 | 1 | -98.3439 | 0 | 0 | 0 | 0 | -0.13933 | 705.85 | NW | NW |  | 43291_45301_1 | FALSE
| FALSE | PGE | 230 | PGE | 230 | 43740 | HORIZN | 43746 | EVERGREEN | 1 | 145.8295 | 0 | 0 | 0 | 0 | 0.156 | 934.7999 | NW | NW |  | 43740_43746_1 | FALSE
| FALSE | BPAT | 230 | BPAT | 230 | 44201 | LIBBY_PH2 | 40657 | LIBBY | 2 | 143.3029 | 0 | 0 | 0 | 0 | 0.31558 | 454.1 | NW | NW |  | 44201_40657_2 | FALSE
| FALSE | PACW | 230 | PACW | 230 | 44515 | SAMS VLY | 44894 | WHTSTNE | 1 | 24.7982 | 0 | 0 | 0 | 0 | 0.0391 | 633.65 | NW | NW |  | 44515_44894_1 | FALSE
| FALSE | PACW | 500 | PACW | 500 | 44535 | SYCAN_31 | 44536 | SYCAN_32 | 3 | 906.9997 | 0 | 0 | 0 | 0 | 0.41188 | 2202.1 | NW | NW |  | 44535_44536_3 | FALSE
| FALSE | BPAT | 115 | PACW | 115 | 40641 | LEBANON | 44546 | WEIRICH | 1 | 2.8899 | 0 | 0 | 0 | 0 | 0.00897 | 322.05 | NW | NW |  | 40641_44546_1 | FALSE
| FALSE | PACW | 230 | PACW | 230 | 44566 | FRIEND_230 | 44567 | OCHOCO | 1 | -36.9408 | 0 | 0 | 0 | 0 | -0.05423 | 681.15 | NW | NW |  | 44566_44567_1 | FALSE
| FALSE | PACW | 230 | PACW | 230 | 44566 | FRIEND_230 | 44567 | OCHOCO | 2 | -39.5326 | 0 | 0 | 0 | 0 | -0.058 | 681.15 | NW | NW |  | 44566_44567_2 | FALSE
| FALSE | PACW | 230 | PACW | 230 | 44567 | OCHOCO | 44568 | CORRAL | 1 | -55.8244 | 0 | 0 | 0 | 0 | -0.082 | 681.15 | NW | NW |  | 44567_44568_1 | FALSE
| FALSE | PACW | 230 | PACW | 230 | 44567 | OCHOCO | 44568 | CORRAL | 2 | -59.1465 | 0 | 0 | 0 | 0 | -0.0868 | 681.15 | NW | NW |  | 44567_44568_2 | FALSE
| FALSE | PACW | 230 | PACW | 230 | 44568 | CORRAL | 44569 | PONDROSA | 1 | 30.4659 | 0 | 0 | 0 | 0 | 0.0447 | 681.15 | NW | NW |  | 44568_44569_1 | FALSE
| FALSE | PACW | 230 | BPAT | 230 | 45047 | CHILQUIN | 406350 | CHI_LAP_CIO | 1 | -3.5857 | 0 | 0 | 0 | 0 | -0.00817 | 438.9 | NW | NW |  | 45047_406350_1 | FALSE
| FALSE | PACW | 230 | PACW | 230 | 45137 | HERMISTN | 413505 | COTTONDWSW | 1 | 210.0849 | 0 | 0 | 0 | 0 | 0.18757 | 1120.05 | NW | NW |  | 45137_413505_1 | FALSE
| FALSE | PACW | 115 | BPAT | 115 | 45299 | TROUTDAL | 472140 | RUN_TRO_CIO | 1 | 63.6788 | 0 | 0 | 0 | 0 | 0.28046 | 227.05 | NW | NW |  | 45299_472140_1 | FALSE
| FALSE | BPAT | 230 | BPAT | 230 | 45610 | BEVERLY 230 | 41327 | SNOHOMISH_S1 | 9 | -114.77 | 0 | 0 | 0 | 0 | -0.15877 | 722.855 | NW | NW |  | 45610_41327_9 | FALSE
| FALSE | GCPD | 115 | BPAT | 115 | 46150 | COUL2GPD | 40283 | GND_COULE_S1 | 1 | -11.5604 | 0 | 0 | 0 | 0 | -0.0564 | 205.105 | NW | NW |  | 46150_40283_1 | FALSE
| FALSE | SCL | 230 | BPAT | 230 | 46403 | BOTHELL | 410040 | BOT_SK1_CIO | 1 | -80.9707 | 0 | 0 | 0 | 0 | -0.10407 | 778.05 | NW | NW |  | 46403_410040_1 | FALSE
| FALSE | SCL | 230 | BPAT | 230 | 46403 | BOTHELL | 410080 | BOT_SK3_CIO | 2 | -83.1071 | 0 | 0 | 0 | 0 | -0.10681 | 778.05 | NW | NW |  | 46403_410080_2 | FALSE
| FALSE | SCL | 230 | BPAT | 230 | 46403 | BOTHELL | 413270 | BOT_SNO1_CIO | 2 | -58.2144 | 0 | 0 | 0 | 0 | -0.11807 | 493.05 | NW | NW |  | 46403_413270_2 | FALSE
| FALSE | SCL | 230 | BPAT | 230 | 46415 | CRESTON | 403040 | COV_CRE_CIO | 1 | -131.504 | 0 | 0 | 0 | 0 | -0.28135 | 467.4 | NW | NW |  | 46415_403040_1 | FALSE
| FALSE | SCL | 230 | BPAT | 230 | 46423 | DUWAMISH | 403030 | COV_DUW_CIO | 1 | -119.443 | 0 | 0 | 0 | 0 | -0.25555 | 467.4 | NW | NW |  | 46423_403030_1 | FALSE
| FALSE | SCL | 230 | BPAT | 230 | 46423 | DUWAMISH | 406920 | DUW_MAP_CIO | 1 | -109.572 | 0 | 0 | 0 | 0 | -0.23443 | 467.4 | NW | NW |  | 46423_406920_1 | FALSE
| FALSE | BPAT | 230 | BPAT | 230 | 46463 | NORTHMTN | 413271 | NOR_SNO1_CIO | 1 | 64.3886 | 0 | 0 | 0 | 0 | 0.15836 | 406.6 | NW | NW |  | 46463_413271_1 | FALSE
| FALSE | TPWR | 115 | BPAT | 115 | 46663 | SOUTHWEST_B | 47530 | MILLERTA | 1 | 9.1458 | 0 | 0 | 0 | 0 | 0.033 | 277.4 | NW | NW |  | 46663_47530_1 | FALSE
| FALSE | BPAT | 115 | DOPD | 115 | 47209 | PATEROS# | 472090 | PATEROS | 1 | 7.6606 | 0 | 0 | 0 | 0 | 0.50399 | 15.2 | NW | NW |  | 47209_472090_1 | FALSE
| FALSE | BPAT | 500 | BPAT | 500 | 47638 | HERMCALP | 407230 | MCN_CAL_CIO | 1 | 286.7147 | 0 | 0 | 0 | 0 | 0.0722 | 3973.755 | NW | NW |  | 47638_407230_1 | FALSE
| FALSE | AVA | 115 | BPAT | 115 | 48377 | SANDPT A | 409291 | SAN_SAN_CIO | 1 | 2.0704 | 0 | 0 | 0 | 0 | 0.00912 | 227.05 | NW | NW |  | 48377_409291_1 | FALSE
| FALSE | BCHA | 230 | BCHA | 230 | 50028 | CSQ 230 | 81176 | WTE 230 | 1 | -103.602 | 0 | 0 | 0 | 0 | -0.21557 | 480.605 | CAN | CAN |  | 50028_81176_1 | FALSE
| FALSE | BCHA | 230 | BCHA | 230 | 50183 | ING 230 | 50734 | SYH 57P | 1 | 96.2449 | 0 | 0 | 0 | 0 | 0.2422 | 397.385 | CAN | CAN |  | 50183_50734_1 | FALSE
| FALSE | BCHA | 230 | BCHA | 230 | 50183 | ING 230 | 50735 | SYH 63P | 1 | 121.0964 | 0 | 0 | 0 | 0 | 0.16 | 756.865 | CAN | CAN |  | 50183_50735_1 | FALSE
| FALSE | BCHA | 500 | BPAT | 500 | 50194 | ING 500 | 403230 | CUS_ING_CIO1 | 1 | -426.014 | 0 | 0 | 0 | 0 | -0.17261 | 2468.1 | CAN | NW |  | 50194_403230_1 | FALSE
| FALSE | BCHA | 500 | BPAT | 500 | 50194 | ING 500 | 403231 | CUS_ING_CIO2 | 2 | -419.904 | 0 | 0 | 0 | 0 | -0.17013 | 2468.1 | CAN | NW |  | 50194_403231_2 | FALSE
| FALSE | BCHA | 500 | BCHA | 500 | 50463 | SKA 500 | 51820 | L63 5C1S | 1 | -509.279 | 0 | 0 | 0 | 0 | -0.20634 | 2468.195 | CAN | CAN |  | 50463_51820_1 | FALSE
| FALSE | BCHA | 500 | BCHA | 500 | 50464 | TKW 500 | 51817 | L62 5C1T | 1 | -542.19 | 0 | 0 | 0 | 0 | -0.21967 | 2468.195 | CAN | CAN |  | 50464_51817_1 | FALSE
| FALSE | BCHA | 500 | BCHA | 500 | 50464 | TKW 500 | 51818 | L63 5C1T | 1 | 509.2789 | 0 | 0 | 0 | 0 | 0.20634 | 2468.195 | CAN | CAN |  | 50464_51818_1 | FALSE
| FALSE | BCHA | 230 | BCHA | 230 | 50549 | QNT 230 | 50551 | TLR 230 | 1 | -0.44 | 0 | 0 | 0 | 0 | -0.000969 | 454.1 | CAN | CAN |  | 50549_50551_1 | FALSE
| FALSE | BCHA | 500 | BCHA | 500 | 50561 | WSN 500 | 51830 | L61 5C1W | 1 | 571.7588 | 0 | 0 | 0 | 0 | 0.23165 | 2468.195 | CAN | CAN |  | 50561_51830_1 | FALSE
| FALSE | BCHA | 500 | BCHA | 500 | 50562 | GLN 500 | 51826 | L61 5C1G | 1 | -571.759 | 0 | 0 | 0 | 0 | -0.23165 | 2468.195 | CAN | CAN |  | 50562_51826_1 | FALSE
| FALSE | BCHA | 500 | BCHA | 500 | 50562 | GLN 500 | 51827 | L62 5C1G | 1 | 542.1901 | 0 | 0 | 0 | 0 | 0.21967 | 2468.195 | CAN | CAN |  | 50562_51827_1 | FALSE
| FALSE | BCHA | 230 | BCHA | 230 | 50734 | SYH 57P | 50949 | SYH 2T2 | 1 | 36.9922 | 0 | 0 | 0 | 0 | 0.32585 | 113.525 | CAN | CAN |  | 50734_50949_1 | FALSE
| FALSE | BCHA | 230 | BCHA | 230 | 50734 | SYH 57P | 51068 | ARN 230 | 1 | 59.2528 | 0 | 0 | 0 | 0 | 0.14092 | 420.47 | CAN | CAN |  | 50734_51068_1 | FALSE
| FALSE | BCHA | 230 | BCHA | 230 | 50735 | SYH 63P | 50950 | SYH 2T3 | 1 | 36.7123 | 0 | 0 | 0 | 0 | 0.10397 | 353.115 | CAN | CAN |  | 50735_50950_1 | FALSE
| FALSE | BCHA | 230 | BCHA | 230 | 50735 | SYH 63P | 51068 | ARN 230 | 1 | 84.3842 | 0 | 0 | 0 | 0 | 0.11149 | 756.865 | CAN | CAN |  | 50735_51068_1 | FALSE
| FALSE | BCHA | 230 | BCHA | 230 | 50784 | NLY 230 | 51150 | NLY TAP | 25 | -32.6938 | 0 | 0 | 0 | 0 | -0.0576 | 567.72 | CAN | CAN |  | 50784_51150_25 | FALSE
| FALSE | BCHA | 500 | AESO | 500 | 50791 | CBK 500 | 54456 | BENNETTP | 1 | 421.9225 | 0 | 0 | 0 | 0 | 0.17331 | 2434.47 | CAN | CAN |  | 50791_54456_1 | FALSE
| FALSE | BCHA | 230 | BCHA | 230 | 51189 | MLE 2B2 | 80081 | MLE 2B1 | 2 | 147.8039 | 0 | 0 | 0 | 0 | 0.19528 | 756.865 | CAN | CAN |  | 51189_80081_2 | FALSE
| FALSE | BCHA | 500 | BCHA | 500 | 51817 | L62 5C1T | 51827 | L62 5C1G | CX | -542.19 | 0 | 0 | 0 | 0 | -0.42519 | 1275.185 | CAN | CAN |  | 51817_51827_CX | FALSE
| FALSE | BCHA | 500 | BCHA | 500 | 51818 | L63 5C1T | 51820 | L63 5C1S | CX | 509.2789 | 0 | 0 | 0 | 0 | 0.44217 | 1151.78 | CAN | CAN |  | 51818_51820_CX | FALSE
| FALSE | BCHA | 500 | BCHA | 500 | 51826 | L61 5C1G | 51830 | L61 5C1W | CX | -571.759 | 0 | 0 | 0 | 0 | -0.3861 | 1480.86 | CAN | CAN |  | 51826_51830_CX | FALSE
| FALSE | AESO | 240 | AESO | 240 | 54260 | JENNER 4 | 54461 | HALSBURY | 49 | 1.89e-12 | 0 | 0 | 0 | 0 | 3.32e-15 | 570 | CAN | CAN |  | 54260_54461_49 | FALSE
| FALSE | AESO | 240 | AESO | 240 | 54282 | HEARTLAK1 | 54348 | LEISMER4 | 30 | -44.915 | 0 | 0 | 0 | 0 | -0.0713 | 629.85 | CAN | CAN |  | 54282_54348_30 | FALSE
| FALSE | AESO | 240 | AESO | 240 | 54420 | KEEPHIL4 | 57783 | 1045L TAP | 45 | 134.0966 | 0 | 0 | 0 | 0 | 0.18947 | 707.75 | CAN | CAN |  | 54420_57783_45 | FALSE
| FALSE | AESO | 240 | AESO | 240 | 54505 | JASPER 4 | 57783 | 1045L TAP | 45 | -134.097 | 0 | 0 | 0 | 0 | -0.24295 | 551.95 | CAN | CAN |  | 54505_57783_45 | FALSE
| FALSE | AESO | 500 | AESO | 500 | 54609 | LIVOC500 | 54630 | SUNNYB1 | 41 | 127.7522 | 0 | 0 | 0 | 0 | 0.11206 | 1140 | CAN | CAN |  | 54609_54630_41 | FALSE
| FALSE | AESO | 500 | AESO | 500 | 54609 | LIVOC500 | 55601 | THICKWD1 | 44 | -127.752 | 0 | 0 | 0 | 0 | -0.11206 | 1140 | CAN | CAN |  | 54609_55601_44 | FALSE
| FALSE | AESO | 240 | AESO | 240 | 54990 | SHAMROCK | 59662 | WHITLA1 | 48 | 78.1105 | 0 | 0 | 0 | 0 | 0.13523 | 577.6 | CAN | CAN |  | 54990_59662_48 | FALSE
| FALSE | AESO | 240 | AESO | 240 | 55831 | SEDALIA1 | 58413 | N_BRIGDEN | 34 | 0 | 0 | 0 | 0 | 0 | 0 | 315.495 | CAN | CAN |  | 55831_58413_34 | FALSE
| FALSE | AESO | 240 | AESO | 240 | 55831 | SEDALIA1 | 58413 | N_BRIGDEN | 67 | 0 | 0 | 0 | 0 | 0 | 0 | 315.495 | CAN | CAN |  | 55831_58413_67 | FALSE
| FALSE | AESO | 240 | AESO | 240 | 55932 | PEMUKN1 | 58413 | N_BRIGDEN | 51 | -22.9728 | 0 | 0 | 0 | 0 | -0.0728 | 315.495 | CAN | CAN |  | 55932_58413_51 | FALSE
| FALSE | AESO | 240 | AESO | 240 | 55959 | LANFIN1 | 58413 | N_BRIGDEN | 46 | 22.9728 | 0 | 0 | 0 | 0 | 0.0728 | 315.495 | CAN | CAN |  | 55959_58413_46 | FALSE
| FALSE | IPMV | 500 | IPMV | 500 | 60240 | MIDPOINT | 60241 | MIDHEM11 | 1 | 153.2032 | 0 | 0 | 0 | 0 | 0.10751 | 1425 | Inland | Inland |  | 60240_60241_1 | FALSE
| FALSE | IPMV | 500 | IPTV | 500 | 60242 | MIDHEM12 | 60155 | HEMINWAY | 1 | 153.2032 | 0 | 0 | 0 | 0 | 0.0589 | 2603 | Inland | Inland |  | 60242_60155_1 | FALSE
| FALSE | IPMV | 500 | IPMV | 500 | 60241 | MIDHEM11 | 60242 | MIDHEM12 | 1 | 153.2032 | 0 | 0 | 0 | 0 | 0.10751 | 1425 | Inland | Inland |  | 60241_60242_1 | FALSE
| FALSE | IPMV | 138 | IPMV | 138 | 60813 | BRIDGE | 60817 | GROUSE_CR# | 1 | 15.9691 | 0 | 0 | 0 | 0 | 0.0894 | 178.695 | Inland | Inland |  | 60813_60817_1 | FALSE
| FALSE | SPPC | 345 | SPPC | 345 | 64115 | TRACY E | 64830 | OLINGHOUSE | 1 | -103.926 | 0 | 0 | 0 | 0 | -0.11256 | 923.3051 | Inland | Inland |  | 64115_64830_1 | FALSE
| FALSE | SPPC | 345 | SPPC | 345 | 64830 | OLINGHOUSE | 64130 | VALMY | 1 | 10.234 | 0 | 0 | 0 | 0 | 0.0111 | 923.3051 | Inland | Inland |  | 64830_64130_1 | FALSE
| FALSE | SPPC | 345 | SPPC | 345 | 64830 | OLINGHOUSE | 641120 | DODGEFLAT | 1 | -114.329 | 0 | 0 | 0 | 0 | -0.11102 | 1029.8 | Inland | Inland |  | 64830_641120_1 | FALSE
| FALSE | SPPC | 345 | SPPC | 345 | 64900 | FT SAGE | 640916 | FISHSPRNG | 1 | -27.5499 | 0 | 0 | 0 | 0 | -0.0268 | 1029.8 | Inland | Inland |  | 64900_640916_1 | FALSE
| FALSE | PAUT | 345 | PAUT | 345 | 65257 | MERCER | 65260 | CAMP WIL | 2 | 208.8607 | 0 | 0 | 0 | 0 | 0.1455 | 1435.45 | Inland | Inland |  | 65257_65260_2 | FALSE
| FALSE | PAUT | 345 | PAUT | 345 | 65257 | MERCER | 65260 | CAMP WIL | 4 | 208.5501 | 0 | 0 | 0 | 0 | 0.13435 | 1552.3 | Inland | Inland |  | 65257_65260_4 | FALSE
| FALSE | PAUT | 345 | PAUT | 345 | 65257 | MERCER | 65995 | MONA | 2 | -288.573 | 0 | 0 | 0 | 0 | -0.18579 | 1553.25 | Inland | Inland |  | 65257_65995_2 | FALSE
| FALSE | PAUT | 345 | PAUT | 345 | 65257 | MERCER | 65995 | MONA | 4 | -287.23 | 0 | 0 | 0 | 0 | -0.18504 | 1552.3 | Inland | Inland |  | 65257_65995_4 | FALSE
| FALSE | PAUT | 138 | PAUT | 138 | 65280 | CARBON | 65520 | EMMAPARK | 1 | 0.59467 | 0 | 0 | 0 | 0 | 0.00377 | 157.7 | Inland | Inland |  | 65280_65520_1 | FALSE
| FALSE | PAUT | 230 | WALC | 230 | 66355 | SIGURDPS | 79031 | GLENCANY | 1 | 71.6299 | 0 | 0 | 0 | 0 | 0.19493 | 367.46 | Inland | SW |  | 66355_79031_1 | FALSE
| FALSE | PAID | 138 | PAUT | 138 | 66570 | TREASTON | 66680 | WHEELON | 3 | 19.2065 | 0 | 0 | 0 | 0 | 0.12715 | 151.05 | Inland | Inland |  | 66570_66680_3 | FALSE
| FALSE | PAWY | 230 | PAWY | 230 | 67673 | CEDAR_SPGS_1 | 67680 | CEDAR_SPGS_2 | 1 | -106.28 | 0 | 0 | 0 | 0 | -0.2432 | 437 | Inland | Inland |  | 67673_67680_1 | FALSE
| FALSE | PAWY | 230 | PAWY | 230 | 67673 | CEDAR_SPGS_1 | 67814 | WINDSTAR | 1 | 240.51 | 0 | 0 | 0 | 0 | 0.27518 | 874 | Inland | Inland |  | 67673_67814_1 | FALSE
| FALSE | PAWY | 230 | PAWY | 230 | 67684 | EKOLA FLAT | 67796 | AEOLUS | 1 | 84.1648 | 0 | 0 | 0 | 0 | 0.19954 | 421.8 | Inland | Inland |  | 67684_67796_1 | FALSE
| FALSE | PAWY | 230 | PAWY | 230 | 67710 | TB FLAT 1&2 | 67711 | TB FLAT 1 | 1 | -151.357 | 0 | 0 | 0 | 0 | -0.35884 | 421.8 | Inland | Inland |  | 67710_67711_1 | FALSE
| FALSE | PAWY | 230 | PAWY | 230 | 67710 | TB FLAT 1&2 | 67721 | TB FLAT 2 | 1 | -94.3519 | 0 | 0 | 0 | 0 | -0.22369 | 421.8 | Inland | Inland |  | 67710_67721_1 | FALSE
| FALSE | PAWY | 230 | PAWY | 230 | 67710 | TB FLAT 1&2 | 69028 | SHIRLYBS | 1 | 245.7085 | 0 | 0 | 0 | 0 | 0.31774 | 773.3 | Inland | Inland |  | 67710_69028_1 | FALSE
| FALSE | PAUT | 345 | PAUT | 345 | 69731 | ESCALANT SOL | 69735 | ESCAL_MTR12 | 1 | -46.6265 | 0 | 0 | 0 | 0 | -0.2454 | 190 | Inland | Inland |  | 69731_69735_1 | FALSE
| FALSE | PAUT | 345 | PAUT | 345 | 69731 | ESCALANT SOL | 69736 | ESCAL_MTR 3 | 1 | -23.4035 | 0 | 0 | 0 | 0 | -0.12318 | 190 | Inland | Inland |  | 69731_69736_1 | FALSE
| FALSE | PAWY | 230 | PAWY | 230 | 69744 | ROOT CK | 69745 | AMASA | 1 | 36.157 | 0 | 0 | 0 | 0 | 0.19222 | 188.1 | Inland | Inland |  | 69744_69745_1 | FALSE
| FALSE | PSCO | 230 | PSCO | 230 | 70013 | TWNBUTT2 | 70254 | LAMAR_CO | 1 | 106.1445 | 0 | 0 | 0 | 0 | 0.23181 | 457.9 | RM | RM |  | 70013_70254_1 | FALSE
| FALSE | PSCO | 230 | PSCO | 230 | 70013 | TWNBUTT2 | 70700 | CO_GRN | 1 | -73.2844 | 0 | 0 | 0 | 0 | -0.16004 | 457.9 | RM | RM |  | 70013_70700_1 | FALSE
| FALSE | PSCO | 230 | PSCO | 230 | 70041 | ARVADA_PS | 70107 | CHEROKEE | 1 | -43.7364 | 0 | 0 | 0 | 0 | -0.10584 | 413.25 | RM | RM |  | 70041_70107_1 | FALSE
| FALSE | PSCO | 230 | PSCO | 230 | 70053 | BLUERIVR | 70088 | GOREPASS | 1 | -5.5899 | 0 | 0 | 0 | 0 | -0.0127 | 439.85 | RM | RM |  | 70053_70088_1 | FALSE
| FALSE | PSCO | 230 | WACM | 230 | 70088 | GOREPASS | 79142 | HDN EAST | 1 | -18.4267 | 0 | 0 | 0 | 0 | -0.0406 | 454.1 | RM | RM |  | 70088_79142_1 | FALSE
| FALSE | PSCO | 230 | PSCO | 230 | 70139 | DANIELPK | 78854 | FULLER | 1 | -69.0238 | 0 | 0 | 0 | 0 | -0.152 | 454.1 | RM | RM |  | 70139_78854_1 | FALSE
| FALSE | PSCO | 230 | PSCO | 230 | 70260 | LEETSDAL | 70365 | SULLIVN2 | 1 | -153.285 | 0 | 0 | 0 | 0 | -0.40746 | 376.2 | RM | RM |  | 70260_70365_1 | FALSE
| FALSE | PSCO | 230 | PSCO | 230 | 70286 | MIDWAYPS | 78854 | FULLER | 1 | 115.4083 | 0 | 0 | 0 | 0 | 0.25415 | 454.1 | RM | RM |  | 70286_78854_1 | FALSE
| FALSE | PSCO | 230 | PSCO | 230 | 70324 | LACOMBE | 70152 | BARKER | 1 | 5.5144 | 0 | 0 | 0 | 0 | 0.029 | 190 | RM | RM |  | 70324_70152_1 | FALSE
| FALSE | PSCO | 230 | PSCO | 230 | 70324 | LACOMBE | 70152 | BARKER | 2 | 5.5144 | 0 | 0 | 0 | 0 | 0.029 | 190 | RM | RM |  | 70324_70152_2 | FALSE
| FALSE | PSCO | 230 | PSCO | 230 | 70410 | ST.VRAIN | 78105 | LONGPEAK | 1 | 156.7838 | 0 | 0 | 0 | 0 | 0.34965 | 448.4 | RM | RM |  | 70410_78105_1 | FALSE
| FALSE | PSCO | 230 | PSCO | 230 | 70410 | ST.VRAIN | 78120 | FORDHAM | 1 | 98.3399 | 0 | 0 | 0 | 0 | 0.26009 | 378.1 | RM | RM |  | 70410_78120_1 | FALSE
| FALSE | PSCO | 230 | PSCO | 230 | 70459 | WALSENBG | 70990 | VALENT | 1 | 81.168 | 0 | 0 | 0 | 0 | 0.23866 | 340.1 | RM | RM |  | 70459_70990_1 | FALSE
| FALSE | PSCO | 230 | PSCO | 230 | 70488 | JMSHAFER | 70638 | GREENHSE | 1 | 219.7225 | 0 | 0 | 0 | 0 | 0.36309 | 605.15 | RM | RM |  | 70488_70638_1 | FALSE
| FALSE | PSCO | 115 | WACM | 115 | 70534 | BERTHOUD | 72191 | GATEWY | 1 | -17.2455 | 0 | 0 | 0 | 0 | -0.23886 | 72.2 | RM | RM |  | 70534_72191_1 | FALSE
| FALSE | PSCO | 230 | PSCO | 230 | 70605 | HENRYLAK | 70638 | GREENHSE | 1 | -56.8017 | 0 | 0 | 0 | 0 | -0.0923 | 615.6 | RM | RM |  | 70605_70638_1 | FALSE
| FALSE | PSCO | 230 | PSCO | 230 | 70623 | MIS_SITE | 70618 | TITAN230 | 1 | -14.1688 | 0 | 0 | 0 | 0 | -0.25066 | 56.525 | RM | RM |  | 70623_70618_1 | FALSE
| FALSE | PSCO | 230 | PSCO | 230 | 70623 | MIS_SITE | 70678 | CEDARPT | 1 | 6.59e-13 | 0 | 0 | 0 | 0 | 1.75e-15 | 376.58 | RM | RM |  | 70623_70678_1 | FALSE
| FALSE | PSCO | 230 | PSCO | 230 | 70660 | GOLDEN_WEST | 78854 | FULLER | 1 | 101.6156 | 0 | 0 | 0 | 0 | 0.25168 | 403.75 | RM | RM |  | 70660_78854_1 | FALSE
| FALSE | PSCO | 230 | PSCO | 230 | 70677 | CEDARPT_W2_3 | 70679 | CEDARPT_GENS | 1 | 1.35e-12 | 0 | 0 | 0 | 0 | 3.58e-15 | 376.58 | RM | RM |  | 70677_70679_1 | FALSE
| FALSE | PSCO | 230 | PSCO | 230 | 70679 | CEDARPT_GENS | 70676 | CEDARPT_W1_3 | 1 | 0 | 0 | 0 | 0 | 0 | 0 | 376.2 | RM | RM |  | 70679_70676_1 | FALSE
| FALSE | PSCO | 230 | PSCO | 230 | 70679 | CEDARPT_GENS | 70678 | CEDARPT | 1 | -5.92e-13 | 0 | 0 | 0 | 0 | -1.57e-15 | 376.58 | RM | RM |  | 70679_70678_1 | FALSE
| FALSE | PSCO | 230 | PSCO | 230 | 70821 | CEDARCK_1 | 70833 | CEDARCK2 | 1 | -172.674 | 0 | 0 | 0 | 0 | -0.22863 | 755.25 | RM | RM |  | 70821_70833_1 | FALSE
| FALSE | PSCO | 230 | PSCO | 230 | 70862 | AVERY_PS | 78085 | TIMBERLN | 1 | 102.4996 | 0 | 0 | 0 | 0 | 0.16938 | 605.15 | RM | RM |  | 70862_78085_1 | FALSE
| FALSE | PSCO | 230 | PSCO | 230 | 70990 | VALENT | 70991 | SPANPKS_HV1 | 1 | -28.4558 | 0 | 0 | 0 | 0 | -0.11219 | 253.65 | RM | RM |  | 70990_70991_1 | FALSE
| FALSE | WACM | 115 | PSCO | 115 | 72107 | SLATERTS | 78107 | DEL CTAP | 1 | -69.5396 | 0 | 0 | 0 | 0 | -0.41828 | 166.25 | RM | RM |  | 72107_78107_1 | FALSE
| FALSE | WACM | 115 | PSCO | 115 | 72190 | LAZYDOG | 78119 | TERRY | 1 | -15.0893 | 0 | 0 | 0 | 0 | -0.14572 | 103.55 | RM | RM |  | 72190_78119_1 | FALSE
| FALSE | WACM | 115 | PSCO | 115 | 72191 | GATEWY | 78101 | BOYD | 1 | 10.2483 | 0 | 0 | 0 | 0 | 0.0734 | 139.65 | RM | RM |  | 72191_78101_1 | FALSE
| FALSE | WACM | 230 | WACM | 230 | 72200 | ERIE SW | 72202 | ARNOLD | 1 | -41.3068 | 0 | 0 | 0 | 0 | -0.0671 | 615.6 | RM | RM |  | 72200_72202_1 | FALSE
| FALSE | WACM | 230 | WACM | 230 | 72201 | SIPRES | 72202 | ARNOLD | 1 | 100.0692 | 0 | 0 | 0 | 0 | 0.16256 | 615.6 | RM | RM |  | 72201_72202_1 | FALSE
| FALSE | WACM | 230 | WACM | 230 | 72710 | LANDSMCK | 72715 | WINDTLKR | 1 | -11.8336 | 0 | 0 | 0 | 0 | -0.0455 | 260.3 | RM | RM |  | 72710_72715_1 | FALSE
| FALSE | WACM | 230 | WACM | 230 | 72715 | WINDTLKR | 72716 | CROSSTRL | 1 | -44.561 | 0 | 0 | 0 | 0 | -0.13326 | 334.4 | RM | RM |  | 72715_72716_1 | FALSE
| FALSE | WACM | 230 | WACM | 230 | 72715 | WINDTLKR | 73018 | B.SANDY | 1 | 32.7275 | 0 | 0 | 0 | 0 | 0.12573 | 260.3 | RM | RM |  | 72715_73018_1 | FALSE
| FALSE | WACM | 115 | PSCO | 115 | 73002 | AIRPORT | 78101 | BOYD | 1 | -38.858 | 0 | 0 | 0 | 0 | -0.2464 | 157.7 | RM | RM |  | 73002_78101_1 | FALSE
| FALSE | WACM | 115 | PSCO | 115 | 73002 | AIRPORT | 78103 | AIRPORTPR | 1 | 9.7405 | 0 | 0 | 0 | 0 | 0.20506 | 47.5 | RM | RM |  | 73002_78103_1 | FALSE
| FALSE | WACM | 230 | PSCO | 230 | 73011 | AULT | 78010 | RAWHIDE | 1 | -14.5151 | 0 | 0 | 0 | 0 | -0.0324 | 448.4 | RM | RM |  | 73011_78010_1 | FALSE
| FALSE | WACM | 115 | PSCO | 115 | 73056 | ESTES | 78065 | ESTESPR | 1 | 6.6211 | 0 | 0 | 0 | 0 | 0.13939 | 47.5 | RM | RM |  | 73056_78065_1 | FALSE
| FALSE | WACM | 115 | PSCO | 115 | 73090 | HYGIENE | 78110 | LNGMNTNW | 1 | 0.80382 | 0 | 0 | 0 | 0 | 0.00776 | 103.55 | RM | RM |  | 73090_78110_1 | FALSE
| FALSE | WACM | 115 | PSCO | 115 | 73124 | LOVEWTAP | 77501 | DERBHILT | 1 | 0 | 0 | 0 | 0 | 0 | 0 | 157.7 | RM | RM |  | 73124_77501_1 | FALSE
| FALSE | WACM | 115 | PSCO | 115 | 73124 | LOVEWTAP | 78094 | VALLEYLM | 1 | 9.3842 | 0 | 0 | 0 | 0 | 0.059507 | 157.7 | RM | RM |  | 73124_78094_1 | FALSE
| FALSE | WACM | 230 | WACM | 230 | 73164 | LANGE | 74068 | WESTRC | 1 | 84.565 | 0 | 0 | 0 | 0 | 0.13974 | 605.15 | RM | RM |  | 73164_74068_1 | FALSE
| FALSE | WACM | 115 | PSCO | 115 | 73200 | TIMNATH | 77503 | RICHRDTP | 1 | 6.6153 | 0 | 0 | 0 | 0 | 0.0435 | 152 | RM | RM |  | 73200_77503_1 | FALSE
| FALSE | WACM | 115 | PSCO | 115 | 73412 | MIDWAYBR | 78676 | RD_NIXON | 1 | 7.2544 | 0 | 0 | 0 | 0 | 0.03916 | 185.25 | RM | RM |  | 73412_78676_1 | FALSE
| FALSE | WACM | 230 | PSCO | 230 | 73413 | MIDWAYBR | 78857 | RD_NIXON | 1 | -5.4712 | 0 | 0 | 0 | 0 | -0.0108 | 504.45 | RM | RM |  | 73413_78857_1 | FALSE
| FALSE | WACM | 115 | PSCO | 115 | 73414 | MONUMENT | 78664 | FLYHORSE N | 1 | -55.9979 | 0 | 0 | 0 | 0 | -0.41511 | 134.9 | RM | RM |  | 73414_78664_1 | FALSE
| FALSE | WACM | 230 | PSCO | 230 | 73579 | SPRNGCAN | 70718 | SPNGCAN1_230 | 1 | -24.9772 | 0 | 0 | 0 | 0 | -0.17528 | 142.5 | RM | RM |  | 73579_70718_1 | FALSE
| FALSE | WACM | 115 | PSCO | 115 | 73650 | DERBYHILLLM | 77500 | DERBYHIL | 1 | -0.66451 | 0 | 0 | 0 | 0 | -664509 | 0 | RM | RM |  | 73650_77500_1 | FALSE
| FALSE | WACM | 115 | PSCO | 115 | 73651 | POUDRELM | 77502 | POUDRE | 1 | -3.5425 | 0 | 0 | 0 | 0 | -3542540 | 0 | RM | RM |  | 73651_77502_1 | FALSE
| FALSE | WACM | 230 | WACM | 230 | 74027 | RCSOUTH1 | 74068 | WESTRC | 1 | -58.7595 | 0 | 0 | 0 | 0 | -0.15541 | 378.1 | RM | RM |  | 74027_74068_1 | FALSE
| FALSE | PSCO | 230 | PSCO | 230 | 78010 | RAWHIDE | 78085 | TIMBERLN | 1 | 53.937 | 0 | 0 | 0 | 0 | 0.12029 | 448.4 | RM | RM |  | 78010_78085_1 | FALSE
| FALSE | PSCO | 230 | PSCO | 230 | 78070 | LAPORTE | 78010 | RAWHIDE | 1 | -70.3763 | 0 | 0 | 0 | 0 | -0.15695 | 448.4 | RM | RM |  | 78070_78010_1 | FALSE
| FALSE | PSCO | 230 | PSCO | 230 | 78070 | LAPORTE | 78010 | RAWHIDE | 2 | -70.3763 | 0 | 0 | 0 | 0 | -0.15695 | 448.4 | RM | RM |  | 78070_78010_2 | FALSE
| FALSE | PSCO | 230 | PSCO | 230 | 78070 | LAPORTE | 78072 | COLLEGLK | 1 | 97.737 | 0 | 0 | 0 | 0 | 0.21797 | 448.4 | RM | RM |  | 78070_78072_1 | FALSE
| FALSE | PSCO | 230 | PSCO | 230 | 78070 | LAPORTE | 78085 | TIMBERLN | 1 | 27.4498 | 0 | 0 | 0 | 0 | 0.0612 | 448.4 | RM | RM |  | 78070_78085_1 | FALSE
| FALSE | PSCO | 115 | WACM | 115 | 78071 | LAPORTE | 73298 | BELLVUTP | 1 | 6.217 | 0 | 0 | 0 | 0 | 0.0962 | 64.6 | RM | RM |  | 78071_73298_1 | FALSE
| FALSE | PSCO | 230 | PSCO | 230 | 78075 | DIXON CK | 78072 | COLLEGLK | 1 | -95.0047 | 0 | 0 | 0 | 0 | -0.21188 | 448.4 | RM | RM |  | 78075_78072_1 | FALSE
| FALSE | PSCO | 230 | PSCO | 230 | 78075 | DIXON CK | 78090 | HORSESHO | 1 | 41.0617 | 0 | 0 | 0 | 0 | 0.088 | 466.45 | RM | RM |  | 78075_78090_1 | FALSE
| FALSE | PSCO | 115 | WACM | 115 | 78076 | DIXON CK | 73089 | HRSTHTAP | 1 | 0.68768 | 0 | 0 | 0 | 0 | 0.00603 | 114 | RM | RM |  | 78076_73089_1 | FALSE
| FALSE | PSCO | 115 | WACM | 115 | 78081 | RICHARDS | 73469 | WAVER PV | 1 | 10.9761 | 0 | 0 | 0 | 0 | 0.066022 | 166.25 | RM | RM |  | 78081_73469_1 | FALSE
| FALSE | PSCO | 230 | PSCO | 230 | 78087 | CAREY_TS | 70862 | AVERY_PS | 1 | 111.1977 | 0 | 0 | 0 | 0 | 0.18375 | 605.15 | RM | RM |  | 78087_70862_1 | FALSE
| FALSE | PSCO | 230 | WACM | 230 | 78087 | CAREY_TS | 73011 | AULT | 1 | -62.3834 | 0 | 0 | 0 | 0 | -0.10358 | 602.3 | RM | RM |  | 78087_73011_1 | FALSE
| FALSE | PSCO | 230 | PSCO | 230 | 78088 | HARMONY | 78085 | TIMBERLN | 1 | -111.687 | 0 | 0 | 0 | 0 | -0.16039 | 696.35 | RM | RM |  | 78088_78085_1 | FALSE
| FALSE | PSCO | 230 | PSCO | 230 | 78088 | HARMONY | 78089 | PORTNER | 1 | 52.5244 | 0 | 0 | 0 | 0 | 0.11714 | 448.4 | RM | RM |  | 78088_78089_1 | FALSE
| FALSE | PSCO | 230 | PSCO | 230 | 78100 | BOYD | 78089 | PORTNER | 1 | -39.8912 | 0 | 0 | 0 | 0 | -0.089 | 448.4 | RM | RM |  | 78100_78089_1 | FALSE
| FALSE | PSCO | 230 | PSCO | 230 | 78102 | GATEWY | 78100 | BOYD | 1 | 18.4709 | 0 | 0 | 0 | 0 | 0.0412 | 448.4 | RM | RM |  | 78102_78100_1 | FALSE
| FALSE | PSCO | 230 | PSCO | 230 | 78102 | GATEWY | 78105 | LONGPEAK | 1 | -55.871 | 0 | 0 | 0 | 0 | -0.1246 | 448.4 | RM | RM |  | 78102_78105_1 | FALSE
| FALSE | PSCO | 230 | PSCO | 230 | 78850 | CLAREMNT | 78854 | FULLER | 1 | 51.268 | 0 | 0 | 0 | 0 | 0.14353 | 357.2 | RM | RM |  | 78850_78854_1 | FALSE
| FALSE | PSCO | 230 | PSCO | 230 | 78850 | CLAREMNT | 78858 | STETSON | 1 | 97.8235 | 0 | 0 | 0 | 0 | 0.20191 | 484.5 | RM | RM |  | 78850_78858_1 | FALSE
| FALSE | PSCO | 230 | PSCO | 230 | 78851 | CTTNWD N | 78852 | CTTNWD S | 1 | -8.171 | 0 | 0 | 0 | 0 | -0.0135 | 605.15 | RM | RM |  | 78851_78852_1 | FALSE
| FALSE | PSCO | 230 | PSCO | 230 | 78852 | CTTNWD S | 78858 | STETSON | 1 | -66.173 | 0 | 0 | 0 | 0 | -0.2019 | 327.75 | RM | RM |  | 78852_78858_1 | FALSE
| FALSE | PSCO | 230 | PSCO | 230 | 78856 | KELKER S | 78853 | FRTRANGE | 1 | -140.047 | 0 | 0 | 0 | 0 | -0.29781 | 470.25 | RM | RM |  | 78856_78853_1 | FALSE
| FALSE | PSCO | 230 | PSCO | 230 | 78857 | RD_NIXON | 78853 | FRTRANGE | 1 | -107.841 | 0 | 0 | 0 | 0 | -0.14243 | 757.15 | RM | RM |  | 78857_78853_1 | FALSE
| FALSE | PSCO | 230 | PSCO | 230 | 78857 | RD_NIXON | 78859 | WILLIAMSCRK | 1 | 43.8305 | 0 | 0 | 0 | 0 | 0.0783 | 559.55 | RM | RM |  | 78857_78859_1 | FALSE
| FALSE | BCHA | 230 | BCHA | 230 | 80707 | SGB 230 | 80708 | SBY 230 | 1 | 1.878 | 0 | 0 | 0 | 0 | 0.000496 | 3784.135 | CAN | CAN |  | 80707_80708_1 | FALSE
| FALSE | AZPS | 69 | TEPC | 69 | 84712 | SHOWLOW | 165402 | SHOWLOW_NEC | 1 | 25.3489 | 0 | 0 | 0 | 0 | 0.44472 | 57 | SW | SW |  | 84712_165402_1 | FALSE
| FALSE | AZPS | 69 | TEPC | 69 | 84720 | ZENIFF | 165404 | ZENIFF_NEC | 1 | 5.1012 | 0 | 0 | 0 | 0 | 0.0895 | 57 | SW | SW |  | 84720_165404_1 | FALSE
| FALSE | AZPS | 69 | TEPC | 69 | 84723 | LINDEN | 165401 | LINDEN_NEC | 1 | 6.4794 | 0 | 0 | 0 | 0 | 0.11367 | 57 | SW | SW |  | 84723_165401_1 | FALSE
| FALSE | AZPS | 69 | WALC | 69 | 84859 | SNTAROSA | 19607 | MARICOPA | 1 | 41.2171 | 0 | 0 | 0 | 0 | 0.22364 | 184.3 | SW | SW |  | 84859_19607_1 | FALSE
| FALSE | AZPS | 69 | WALC | 69 | 84859 | SNTAROSA | 19608 | SNTARED3 | 1 | -2.7675 | 0 | 0 | 0 | 0 | -0.015 | 184.3 | SW | SW |  | 84859_19608_1 | FALSE
| FALSE | TEPC | 345 | TEPC | 345 | 160301 | GREENLEE | 160308 | VAIL | 1 | 105.8529 | 0 | 0 | 0 | 0 | 0.0849 | 1247.35 | SW | SW |  | 160301_160308_1 | FALSE
| FALSE | TEPC | 345 | TEPC | 345 | 160301 | GREENLEE | 160312 | WINCHESTER | 1 | 86.9512 | 0 | 0 | 0 | 0 | 0.0989 | 878.7501 | SW | SW |  | 160301_160312_1 | FALSE
| FALSE | TEPC | 345 | TEPC | 345 | 160301 | GREENLEE | 164300 | COPPER_VERDE | 1 | 356.215 | 0 | 0 | 0 | 0 | 0.458 | 777.765 | SW | SW |  | 160301_164300_1 | FALSE
| FALSE | TEPC | 345 | TEPC | 345 | 160302 | MCKINLEY | 160306 | SPRINGRVILLE | 1 | -16.4064 | 0 | 0 | 0 | 0 | -0.0187 | 878.7501 | SW | SW |  | 160302_160306_1 | FALSE
| FALSE | TEPC | 345 | TEPC | 345 | 160302 | MCKINLEY | 160306 | SPRINGRVILLE | 2 | -16.5981 | 0 | 0 | 0 | 0 | -0.0189 | 878.7501 | SW | SW |  | 160302_160306_2 | FALSE
| FALSE | TEPC | 345 | TEPC | 345 | 160304 | PINAL_WEST | 160305 | SOUTH | 1 | 245.5709 | 0 | 0 | 0 | 0 | 0.21631 | 1135.25 | SW | SW |  | 160304_160305_1 | FALSE
| FALSE | TEPC | 345 | TEPC | 345 | 160306 | SPRINGRVILLE | 160300 | CORONADO | 1 | 50.7438 | 0 | 0 | 0 | 0 | 0.0394 | 1286.3 | SW | SW |  | 160306_160300_1 | FALSE
| FALSE | TEPC | 345 | TEPC | 345 | 160308 | VAIL | 160305 | SOUTH | 1 | -34.9229 | 0 | 0 | 0 | 0 | -0.0308 | 1135.25 | SW | SW |  | 160308_160305_1 | FALSE
| FALSE | TEPC | 345 | TEPC | 345 | 160310 | WESTWING | 160304 | PINAL_WEST | 1 | -82.2982 | 0 | 0 | 0 | 0 | -0.0937 | 878.7501 | SW | SW |  | 160310_160304_1 | FALSE
| FALSE | TEPC | 345 | TEPC | 345 | 160314 | CW | 160315 | CW_POI | 1 | 24.2174 | 0 | 0 | 0 | 0 | 0.23175 | 104.5 | SW | SW |  | 160314_160315_1 | FALSE
| FALSE | TEPC | 47.2 | WALC | 47.2 | 160912 | NORTH_LOOP1 | 17104 | THRNYDLE | 1 | 15.1413 | 0 | 0 | 0 | 0 | 0.15938 | 95 | SW | SW |  | 160912_17104_1 | FALSE
| FALSE | TEPC | 230 | TEPC | 230 | 164200 | COPPER_VERDE | 164201 | FRISCO | 1 | 356.215 | 0 | 0 | 0 | 0 | 0.4585 | 776.91 | SW | SW |  | 164200_164201_1 | FALSE
| FALSE | TEPC | 230 | TEPC | 230 | 164202 | PD_MORENCI | 164201 | FRISCO | 1 | -267.161 | 0 | 0 | 0 | 0 | -0.56244 | 475 | SW | SW |  | 164202_164201_1 | FALSE
| FALSE | NEVP | 230 | NEVP | 230 | 180900 | BREEZE | 18600 | EQUEST | 1 | -95.5695 | 0 | 0 | 0 | 0 | -0.12627 | 756.865 | SW | SW |  | 180900_18600_1 | FALSE
| FALSE | NEVP | 230 | NEVP | 230 | 185800 | HASOLAR | 185801 | HASOLAR GSU | 1 | -31.4252 | 0 | 0 | 0 | 0 | -0.08311 | 378.1 | SW | SW |  | 185800_185801_1 | FALSE
| FALSE | VEA | 230 | VEA | 230 | 189000 | PAHRUMP | 189043 | GAMEBIRD | 1 | -59.4068 | 0 | 0 | 0 | 0 | -0.21804 | 272.46 | SW | SW |  | 189000_189043_1 | FALSE
| FALSE | CIPV | 500 | BANC | 500 | 300001 | CJ_OL_13 | 30020 | OLINDA | 1 | 896.0752 | 0 | 0 | 0 | 0 | 0.40344 | 2221.1 | CA | CA |  | 300001_30020_1 | FALSE
| FALSE | CIPV | 230 | CIPV | 230 | 364617 | CHSR09SWSTA | 30880 | HENTAP2 | 1 | -139.72 | 0 | 0 | 0 | 0 | -0.17836 | 783.37 | CA | CA |  | 364617_30880_1 | FALSE
| FALSE | CIPV | 230 | CIPV | 230 | 364617 | CHSR09SWSTA | 364618 | CHSR09A | 1 | -1.0125 | 0 | 0 | 0 | 0 | -0.00208 | 487.35 | CA | CA |  | 364617_364618_1 | FALSE
| FALSE | CIPV | 230 | CIPV | 230 | 364617 | CHSR09SWSTA | 364619 | CHSR09B | 2 | -1.0125 | 0 | 0 | 0 | 0 | -0.00208 | 487.35 | CA | CA |  | 364617_364619_2 | FALSE
| FALSE | CIPV | 230 | CIPV | 230 | 365505 | Q1032BS1 | 30792 | TRANQLTYSS | 1 | 64.3707 | 0 | 0 | 0 | 0 | 0.18901 | 340.575 | CA | CA |  | 365505_30792_1 | FALSE
| FALSE | CIPV | 230 | CIPV | 230 | 365511 | Q1032BS2 | 365505 | Q1032BS1 | 1 | 58.2814 | 0 | 0 | 0 | 0 | 0.17113 | 340.575 | CA | CA |  | 365511_365505_1 | FALSE
| FALSE | CIPV | 230 | CIPV | 230 | 365521 | Q1036 | 30885 | MUSTANGSS | 1 | 6.38e-11 | 0 | 0 | 0 | 0 | 9.83e-14 | 648.85 | CA | CA |  | 365521_30885_1 | FALSE
| FALSE | CIPV | 230 | CIPV | 230 | 365580 | Q829 | 30797 | LASAGUILASS | 1 | 0 | 0 | 0 | 0 | 0 | 0 | 395.2 | CA | CA |  | 365580_30797_1 | FALSE
| FALSE | CIPV | 230 | CIPV | 230 | 365691 | Q1158 | 365521 | Q1036 | 1 | 6.53e-11 | 0 | 0 | 0 | 0 | 1.27e-13 | 512.05 | CA | CA |  | 365691_365521_1 | FALSE
| FALSE | CIPV | 500 | CIPB | 500 | 366700 | Q1472 | 30045 | MOSSLAND | 1 | -5.9341 | 0 | 0 | 0 | 0 | -0.00735 | 807.5 | CA | CA |  | 366700_30045_1 | FALSE
| FALSE | BPAT | 230 | BCHA | 230 | 401460 | BOU_NLY_CIO | 50822 | NLY 2PS2 | 1 | 97.3051 | 0 | 0 | 0 | 0 | 0.22204 | 438.235 | NW | CAN |  | 401460_50822_1 | FALSE
| FALSE | BPAT | 230 | AVA | 230 | 406570 | LIB_NOX_CIO | 40787 | NOXON_WEST | 1 | 84.0055 | 0 | 0 | 0 | 0 | 0.16309 | 515.09 | NW | NW |  | 406570_40787_1 | FALSE
| FALSE | BPAT | 230 | BPAT | 230 | 47441 | CHEMICAL | 406710 | LON_CHE_CIO | 1 | -84.0678 | 0 | 0 | 0 | 0 | -0.18808 | 446.975 | NW | NW |  | 47441_406710_1 | FALSE
| FALSE | BPAT | 230 | PSEI | 230 | 406892 | MAP_TAL_CIO2 | 42500 | TALBOT230 | 2 | 330.9896 | 0 | 0 | 0 | 0 | 0.2242 | 1476.3 | NW | NW |  | 406892_42500_2 | FALSE
| FALSE | BPAT | 230 | PSEI | 230 | 406922 | MAP_TAL_CIO1 | 42500 | TALBOT230 | 1 | 152.4723 | 0 | 0 | 0 | 0 | 0.10328 | 1476.3 | NW | NW |  | 406922_42500_1 | FALSE
| FALSE | BPAT | 59.8 | PGE | 59.8 | 40803 | ORE CITY | 408030 | CAN_ORE_CIO | 1 | 3.5758 | 0 | 0 | 0 | 0 | 0.0545 | 65.645 | NW | NW |  | 40803_408030_1 | FALSE
| FALSE | PGE | 230 | BPAT | 230 | 43527 | SHERWOOD | 408260 | PEA_SHE_CIO | 1 | -408.494 | 0 | 0 | 0 | 0 | -0.2595 | 1574.15 | NW | NW |  | 43527_408260_1 | FALSE
| FALSE | BPAT | 230 | BPAT | 230 | 408261 | PEA_PEA_JMP | 408260 | PEA_SHE_CIO | 1 | 204.8586 | 0 | 0 | 0 | 0 | 0.23434 | 874.1901 | NW | NW |  | 408261_408260_1 | FALSE
| FALSE | BPAT | 230 | BPAT | 230 | 408261 | PEA_PEA_JMP | 408260 | PEA_SHE_CIO | 2 | 203.6355 | 0 | 0 | 0 | 0 | 0.23294 | 874.1901 | NW | NW |  | 408261_408260_2 | FALSE
| FALSE | BPAT | 230 | PACW | 230 | 408360 | PON_COR1_CIO | 44568 | CORRAL | 1 | 90.7741 | 0 | 0 | 0 | 0 | 0.1439 | 630.8 | NW | NW |  | 408360_44568_1 | FALSE
| FALSE | BPAT | 230 | PACW | 230 | 408361 | PON_COR2_CIO | 44568 | CORRAL | 2 | 54.6627 | 0 | 0 | 0 | 0 | 0.0803 | 681.15 | NW | NW |  | 408361_44568_2 | FALSE
| FALSE | BPAT | 115 | PGE | 115 | 409210 | GRNDROND152# | 43223 | GRNDROND | 1 | 22.0002 | 0 | 0 | 0 | 0 | 0.13842 | 158.935 | NW | NW |  | 409210_43223_1 | FALSE
| FALSE | BPAT | 115 | PGE | 115 | 409211 | GRNDROND126# | 43223 | GRNDROND | 1 | -14.0399 | 0 | 0 | 0 | 0 | -0.0883 | 158.935 | NW | NW |  | 409211_43223_1 | FALSE
| FALSE | BPAT | 115 | PACW | 115 | 409211 | GRNDROND126# | 45021 | BOYER | 1 | 14.0399 | 0 | 0 | 0 | 0 | 0.15459 | 90.82 | NW | NW |  | 409211_45021_1 | FALSE
| FALSE | BPAT | 230 | BPAT | 230 | 410041 | MAP_SK1_CIO2 | 406921 | MAP_SK1_CIO1 | 2 | -12.5433 | 0 | 0 | 0 | 0 | -0.0257 | 487.35 | NW | NW |  | 410041_406921_2 | FALSE
| FALSE | BPAT | 230 | BPAT | 230 | 410081 | MAP_SK3_CIO2 | 406891 | MAP_SK3_CIO1 | 1 | -33.077 | 0 | 0 | 0 | 0 | -0.0679 | 487.35 | NW | NW |  | 410081_406891_1 | FALSE
| FALSE | BPAT | 230 | TPWR | 230 | 410490 | TAC_SOU_CIO | 46645 | SOUTHWST | 1 | 175.2973 | 0 | 0 | 0 | 0 | 0.27438 | 638.875 | NW | NW |  | 410490_46645_1 | FALSE
| FALSE | BPAT | 230 | PGE | 230 | 413430 | BIG_MCL_CIO | 43313 | MCLOUGLN | 1 | 230.5974 | 0 | 0 | 0 | 0 | 0.33996 | 678.3 | NW | NW |  | 413430_43313_1 | FALSE
| FALSE | PACW | 230 | PACW | 230 | 413505 | COTTONDWSW | 413506 | COTTONDW | 1 | 49.7525 | 0 | 0 | 0 | 0 | 0.0444 | 1120.05 | NW | NW |  | 413505_413506_1 | FALSE
| FALSE | PGE | 230 | PGE | 230 | 43459 | RIVRGATE | 434590 | KEE_RIV_OWN | 1 | 90.5624 | 0 | 0 | 0 | 0 | 0.13351 | 678.3 | NW | NW |  | 43459_434590_1 | FALSE
| FALSE | BANC | 500 | CIPV | 500 | 450352 | CJ_OL_12 | 300001 | CJ_OL_13 | 1 | 896.0752 | 0 | 0 | 0 | 0 | 0.36306 | 2468.1 | CA | CA |  | 450352_300001_1 | FALSE
| FALSE | SCL | 230 | SCL | 230 | 464271 | EASTPNE1 | 46445 | SOUTH | 1 | -47.9539 | 0 | 0 | 0 | 0 | -0.10302 | 465.5 | NW | NW |  | 464271_46445_1 | FALSE
| FALSE | SCL | 230 | SCL | 230 | 464271 | EASTPNE1 | 464272 | EASTPNE2 | 1 | 14.8001 | 0 | 0 | 0 | 0 | 0.0326 | 454.1 | NW | NW |  | 464271_464272_1 | FALSE
| FALSE | SCL | 230 | SCL | 230 | 464272 | EASTPNE2 | 464273 | EASTPNE3 | 1 | -18.3537 | 0 | 0 | 0 | 0 | -0.0404 | 454.1 | NW | NW |  | 464272_464273_1 | FALSE
| FALSE | SCL | 230 | SCL | 230 | 464273 | EASTPNE3 | 464274 | EASTPNE4 | 1 | -92.3713 | 0 | 0 | 0 | 0 | -0.122 | 757.15 | NW | NW |  | 464273_464274_1 | FALSE
| FALSE | SCL | 230 | BPAT | 230 | 464274 | EASTPNE4 | 40692 | MAPLEVLY_V12 | 1 | -125.525 | 0 | 0 | 0 | 0 | -0.3146 | 399 | NW | NW |  | 464274_40692_1 | FALSE
| FALSE | BPAT | 115 | DOPD | 115 | 471850 | LOUP_LOUP+ | 47251 | TWISP | 1 | 2.3345 | 0 | 0 | 0 | 0 | 0.041 | 57 | NW | NW |  | 471850_47251_1 | FALSE
| FALSE | BPAT | 230 | BPAT | 230 | 474390 | NDP | 47440 | HYCOM | 1 | 178.8354 | 0 | 0 | 0 | 0 | 0.39382 | 454.1 | NW | NW |  | 474390_47440_1 | FALSE
| FALSE | BPAT | 230 | BPAT | 230 | 474390 | NDP | 47441 | CHEMICAL | 1 | -31.4925 | 0 | 0 | 0 | 0 | -0.0694 | 454.1 | NW | NW |  | 474390_47441_1 | FALSE
| FALSE | AVA | 230 | AVA | 230 | 482891 | NOX_NOX_CIO | 48289 | NOXON_CON | 1 | 50.6041 | 0 | 0 | 0 | 0 | 0.074085 | 683.05 | NW | NW |  | 482891_48289_1 | FALSE
| FALSE | NWMT | 230 | NWMT | 230 | 623001 | BLG STEAMPLT | 623208 | BLG RIMROCK | 2 | -12.2281 | 0 | 0 | 0 | 0 | -0.0269 | 454.1 | Inland | Inland |  | 623001_623208_2 | FALSE
| FALSE | NWMT | 230 | NWMT | 230 | 623079 | BLG WICKS LN | 623208 | BLG RIMROCK | 1 | 119.0141 | 0 | 0 | 0 | 0 | 0.26209 | 454.1 | Inland | Inland |  | 623079_623208_1 | FALSE
| FALSE | NWMT | 230 | NWMT | 230 | 623181 | STLWTR WIND | 623210 | COLUMBS-RPLJ | 1 | -35.0907 | 0 | 0 | 0 | 0 | -0.0773 | 454.1 | Inland | Inland |  | 623181_623210_1 | FALSE
| FALSE | NWMT | 230 | NWMT | 230 | 623181 | STLWTR WIND | 626102 | WILSALL | 1 | 67.4314 | 0 | 0 | 0 | 0 | 0.14849 | 454.1 | Inland | Inland |  | 623181_626102_1 | FALSE
| FALSE | EPE | 345 | TEPC | 34.5 | 11047 | MACHOSPG | 160412 | MACHOSPRINGS | 1 | 0 | 0 | 0 | 0 | 0 | 0 | 190 | SW | SW |  | 11047_160412_1 | FALSE
| FALSE | AZPS | 500 | TEPC | 100 | 14005 | WESTWING | 160263 | WW.3WP1 | 1 | -41.1491 | 0 | 0 | 0 | 0 | -0.0645 | 638.4 | SW | SW |  | 14005_160263_1 | FALSE
| FALSE | AZPS | 230 | WALC | 69 | 14223 | ROUNDVLY | 17735 | ROUNDVLY | 1 | 3.671 | 0 | 0 | 0 | 0 | 0.29725 | 12.35 | SW | SW |  | 14223_17735_1 | FALSE
| FALSE | WALC | 69 | AZPS | 100 | 19608 | SNTARED3 | 14551 | SNTARST1 | 1 | -41.9784 | 0 | 0 | 0 | 0 | -0.2363 | 177.65 | SW | SW |  | 19608_14551_1 | FALSE
| FALSE | SRP | 500 | TEPC | 345 | 15001 | CORONADO | 160300 | CORONADO | 1 | -25.9542 | 0 | 0 | 0 | 0 | -0.0407 | 638.4 | SW | SW |  | 15001_160300_1 | FALSE
| FALSE | SRP | 500 | TEPC | 345 | 15001 | CORONADO | 160300 | CORONADO | 9B | -24.7896 | 0 | 0 | 0 | 0 | -0.0388 | 638.4 | SW | SW |  | 15001_160300_9B | FALSE
| FALSE | SRP | 500 | TEPC | 69 | 15001 | CORONADO | 165400 | CORONADO_NEC | 1 | 5.5621 | 0 | 0 | 0 | 0 | 0.0976 | 57 | SW | SW |  | 15001_165400_1 | FALSE
| FALSE | SRP | 500 | SRP | 230 | 15080 | PINAL_C | 15231 | PINAL_C | 3A | -106.014 | 0 | 0 | 0 | 0 | -0.18661 | 568.1 | SW | SW |  | 15080_15231_3A | FALSE
| FALSE | SRP | 500 | SRP | 230 | 15080 | PINAL_C | 15231 | PINAL_C | 3B | -106.236 | 0 | 0 | 0 | 0 | -0.187 | 568.1 | SW | SW |  | 15080_15231_3B | FALSE
| FALSE | SRP | 500 | TEPC | 345 | 15088 | PINAL_W | 160304 | PINAL_WEST | 1 | 166.1059 | 0 | 0 | 0 | 0 | 0.26019 | 638.4 | SW | SW |  | 15088_160304_1 | TRUE | SW SunZ East Area
| FALSE | TH_Mead | 230 | LDWP | 287 | 19012 | MEAD S | 26051 | MEAD | M | 96.144 | 0 | 0 | 0 | 0 | 0.24096 | 399 | SW | CA |  | 19012_26051_M | FALSE
| FALSE | IID | 230 | IID | 230 | 21028 | CITIZENS | 21030 | CTZNS_MP | 1 | -9.6537 | 0 | 0 | 0 | 0 | -0.32158 | 30.02 | CA | CA |  | 21028_21030_1 | FALSE
| FALSE | CISC | 230 | CISD | 17.5 | 24131 | S.ONOFRE | 23703 | SONGS SC MPA | 1 | 0 | 0 | 0 | 0 | 0 | 0 | 242.25 | CA | CA |  | 24131_23703_1 | FALSE
| FALSE | LDWP | 500 | NEVP | 50 | 26123 | CRYSTAL | 180524 | CRYSTAL2 | 2 | 77.5143 | 0 | 0 | 0 | 0 | 0.12142 | 638.4 | CA | SW |  | 26123_180524_2 | FALSE
| FALSE | LDWP | 500 | NEVP | 50 | 26123 | CRYSTAL | 180526 | CRYSTAL3 | 3 | 50.3985 | 0 | 0 | 0 | 0 | 0.0789 | 638.4 | CA | SW |  | 26123_180526_3 | FALSE
| FALSE | CIPB | 230 | CIPV | 34.5 | 30480 | RUSSELLSMUD | 365598 | SOLANO3C1 | 3 | -38.8929 | 0 | 0 | 0 | 0 | -0.17956 | 216.6 | CA | CA |  | 30480_365598_3 | FALSE
| FALSE | BPAT | 500 | BPAT | 230 | 40323 | CUSTER | 40321 | CUSTER | 1 | -12.8177 | 0 | 0 | 0 | 0 | -0.0102 | 1261.98 | NW | NW |  | 40323_40321_1 | FALSE
| FALSE | BPAT | 500 | BPAT | 230 | 40601 | KEELER | 40598 | KEELER E | 2 | 597.8023 | 0 | 0 | 0 | 0 | 0.61225 | 976.41 | NW | NW |  | 40601_40598_2 | FALSE
| FALSE | BPAT | 345 | BPAT | 230 | 40901 | ROSS | 40900 | ROSS_E | 4 | 222.2498 | 0 | 0 | 0 | 0 | 0.42244 | 526.11 | NW | NW |  | 40901_40900_4 | FALSE
| FALSE | BPAT | 230 | TPWR | 115 | 41049 | TACOMA N | 46651 | NORTHEAST_B | 2 | 122.2761 | 0 | 0 | 0 | 0 | 0.25742 | 475 | NW | NW |  | 41049_46651_2 | FALSE
| FALSE | BCHA | 230 | BCHA | 230 | 50016 | CKY 230 | 81955 | mid_81955 | 4 | -26.1725 | 0 | 0 | 0 | 0 | -0.16399 | 159.6 | CAN | CAN |  | 50016_81955_4 | FALSE
| FALSE | BCHA | 230 | BCHA | 230 | 50016 | CKY 230 | 81954 | mid_81954 | 5 | -9.069 | 0 | 0 | 0 | 0 | -0.12728 | 71.25 | CAN | CAN |  | 50016_81954_5 | FALSE
| FALSE | BCHA | 230 | BCHA | 230 | 50016 | CKY 230 | 81953 | mid_81953 | 6 | -10.0101 | 0 | 0 | 0 | 0 | -0.14049 | 71.25 | CAN | CAN |  | 50016_81953_6 | FALSE
| FALSE | BCHA | 230 | BCHA | 230 | 50019 | COK 230 | 81951 | mid_81951 | 3 | 62.3233 | 0 | 0 | 0 | 0 | 0.41653 | 149.625 | CAN | CAN |  | 50019_81951_3 | FALSE
| FALSE | BCHA | 230 | BCHA | 230 | 50019 | COK 230 | 81950 | mid_81950 | 1 | 54.5462 | 0 | 0 | 0 | 0 | 0.36455 | 149.625 | CAN | CAN |  | 50019_81950_1 | FALSE
| FALSE | BCHA | 230 | BCHA | 230 | 50020 | CMS 230 | 81952 | mid_81952 | 3 | 0.25349 | 0 | 0 | 0 | 0 | 0.0593 | 4.275 | CAN | CAN |  | 50020_81952_3 | FALSE
| FALSE | BCHA | 230 | BCHA | 230 | 50022 | CYP 2T2 | 81946 | mid_81946 | 2 | 39.7365 | 0 | 0 | 0 | 0 | 0.24898 | 159.6 | CAN | CAN |  | 50022_81946_2 | FALSE
| FALSE | BCHA | 230 | BCHA | 230 | 50023 | WLT 230 | 81756 | mid_81756 | 1 | 59.536 | 0 | 0 | 0 | 0 | 0.37303 | 159.6 | CAN | CAN |  | 50023_81756_1 | FALSE
| FALSE | BCHA | 230 | BCHA | 230 | 50023 | WLT 230 | 81755 | mid_81755 | 2 | 58.4849 | 0 | 0 | 0 | 0 | 0.36645 | 159.6 | CAN | CAN |  | 50023_81755_2 | FALSE
| FALSE | BCHA | 230 | BCHA | 230 | 50023 | WLT 230 | 81754 | mid_81754 | 3 | 60.4893 | 0 | 0 | 0 | 0 | 0.37901 | 159.6 | CAN | CAN |  | 50023_81754_3 | FALSE
| FALSE | BCHA | 230 | BCHA | 230 | 50024 | HPN 230 | 81906 | mid_81906 | 3 | 15.4087 | 0 | 0 | 0 | 0 | 0.10813 | 142.5 | CAN | CAN |  | 50024_81906_3 | FALSE
| FALSE | BCHA | 230 | BCHA | 230 | 50024 | HPN 230 | 81729 | mid_81729 | 7 | 44.2166 | 0 | 0 | 0 | 0 | 0.29552 | 149.625 | CAN | CAN |  | 50024_81729_7 | FALSE
| FALSE | BCHA | 230 | BCHA | 230 | 50024 | HPN 230 | 81728 | mid_81728 | 8 | 43.9322 | 0 | 0 | 0 | 0 | 0.29362 | 149.625 | CAN | CAN |  | 50024_81728_8 | FALSE
| FALSE | BCHA | 230 | BCHA | 230 | 50025 | MUR 230 | 81836 | mid_81836 | 2 | 38.1097 | 0 | 0 | 0 | 0 | 0.23878 | 159.6 | CAN | CAN |  | 50025_81836_2 | FALSE
| FALSE | BCHA | 230 | BCHA | 230 | 50025 | MUR 230 | 81835 | mid_81835 | 8 | 50.7032 | 0 | 0 | 0 | 0 | 0.35581 | 142.5 | CAN | CAN |  | 50025_81835_8 | FALSE
| FALSE | BCHA | 230 | BCHA | 230 | 50026 | BND 2T2 | 81981 | mid_81981 | 2 | 40.601 | 0 | 0 | 0 | 0 | 0.24146 | 168.15 | CAN | CAN |  | 50026_81981_2 | FALSE
| FALSE | BCHA | 230 | BCHA | 230 | 50028 | CSQ 230 | 81949 | mid_81949 | 1 | 59.4324 | 0 | 0 | 0 | 0 | 0.39721 | 149.625 | CAN | CAN |  | 50028_81949_1 | FALSE
| FALSE | BCHA | 230 | BCHA | 230 | 50028 | CSQ 230 | 81948 | mid_81948 | 2 | 61.3439 | 0 | 0 | 0 | 0 | 0.40998 | 149.625 | CAN | CAN |  | 50028_81948_2 | FALSE
| FALSE | BCHA | 230 | BCHA | 230 | 50028 | CSQ 230 | 81947 | mid_81947 | 3 | 65.3398 | 0 | 0 | 0 | 0 | 0.43669 | 149.625 | CAN | CAN |  | 50028_81947_3 | FALSE
| FALSE | BCHA | 230 | BCHA | 230 | 50029 | NEL 230 | 81834 | mid_81834 | 2 | 41.7446 | 0 | 0 | 0 | 0 | 0.27899 | 149.625 | CAN | CAN |  | 50029_81834_2 | FALSE
| FALSE | BCHA | 230 | BCHA | 230 | 50029 | NEL 230 | 81833 | mid_81833 | 3 | 41.7446 | 0 | 0 | 0 | 0 | 0.27899 | 149.625 | CAN | CAN |  | 50029_81833_3 | FALSE
| FALSE | BCHA | 230 | BCHA | 230 | 50030 | MAN 230 | 81723 | mid_81723 | 4 | 34.1864 | 0 | 0 | 0 | 0 | 0.23991 | 142.5 | CAN | CAN |  | 50030_81723_4 | FALSE
| FALSE | BCHA | 230 | BCHA | 230 | 50030 | MAN 230 | 81724 | mid_81724 | 5 | 37.6748 | 0 | 0 | 0 | 0 | 0.26438 | 142.5 | CAN | CAN |  | 50030_81724_5 | FALSE
| FALSE | BCHA | 230 | BCHA | 230 | 50031 | KI2 230 | 81868 | mid_81868 | 1 | 59.1562 | 0 | 0 | 0 | 0 | 0.41513 | 142.5 | CAN | CAN |  | 50031_81868_1 | FALSE
| FALSE | BCHA | 230 | BCHA | 230 | 50031 | KI2 230 | 81867 | mid_81867 | 2 | 42.1151 | 0 | 0 | 0 | 0 | 0.29555 | 142.5 | CAN | CAN |  | 50031_81867_2 | FALSE
| FALSE | BCHA | 230 | BCHA | 230 | 50031 | KI2 230 | 81866 | mid_81866 | 3 | 43.3206 | 0 | 0 | 0 | 0 | 0.304 | 142.5 | CAN | CAN |  | 50031_81866_3 | FALSE
| FALSE | BCHA | 230 | BCHA | 230 | 50031 | KI2 230 | 81865 | mid_81865 | 4 | 34.2157 | 0 | 0 | 0 | 0 | 0.22795 | 150.1 | CAN | CAN |  | 50031_81865_4 | FALSE
| FALSE | BCHA | 230 | BCHA | 230 | 50031 | KI2 230 | 81864 | mid_81864 | 5 | 34.1244 | 0 | 0 | 0 | 0 | 0.22734 | 150.1 | CAN | CAN |  | 50031_81864_5 | FALSE
| FALSE | BCHA | 230 | BCHA | 230 | 50032 | SPG 230 | 81786 | mid_81786 | 12 | 51.5792 | 0 | 0 | 0 | 0 | 0.30674 | 168.15 | CAN | CAN |  | 50032_81786_12 | FALSE
| FALSE | BCHA | 230 | BCHA | 230 | 50032 | SPG 230 | 81785 | mid_81785 | 13 | 51.1658 | 0 | 0 | 0 | 0 | 0.30429 | 168.15 | CAN | CAN |  | 50032_81785_13 | FALSE
| FALSE | BCHA | 230 | BCHA | 230 | 50039 | CAM 2B4 | 81975 | mid_81975 | 2 | 48.8482 | 0 | 0 | 0 | 0 | 0.32544 | 150.1 | CAN | CAN |  | 50039_81975_2 | FALSE
| FALSE | BCHA | 500 | BCHA | 500 | 50046 | MSA 500 | 81839 | mid_81839 | 1 | -71.7992 | 0 | 0 | 0 | 0 | -0.12596 | 570 | CAN | CAN |  | 50046_81839_1 | FALSE
| FALSE | BCHA | 500 | BCHA | 500 | 50046 | MSA 500 | 81838 | mid_81838 | 2 | -71.8317 | 0 | 0 | 0 | 0 | -0.12602 | 570 | CAN | CAN |  | 50046_81838_2 | FALSE
| FALSE | BCHA | 230 | BCHA | 500 | 50017 | MSA 230B | 81838 | mid_81838 | 2 | 71.8317 | 0 | 0 | 0 | 0 | 0.12602 | 570 | CAN | CAN |  | 50017_81838_2 | FALSE
| FALSE | BCHA | 500 | BCHA | 500 | 50047 | MDN 500 | 81855 | mid_81855 | 1 | 545.1356 | 0 | 0 | 0 | 0 | 0.47819 | 1140 | CAN | CAN |  | 50047_81855_1 | FALSE
| FALSE | BCHA | 230 | BCHA | 500 | 50018 | MDN 230 | 81855 | mid_81855 | 1 | -545.136 | 0 | 0 | 0 | 0 | -0.47819 | 1140 | CAN | CAN |  | 50018_81855_1 | FALSE
| FALSE | BCHA | 500 | BCHA | 500 | 50047 | MDN 500 | 81853 | mid_81853 | 3 | 544.7528 | 0 | 0 | 0 | 0 | 0.47785 | 1140 | CAN | CAN |  | 50047_81853_3 | FALSE
| FALSE | BCHA | 230 | BCHA | 500 | 50018 | MDN 230 | 81853 | mid_81853 | 3 | -544.753 | 0 | 0 | 0 | 0 | -0.47785 | 1140 | CAN | CAN |  | 50018_81853_3 | FALSE
| FALSE | BCHA | 230 | BCHA | 230 | 50060 | MPT 230 | 81843 | mid_81843 | 1 | 33.8884 | 0 | 0 | 0 | 0 | 0.22649 | 149.625 | CAN | CAN |  | 50060_81843_1 | FALSE
| FALSE | BCHA | 230 | BCHA | 230 | 50060 | MPT 230 | 81842 | mid_81842 | 2 | 33.3256 | 0 | 0 | 0 | 0 | 0.22273 | 149.625 | CAN | CAN |  | 50060_81842_2 | FALSE
| FALSE | BCHA | 230 | BCHA | 230 | 50183 | ING 230 | 81893 | mid_81893 | 7 | 43.7641 | 0 | 0 | 0 | 0 | 0.27421 | 159.6 | CAN | CAN |  | 50183_81893_7 | FALSE
| FALSE | BCHA | 230 | BCHA | 230 | 50183 | ING 230 | 81892 | mid_81892 | 8 | 42.9494 | 0 | 0 | 0 | 0 | 0.26911 | 159.6 | CAN | CAN |  | 50183_81892_8 | FALSE
| FALSE | BCHA | 230 | BCHA | 230 | 50183 | ING 230 | 81891 | mid_81891 | 9 | 40.2371 | 0 | 0 | 0 | 0 | 0.28236 | 142.5 | CAN | CAN |  | 50183_81891_9 | FALSE
| FALSE | BCHA | 230 | BCHA | 230 | 50184 | MLN 230 | 81848 | mid_81848 | 5 | 34.668 | 0 | 0 | 0 | 0 | 0.24328 | 142.5 | CAN | CAN |  | 50184_81848_5 | FALSE
| FALSE | BCHA | 230 | BCHA | 230 | 50184 | MLN 230 | 81847 | mid_81847 | 6 | 34.7878 | 0 | 0 | 0 | 0 | 0.24413 | 142.5 | CAN | CAN |  | 50184_81847_6 | FALSE
| FALSE | BCHA | 230 | BCHA | 230 | 50184 | MLN 230 | 81850 | mid_81850 | 2 | 67.8731 | 0 | 0 | 0 | 0 | 0.45219 | 150.1 | CAN | CAN |  | 50184_81850_2 | FALSE
| FALSE | BCHA | 230 | BCHA | 230 | 50184 | MLN 230 | 81849 | mid_81849 | 3 | 68.8092 | 0 | 0 | 0 | 0 | 0.45842 | 150.1 | CAN | CAN |  | 50184_81849_3 | FALSE
| FALSE | BCHA | 230 | BCHA | 230 | 50185 | ALZ 230 | 81997 | mid_81997 | 3 | 34.7383 | 0 | 0 | 0 | 0 | 0.21766 | 159.6 | CAN | CAN |  | 50185_81997_3 | FALSE
| FALSE | BCHA | 230 | BCHA | 230 | 50188 | BSY 230 | 81987 | mid_81987 | 7 | 1.84e-13 | 0 | 0 | 0 | 0 | 1.29e-14 | 14.25 | CAN | CAN |  | 50188_81987_7 | FALSE
| FALSE | BCHA | 230 | BCHA | 230 | 50188 | BSY 230 | 81986 | mid_81986 | 8 | -1.14e-14 | 0 | 0 | 0 | 0 | -8.02e-16 | 14.25 | CAN | CAN |  | 50188_81986_8 | FALSE
| FALSE | BCHA | 230 | BCHA | 230 | 50189 | WHY 2B2 | 81758 | mid_81758 | 2 | 59.1712 | 0 | 0 | 0 | 0 | 0.39421 | 150.1 | CAN | CAN |  | 50189_81758_2 | FALSE
| FALSE | BCHA | 230 | BCHA | 230 | 50190 | CBN 230 | 81966 | mid_81966 | 6 | 34.7668 | 0 | 0 | 0 | 0 | 0.24398 | 142.5 | CAN | CAN |  | 50190_81966_6 | FALSE
| FALSE | BCHA | 230 | BCHA | 230 | 50190 | CBN 230 | 81965 | mid_81965 | 7 | 34.7668 | 0 | 0 | 0 | 0 | 0.24398 | 142.5 | CAN | CAN |  | 50190_81965_7 | FALSE
| FALSE | BCHA | 230 | BCHA | 230 | 50190 | CBN 230 | 81968 | mid_81968 | 3 | 66.3862 | 0 | 0 | 0 | 0 | 0.44228 | 150.1 | CAN | CAN |  | 50190_81968_3 | FALSE
| FALSE | BCHA | 230 | BCHA | 230 | 50190 | CBN 230 | 81967 | mid_81967 | 4 | 65.4562 | 0 | 0 | 0 | 0 | 0.43608 | 150.1 | CAN | CAN |  | 50190_81967_4 | FALSE
| FALSE | BCHA | 345 | BCHA | 345 | 50193 | BRT 345 | 81976 | mid_81976 | 4 | 109.845 | 0 | 0 | 0 | 0 | 0.25695 | 427.5 | CAN | CAN |  | 50193_81976_4 | FALSE
| FALSE | BCHA | 230 | BCHA | 345 | 50187 | BRT 230 | 81976 | mid_81976 | 4 | -109.845 | 0 | 0 | 0 | 0 | -0.25695 | 427.5 | CAN | CAN |  | 50187_81976_4 | FALSE
| FALSE | BCHA | 500 | BCHA | 500 | 50194 | ING 500 | 81896 | mid_81896 | 2 | 444.6412 | 0 | 0 | 0 | 0 | 0.39004 | 1140 | CAN | CAN |  | 50194_81896_2 | FALSE
| FALSE | BCHA | 230 | BCHA | 500 | 50183 | ING 230 | 81896 | mid_81896 | 2 | -444.641 | 0 | 0 | 0 | 0 | -0.39004 | 1140 | CAN | CAN |  | 50183_81896_2 | FALSE
| FALSE | BCHA | 500 | BCHA | 500 | 50194 | ING 500 | 81895 | mid_81895 | 4 | 436.1792 | 0 | 0 | 0 | 0 | 0.38261 | 1140 | CAN | CAN |  | 50194_81895_4 | FALSE
| FALSE | BCHA | 230 | BCHA | 500 | 50183 | ING 230 | 81895 | mid_81895 | 4 | -436.179 | 0 | 0 | 0 | 0 | -0.38261 | 1140 | CAN | CAN |  | 50183_81895_4 | FALSE
| FALSE | BCHA | 500 | BCHA | 500 | 50194 | ING 500 | 81894 | mid_81894 | 5 | 443.6761 | 0 | 0 | 0 | 0 | 0.38919 | 1140 | CAN | CAN |  | 50194_81894_5 | FALSE
| FALSE | BCHA | 230 | BCHA | 500 | 50183 | ING 230 | 81894 | mid_81894 | 5 | -443.676 | 0 | 0 | 0 | 0 | -0.38919 | 1140 | CAN | CAN |  | 50183_81894_5 | FALSE
| FALSE | BCHA | 345 | BCHA | 345 | 50303 | BR1 3T1 | 81980 | mid_81980 | 1 | -36.6165 | 0 | 0 | 0 | 0 | -0.2898 | 126.35 | CAN | CAN |  | 50303_81980_1 | FALSE
| FALSE | BCHA | 230 | BCHA | 230 | 50360 | VIT 230 | 81768 | mid_81768 | 5 | 25.1101 | 0 | 0 | 0 | 0 | 0.14684 | 171 | CAN | CAN |  | 50360_81768_5 | FALSE
| FALSE | BCHA | 230 | BCHA | 230 | 50360 | VIT 230 | 81767 | mid_81767 | 6 | 24.8604 | 0 | 0 | 0 | 0 | 0.14538 | 171 | CAN | CAN |  | 50360_81767_6 | FALSE
| FALSE | BCHA | 230 | BCHA | 230 | 50360 | VIT 230 | 81765 | mid_81765 | 10 | 26.0378 | 0 | 0 | 0 | 0 | 0.16314 | 159.6 | CAN | CAN |  | 50360_81765_10 | FALSE
| FALSE | BCHA | 230 | BCHA | 230 | 50360 | VIT 230 | 81766 | mid_81766 | 9 | 25.9031 | 0 | 0 | 0 | 0 | 0.1623 | 159.6 | CAN | CAN |  | 50360_81766_9 | FALSE
| FALSE | BCHA | 230 | BCHA | 230 | 50363 | DMR 230 | 81942 | mid_81942 | 4 | 38.6153 | 0 | 0 | 0 | 0 | 0.24195 | 159.6 | CAN | CAN |  | 50363_81942_4 | FALSE
| FALSE | BCHA | 230 | BCHA | 230 | 50363 | DMR 230 | 81941 | mid_81941 | 5 | 74.0366 | 0 | 0 | 0 | 0 | 0.25978 | 285 | CAN | CAN |  | 50363_81941_5 | FALSE
| FALSE | BCHA | 230 | BCHA | 230 | 50363 | DMR 230 | 81940 | mid_81940 | 6 | 73.9118 | 0 | 0 | 0 | 0 | 0.25934 | 285 | CAN | CAN |  | 50363_81940_6 | FALSE
| FALSE | BCHA | 230 | BCHA | 230 | 50363 | DMR 230 | 81939 | mid_81939 | 7 | 38.8135 | 0 | 0 | 0 | 0 | 0.24319 | 159.6 | CAN | CAN |  | 50363_81939_7 | FALSE
| FALSE | BCHA | 230 | BCHA | 230 | 50364 | GLD 230 | 81925 | mid_81925 | 1 | -21.1894 | 0 | 0 | 0 | 0 | -0.13277 | 159.6 | CAN | CAN |  | 50364_81925_1 | FALSE
| FALSE | BCHA | 230 | BCHA | 230 | 50364 | GLD 230 | 81924 | mid_81924 | 4 | -21.08 | 0 | 0 | 0 | 0 | -0.13208 | 159.6 | CAN | CAN |  | 50364_81924_4 | FALSE
| FALSE | BCHA | 230 | BCHA | 230 | 50367 | HSY 230 | 81905 | mid_81905 | 1 | 22.8437 | 0 | 0 | 0 | 0 | 0.15267 | 149.625 | CAN | CAN |  | 50367_81905_1 | FALSE
| FALSE | BCHA | 230 | BCHA | 230 | 50367 | HSY 230 | 81904 | mid_81904 | 2 | 22.8437 | 0 | 0 | 0 | 0 | 0.15267 | 149.625 | CAN | CAN |  | 50367_81904_2 | FALSE
| FALSE | BCHA | 230 | BCHA | 230 | 50367 | HSY 230 | 81903 | mid_81903 | 11 | 33.4333 | 0 | 0 | 0 | 0 | 0.22345 | 149.625 | CAN | CAN |  | 50367_81903_11 | FALSE
| FALSE | BCHA | 230 | BCHA | 230 | 50367 | HSY 230 | 81902 | mid_81902 | 12 | 39.0742 | 0 | 0 | 0 | 0 | 0.24483 | 159.6 | CAN | CAN |  | 50367_81902_12 | FALSE
| FALSE | BCHA | 230 | BCHA | 230 | 50368 | ESQ 2B3 | 81936 | mid_81936 | 13 | 21.929 | 0 | 0 | 0 | 0 | 0.1374 | 159.6 | CAN | CAN |  | 50368_81936_13 | FALSE
| FALSE | BCHA | 500 | BCHA | 500 | 50370 | DMR 500 | 81944 | mid_81944 | 1 | 349.424 | 0 | 0 | 0 | 0 | 0.30651 | 1140 | CAN | CAN |  | 50370_81944_1 | FALSE
| FALSE | BCHA | 230 | BCHA | 500 | 50363 | DMR 230 | 81944 | mid_81944 | 1 | -349.424 | 0 | 0 | 0 | 0 | -0.30651 | 1140 | CAN | CAN |  | 50363_81944_1 | FALSE
| FALSE | BCHA | 500 | BCHA | 500 | 50370 | DMR 500 | 81943 | mid_81943 | 2 | 351.4876 | 0 | 0 | 0 | 0 | 0.30832 | 1140 | CAN | CAN |  | 50370_81943_2 | FALSE
| FALSE | BCHA | 230 | BCHA | 500 | 50363 | DMR 230 | 81943 | mid_81943 | 2 | -351.488 | 0 | 0 | 0 | 0 | -0.30832 | 1140 | CAN | CAN |  | 50363_81943_2 | FALSE
| FALSE | BCHA | 287 | BCHA | 287 | 50456 | SKA 287 | 81787 | mid_81787 | 6 | 5.1687 | 0 | 0 | 0 | 0 | 0.0585 | 88.35 | CAN | CAN |  | 50456_81787_6 | FALSE
| FALSE | BCHA | 287 | BCHA | 287 | 50456 | SKA 287 | 81788 | mid_81788 | 5 | 7.7069 | 0 | 0 | 0 | 0 | 0.0872 | 88.35 | CAN | CAN |  | 50456_81788_5 | FALSE
| FALSE | BCHA | 230 | BCHA | 230 | 50457 | TKW 2B2 | 81770 | mid_81770 | 4 | 16.4133 | 0 | 0 | 0 | 0 | 0.10284 | 159.6 | CAN | CAN |  | 50457_81770_4 | FALSE
| FALSE | BCHA | 287 | BCHA | 287 | 50458 | MIN 287 | 81852 | mid_81852 | 2 | 15.9512 | 0 | 0 | 0 | 0 | 0.14992 | 106.4 | CAN | CAN |  | 50458_81852_2 | FALSE
| FALSE | BCHA | 287 | BCHA | 287 | 50458 | MIN 287 | 81851 | mid_81851 | 3 | 0 | 0 | 0 | 0 | 0 | 0 | 95 | CAN | CAN |  | 50458_81851_3 | FALSE
| FALSE | BCHA | 287 | BCHA | 287 | 50460 | KMO 287N | 81885 | mid_81885 | 1 | -79.596 | 0 | 0 | 0 | 0 | -0.22343 | 356.25 | CAN | CAN |  | 50460_81885_1 | FALSE
| FALSE | BCHA | 287 | BCHA | 287 | 50460 | KMO 287N | 81884 | mid_81884 | 2 | -79.596 | 0 | 0 | 0 | 0 | -0.22343 | 356.25 | CAN | CAN |  | 50460_81884_2 | FALSE
| FALSE | BCHA | 500 | BCHA | 500 | 50463 | SKA 500 | 81791 | mid_81791 | 1 | 171.6889 | 0 | 0 | 0 | 0 | 0.26894 | 638.4 | CAN | CAN |  | 50463_81791_1 | FALSE
| FALSE | BCHA | 287 | BCHA | 500 | 50456 | SKA 287 | 81791 | mid_81791 | 1 | -171.689 | 0 | 0 | 0 | 0 | -0.26894 | 638.4 | CAN | CAN |  | 50456_81791_1 | FALSE
| FALSE | BCHA | 500 | BCHA | 500 | 50463 | SKA 500 | 81790 | mid_81790 | 2 | 168.4009 | 0 | 0 | 0 | 0 | 0.26379 | 638.4 | CAN | CAN |  | 50463_81790_2 | FALSE
| FALSE | BCHA | 287 | BCHA | 500 | 50456 | SKA 287 | 81790 | mid_81790 | 2 | -168.401 | 0 | 0 | 0 | 0 | -0.26379 | 638.4 | CAN | CAN |  | 50456_81790_2 | FALSE
| FALSE | BCHA | 500 | BCHA | 500 | 50463 | SKA 500 | 81104 | mid_99883 | 3 | 169.1891 | 0 | 0 | 0 | 0 | 0.26502 | 638.4 | CAN | CAN |  | 50463_81104_3 | FALSE
| FALSE | BCHA | 287 | BCHA | 500 | 50456 | SKA 287 | 81104 | mid_99883 | 3 | -169.189 | 0 | 0 | 0 | 0 | -0.26502 | 638.4 | CAN | CAN |  | 50456_81104_3 | FALSE
| FALSE | BCHA | 500 | BCHA | 500 | 50464 | TKW 500 | 81772 | mid_81772 | 2 | 16.4133 | 0 | 0 | 0 | 0 | 0.0514 | 319.2 | CAN | CAN |  | 50464_81772_2 | FALSE
| FALSE | BCHA | 230 | BCHA | 500 | 50457 | TKW 2B2 | 81772 | mid_81772 | 2 | -16.4133 | 0 | 0 | 0 | 0 | -0.0514 | 319.2 | CAN | CAN |  | 50457_81772_2 | FALSE
| FALSE | BCHA | 500 | BCHA | 500 | 50464 | TKW 500 | 81771 | mid_81771 | 3 | 16.4979 | 0 | 0 | 0 | 0 | 0.0579 | 285 | CAN | CAN |  | 50464_81771_3 | FALSE
| FALSE | BCHA | 230 | BCHA | 500 | 80175 | TKW 2B3 | 81771 | mid_81771 | 3 | -16.4979 | 0 | 0 | 0 | 0 | -0.0579 | 285 | CAN | CAN |  | 80175_81771_3 | FALSE
| FALSE | BCHA | 230 | BCHA | 230 | 50541 | KDS 230 | 81878 | mid_81878 | 3 | -5.1805 | 0 | 0 | 0 | 0 | -0.0325 | 159.6 | CAN | CAN |  | 50541_81878_3 | FALSE
| FALSE | BCHA | 230 | BCHA | 230 | 50542 | WSN 230 | 81751 | mid_81751 | 5 | 24.2417 | 0 | 0 | 0 | 0 | 0.15189 | 159.6 | CAN | CAN |  | 50542_81751_5 | FALSE
| FALSE | BCHA | 230 | BCHA | 230 | 50542 | WSN 230 | 81750 | mid_81750 | 6 | 24.0329 | 0 | 0 | 0 | 0 | 0.15058 | 159.6 | CAN | CAN |  | 50542_81750_6 | FALSE
| FALSE | BCHA | 230 | BCHA | 230 | 50542 | WSN 230 | 81749 | mid_81749 | 7 | 24.3662 | 0 | 0 | 0 | 0 | 0.15267 | 159.6 | CAN | CAN |  | 50542_81749_7 | FALSE
| FALSE | BCHA | 230 | BCHA | 230 | 50543 | GLN 230 | 81917 | mid_81917 | 11 | 5.8414 | 0 | 0 | 0 | 0 | 0.041 | 142.5 | CAN | CAN |  | 50543_81917_11 | FALSE
| FALSE | BCHA | 230 | BCHA | 230 | 50545 | BLW 230 | 81984 | mid_81984 | 2 | 6.9505 | 0 | 0 | 0 | 0 | 0.0981 | 70.87 | CAN | CAN |  | 50545_81984_2 | FALSE
| FALSE | BCHA | 230 | BCHA | 230 | 50545 | BLW 230 | 81983 | mid_81983 | 3 | 7.0161 | 0 | 0 | 0 | 0 | 0.099 | 70.87 | CAN | CAN |  | 50545_81983_3 | FALSE
| FALSE | BCHA | 230 | BCHA | 230 | 50546 | SCK 230 | 81799 | mid_81799 | 1 | 20.7102 | 0 | 0 | 0 | 0 | 0.12976 | 159.6 | CAN | CAN |  | 50546_81799_1 | FALSE
| FALSE | BCHA | 230 | BCHA | 230 | 50546 | SCK 230 | 81798 | mid_81798 | 2 | 20.7589 | 0 | 0 | 0 | 0 | 0.13007 | 159.6 | CAN | CAN |  | 50546_81798_2 | FALSE
| FALSE | BCHA | 230 | BCHA | 230 | 50547 | HMH 2B6 | 81910 | mid_81910 | 1 | 7.7486 | 0 | 0 | 0 | 0 | 0.10875 | 71.25 | CAN | CAN |  | 50547_81910_1 | FALSE
| FALSE | BCHA | 230 | BCHA | 230 | 50549 | QNT 230 | 81812 | mid_81812 | 1 | 0.21816 | 0 | 0 | 0 | 0 | 0.00459 | 47.5 | CAN | CAN |  | 50549_81812_1 | FALSE
| FALSE | BCHA | 230 | BCHA | 230 | 50549 | QNT 230 | 81811 | mid_81811 | 2 | 0.22184 | 0 | 0 | 0 | 0 | 0.00467 | 47.5 | CAN | CAN |  | 50549_81811_2 | FALSE
| FALSE | BCHA | 230 | BCHA | 230 | 50550 | QRP 230 | 81809 | mid_81809 | 2 | 25.5353 | 0 | 0 | 0 | 0 | 0.36031 | 70.87 | CAN | CAN |  | 50550_81809_2 | FALSE
| FALSE | BCHA | 230 | BCHA | 230 | 50550 | QRP 230 | 81810 | mid_81810 | 1 | 24.397 | 0 | 0 | 0 | 0 | 0.34425 | 70.87 | CAN | CAN |  | 50550_81810_1 | FALSE
| FALSE | BCHA | 230 | BCHA | 230 | 50550 | QRP 230 | 81808 | mid_81808 | 3 | 24.326 | 0 | 0 | 0 | 0 | 0.34325 | 70.87 | CAN | CAN |  | 50550_81808_3 | FALSE
| FALSE | BCHA | 230 | BCHA | 230 | 50553 | BMT 230 | 81743 | mid_81743 | 1 | 47.4307 | 0 | 0 | 0 | 0 | 0.33285 | 142.5 | CAN | CAN |  | 50553_81743_1 | FALSE
| FALSE | BCHA | 230 | BCHA | 230 | 50553 | BMT 230 | 81730 | mid_81730 | 2 | 47.3618 | 0 | 0 | 0 | 0 | 0.33236 | 142.5 | CAN | CAN |  | 50553_81730_2 | FALSE
| FALSE | BCHA | 230 | BCHA | 230 | 50553 | BMT 230 | 81742 | mid_81742 | 3 | 47.5271 | 0 | 0 | 0 | 0 | 0.33352 | 142.5 | CAN | CAN |  | 50553_81742_3 | FALSE
| FALSE | BCHA | 230 | BCHA | 230 | 50555 | TAC 230 | 81775 | mid_81775 | 3 | 3.7441 | 0 | 0 | 0 | 0 | 0.0525 | 71.25 | CAN | CAN |  | 50555_81775_3 | FALSE
| FALSE | BCHA | 500 | BCHA | 500 | 50558 | GMS 500 | 81914 | mid_81914 | 13 | 14.7477 | 0 | 0 | 0 | 0 | 0.0517 | 285 | CAN | CAN |  | 50558_81914_13 | FALSE
| FALSE | BCHA | 230 | BCHA | 500 | 50540 | GMS 230 | 81914 | mid_81914 | 13 | -14.7477 | 0 | 0 | 0 | 0 | -0.0517 | 285 | CAN | CAN |  | 50540_81914_13 | FALSE
| FALSE | BCHA | 500 | BCHA | 500 | 50558 | GMS 500 | 81913 | mid_81913 | 14 | 14.6645 | 0 | 0 | 0 | 0 | 0.0515 | 285 | CAN | CAN |  | 50558_81913_14 | FALSE
| FALSE | BCHA | 230 | BCHA | 500 | 50540 | GMS 230 | 81913 | mid_81913 | 14 | -14.6645 | 0 | 0 | 0 | 0 | -0.0515 | 285 | CAN | CAN |  | 50540_81913_14 | FALSE
| FALSE | BCHA | 500 | BCHA | 500 | 50559 | PCN 500 | 81818 | mid_81818 | 1 | -190.351 | 0 | 0 | 0 | 0 | -0.54433 | 349.695 | CAN | CAN |  | 50559_81818_1 | FALSE
| FALSE | BCHA | 500 | BCHA | 500 | 50559 | PCN 500 | 81817 | mid_81817 | 2 | -190.351 | 0 | 0 | 0 | 0 | -0.54433 | 349.695 | CAN | CAN |  | 50559_81817_2 | FALSE
| FALSE | BCHA | 500 | BCHA | 500 | 50560 | KDS 500 | 81879 | mid_81879 | 1 | 48.4574 | 0 | 0 | 0 | 0 | 0.17003 | 285 | CAN | CAN |  | 50560_81879_1 | FALSE
| FALSE | BCHA | 230 | BCHA | 500 | 50541 | KDS 230 | 81879 | mid_81879 | 1 | -48.4574 | 0 | 0 | 0 | 0 | -0.17003 | 285 | CAN | CAN |  | 50541_81879_1 | FALSE
| FALSE | BCHA | 500 | BCHA | 500 | 50561 | WSN 500 | 81753 | mid_81753 | 2 | 98.2811 | 0 | 0 | 0 | 0 | 0.18841 | 521.645 | CAN | CAN |  | 50561_81753_2 | FALSE
| FALSE | BCHA | 230 | BCHA | 500 | 50542 | WSN 230 | 81753 | mid_81753 | 2 | -98.2811 | 0 | 0 | 0 | 0 | -0.18841 | 521.645 | CAN | CAN |  | 50542_81753_2 | FALSE
| FALSE | BCHA | 500 | BCHA | 500 | 50561 | WSN 500 | 81752 | mid_81752 | 4 | 98.566 | 0 | 0 | 0 | 0 | 0.0865 | 1140 | CAN | CAN |  | 50561_81752_4 | FALSE
| FALSE | BCHA | 230 | BCHA | 500 | 50542 | WSN 230 | 81752 | mid_81752 | 4 | -98.566 | 0 | 0 | 0 | 0 | -0.0865 | 1140 | CAN | CAN |  | 50542_81752_4 | FALSE
| FALSE | BCHA | 500 | BCHA | 500 | 50562 | GLN 500 | 81923 | mid_81923 | 1 | 14.8048 | 0 | 0 | 0 | 0 | 0.026 | 570 | CAN | CAN |  | 50562_81923_1 | FALSE
| FALSE | BCHA | 230 | BCHA | 500 | 50543 | GLN 230 | 81923 | mid_81923 | 1 | -14.8048 | 0 | 0 | 0 | 0 | -0.026 | 570 | CAN | CAN |  | 50543_81923_1 | FALSE
| FALSE | BCHA | 500 | BCHA | 500 | 50562 | GLN 500 | 81922 | mid_81922 | 2 | 14.7639 | 0 | 0 | 0 | 0 | 0.025902 | 570 | CAN | CAN |  | 50562_81922_2 | FALSE
| FALSE | BCHA | 230 | BCHA | 500 | 50543 | GLN 230 | 81922 | mid_81922 | 2 | -14.7639 | 0 | 0 | 0 | 0 | -0.0259 | 570 | CAN | CAN |  | 50543_81922_2 | FALSE
| FALSE | BCHA | 230 | BCHA | 230 | 50691 | NIC 230 | 81830 | mid_81830 | 5 | 84.6433 | 0 | 0 | 0 | 0 | 0.31066 | 272.46 | CAN | CAN |  | 50691_81830_5 | FALSE
| FALSE | BCHA | 230 | BCHA | 230 | 50691 | NIC 230 | 81829 | mid_81829 | 6 | 84.8244 | 0 | 0 | 0 | 0 | 0.31133 | 272.46 | CAN | CAN |  | 50691_81829_6 | FALSE
| FALSE | BCHA | 230 | BCHA | 230 | 50693 | VNT 230 | 81764 | mid_81764 | 1 | 52.8196 | 0 | 0 | 0 | 0 | 0.33095 | 159.6 | CAN | CAN |  | 50693_81764_1 | FALSE
| FALSE | BCHA | 230 | BCHA | 230 | 50693 | VNT 230 | 81763 | mid_81763 | 2 | 53.838 | 0 | 0 | 0 | 0 | 0.33733 | 159.6 | CAN | CAN |  | 50693_81763_2 | FALSE
| FALSE | BCHA | 230 | BCHA | 230 | 50694 | VVW 230 | 81759 | mid_81759 | 2 | 49.1335 | 0 | 0 | 0 | 0 | 0.30785 | 159.6 | CAN | CAN |  | 50694_81759_2 | FALSE
| FALSE | BCHA | 230 | BCHA | 230 | 50694 | VVW 230 | 81760 | mid_81760 | 3 | 48.3657 | 0 | 0 | 0 | 0 | 0.30304 | 159.6 | CAN | CAN |  | 50694_81760_3 | FALSE
| FALSE | BCHA | 230 | BCHA | 230 | 50696 | ILL 230 | 81897 | mid_81897 | 4 | -21.7731 | 0 | 0 | 0 | 0 | -0.30559 | 71.25 | CAN | CAN |  | 50696_81897_4 | FALSE
| FALSE | BCHA | 500 | BCHA | 500 | 50701 | REV 500 | 81807 | mid_81807 | 7 | -6.1898 | 0 | 0 | 0 | 0 | -0.0207 | 299.25 | CAN | CAN |  | 50701_81807_7 | FALSE
| FALSE | BCHA | 230 | BCHA | 500 | 50689 | REV 230 | 81807 | mid_81807 | 7 | 6.1898 | 0 | 0 | 0 | 0 | 0.0207 | 299.25 | CAN | CAN |  | 50689_81807_7 | FALSE
| FALSE | BCHA | 500 | BCHA | 500 | 50701 | REV 500 | 81806 | mid_81806 | 8 | -6.2079 | 0 | 0 | 0 | 0 | -0.0207 | 299.25 | CAN | CAN |  | 50701_81806_8 | FALSE
| FALSE | BCHA | 230 | BCHA | 500 | 50689 | REV 230 | 81806 | mid_81806 | 8 | 6.2079 | 0 | 0 | 0 | 0 | 0.0207 | 299.25 | CAN | CAN |  | 50689_81806_8 | FALSE
| FALSE | BCHA | 500 | BCHA | 500 | 50702 | ACK 500 | 81999 | mid_81999 | 2 | 190.8348 | 0 | 0 | 0 | 0 | 0.1674 | 1140 | CAN | CAN |  | 50702_81999_2 | FALSE
| FALSE | BCHA | 230 | BCHA | 500 | 50690 | ACK 230 | 81999 | mid_81999 | 2 | -190.835 | 0 | 0 | 0 | 0 | -0.1674 | 1140 | CAN | CAN |  | 50690_81999_2 | FALSE
| FALSE | BCHA | 500 | BCHA | 500 | 50702 | ACK 500 | 81998 | mid_81998 | 3 | 190.3251 | 0 | 0 | 0 | 0 | 0.16695 | 1140 | CAN | CAN |  | 50702_81998_3 | FALSE
| FALSE | BCHA | 230 | BCHA | 500 | 50690 | ACK 230 | 81998 | mid_81998 | 3 | -190.325 | 0 | 0 | 0 | 0 | -0.16695 | 1140 | CAN | CAN |  | 50690_81998_3 | FALSE
| FALSE | BCHA | 500 | BCHA | 500 | 50703 | NIC 500 | 81832 | mid_81832 | 2 | 133.1182 | 0 | 0 | 0 | 0 | 0.11677 | 1140 | CAN | CAN |  | 50703_81832_2 | FALSE
| FALSE | BCHA | 230 | BCHA | 500 | 50691 | NIC 230 | 81832 | mid_81832 | 2 | -133.118 | 0 | 0 | 0 | 0 | -0.11677 | 1140 | CAN | CAN |  | 50691_81832_2 | FALSE
| FALSE | BCHA | 500 | BCHA | 500 | 50703 | NIC 500 | 81831 | mid_81831 | 3 | 133.8487 | 0 | 0 | 0 | 0 | 0.11741 | 1140 | CAN | CAN |  | 50703_81831_3 | FALSE
| FALSE | BCHA | 230 | BCHA | 500 | 50691 | NIC 230 | 81831 | mid_81831 | 3 | -133.849 | 0 | 0 | 0 | 0 | -0.11741 | 1140 | CAN | CAN |  | 50691_81831_3 | FALSE
| FALSE | BCHA | 500 | BCHA | 500 | 50704 | KLY 500 | 81863 | mid_81863 | 1 | 68.573 | 0 | 0 | 0 | 0 | 0.24061 | 285 | CAN | CAN |  | 50704_81863_1 | FALSE
| FALSE | BCHA | 230 | BCHA | 500 | 50692 | KLY 230 | 81863 | mid_81863 | 1 | -68.573 | 0 | 0 | 0 | 0 | -0.24061 | 285 | CAN | CAN |  | 50692_81863_1 | FALSE
| FALSE | BCHA | 500 | BCHA | 500 | 50704 | KLY 500 | 81862 | mid_81862 | 4 | 65.1886 | 0 | 0 | 0 | 0 | 0.22873 | 285 | CAN | CAN |  | 50704_81862_4 | FALSE
| FALSE | BCHA | 230 | BCHA | 500 | 50692 | KLY 230 | 81862 | mid_81862 | 4 | -65.1886 | 0 | 0 | 0 | 0 | -0.22873 | 285 | CAN | CAN |  | 50692_81862_4 | FALSE
| FALSE | BCHA | 230 | BCHA | 230 | 50782 | CBK 230 | 81972 | mid_81972 | 6 | 8.8831 | 0 | 0 | 0 | 0 | 0.0557 | 159.6 | CAN | CAN |  | 50782_81972_6 | FALSE
| FALSE | BCHA | 230 | BCHA | 230 | 50782 | CBK 230 | 81971 | mid_81971 | 7 | 8.9161 | 0 | 0 | 0 | 0 | 0.0559 | 159.6 | CAN | CAN |  | 50782_81971_7 | FALSE
| FALSE | BCHA | 230 | BCHA | 230 | 50786 | INV 230 | 81890 | mid_81890 | 1 | 6.5951 | 0 | 0 | 0 | 0 | 0.0826 | 79.8 | CAN | CAN |  | 50786_81890_1 | FALSE
| FALSE | BCHA | 230 | BCHA | 230 | 50786 | INV 230 | 81889 | mid_81889 | 11 | 6.5339 | 0 | 0 | 0 | 0 | 0.0819 | 79.8 | CAN | CAN |  | 50786_81889_11 | FALSE
| FALSE | BCHA | 230 | BCHA | 230 | 50787 | NTL 230 | 81824 | mid_81824 | 3 | 31.192 | 0 | 0 | 0 | 0 | 0.19544 | 159.6 | CAN | CAN |  | 50787_81824_3 | FALSE
| FALSE | BCHA | 230 | BCHA | 230 | 50787 | NTL 230 | 81823 | mid_81823 | 4 | 30.9281 | 0 | 0 | 0 | 0 | 0.19379 | 159.6 | CAN | CAN |  | 50787_81823_4 | FALSE
| FALSE | BCHA | 230 | BCHA | 230 | 50788 | KCL 230 | 81881 | mid_81881 | 5 | -26.4986 | 0 | 0 | 0 | 0 | -0.16603 | 159.6 | CAN | CAN |  | 50788_81881_5 | FALSE
| FALSE | BCHA | 230 | BCHA | 230 | 50788 | KCL 230 | 81880 | mid_81880 | 6 | -25.9105 | 0 | 0 | 0 | 0 | -0.16235 | 159.6 | CAN | CAN |  | 50788_81880_6 | FALSE
| FALSE | BCHA | 500 | BCHA | 500 | 50791 | CBK 500 | 81974 | mid_81974 | 2 | 9.5653 | 0 | 0 | 0 | 0 | 0.0168 | 570 | CAN | CAN |  | 50791_81974_2 | FALSE
| FALSE | BCHA | 230 | BCHA | 500 | 50782 | CBK 230 | 81974 | mid_81974 | 2 | -9.5653 | 0 | 0 | 0 | 0 | -0.0168 | 570 | CAN | CAN |  | 50782_81974_2 | FALSE
| FALSE | BCHA | 500 | BCHA | 500 | 50791 | CBK 500 | 81973 | mid_81973 | 3 | 9.5845 | 0 | 0 | 0 | 0 | 0.0168 | 570 | CAN | CAN |  | 50791_81973_3 | FALSE
| FALSE | BCHA | 230 | BCHA | 500 | 50782 | CBK 230 | 81973 | mid_81973 | 3 | -9.5845 | 0 | 0 | 0 | 0 | -0.0168 | 570 | CAN | CAN |  | 50782_81973_3 | FALSE
| FALSE | BCHA | 500 | BCHA | 500 | 50792 | SEL 500 | 81795 | mid_81795 | 1 | -235.309 | 0 | 0 | 0 | 0 | -0.20641 | 1140 | CAN | CAN |  | 50792_81795_1 | FALSE
| FALSE | BCHA | 230 | BCHA | 500 | 50783 | SEL 230 | 81795 | mid_81795 | 1 | 235.3086 | 0 | 0 | 0 | 0 | 0.20641 | 1140 | CAN | CAN |  | 50783_81795_1 | FALSE
| FALSE | BCHA | 500 | BCHA | 500 | 50792 | SEL 500 | 81794 | mid_81794 | 2 | -171.113 | 0 | 0 | 0 | 0 | -0.26803 | 638.4 | CAN | CAN |  | 50792_81794_2 | FALSE
| FALSE | BCHA | 230 | BCHA | 500 | 50783 | SEL 230 | 81794 | mid_81794 | 2 | 171.1132 | 0 | 0 | 0 | 0 | 0.26803 | 638.4 | CAN | CAN |  | 50783_81794_2 | FALSE
| FALSE | BCHA | 500 | BCHA | 500 | 50792 | SEL 500 | 81793 | mid_81793 | 3 | -166.6 | 0 | 0 | 0 | 0 | -0.26096 | 638.4 | CAN | CAN |  | 50792_81793_3 | FALSE
| FALSE | BCHA | 230 | BCHA | 500 | 50783 | SEL 230 | 81793 | mid_81793 | 3 | 166.5998 | 0 | 0 | 0 | 0 | 0.26097 | 638.4 | CAN | CAN |  | 50783_81793_3 | FALSE
| FALSE | BCHA | 500 | BCHA | 500 | 50792 | SEL 500 | 81792 | mid_81792 | 4 | -234.883 | 0 | 0 | 0 | 0 | -0.20604 | 1140 | CAN | CAN |  | 50792_81792_4 | FALSE
| FALSE | BCHA | 230 | BCHA | 500 | 50783 | SEL 230 | 81792 | mid_81792 | 4 | 234.8834 | 0 | 0 | 0 | 0 | 0.20604 | 1140 | CAN | CAN |  | 50783_81792_4 | FALSE
| FALSE | BCHA | 500 | BCHA | 500 | 50860 | CBN 500 | 81970 | mid_81970 | 1 | 200.0847 | 0 | 0 | 0 | 0 | 0.42123 | 475 | CAN | CAN |  | 50860_81970_1 | FALSE
| FALSE | BCHA | 230 | BCHA | 500 | 50190 | CBN 230 | 81970 | mid_81970 | 1 | -200.085 | 0 | 0 | 0 | 0 | -0.42123 | 475 | CAN | CAN |  | 50190_81970_1 | FALSE
| FALSE | BCHA | 500 | BCHA | 500 | 50860 | CBN 500 | 81969 | mid_81969 | 2 | 199.8831 | 0 | 0 | 0 | 0 | 0.42081 | 475 | CAN | CAN |  | 50860_81969_2 | FALSE
| FALSE | BCHA | 230 | BCHA | 500 | 50190 | CBN 230 | 81969 | mid_81969 | 2 | -199.883 | 0 | 0 | 0 | 0 | -0.42081 | 475 | CAN | CAN |  | 50190_81969_2 | FALSE
| FALSE | BCHA | 230 | BCHA | 230 | 51068 | ARN 230 | 81993 | mid_81993 | 10 | 16.797 | 0 | 0 | 0 | 0 | 0.10524 | 159.6 | CAN | CAN |  | 51068_81993_10 | FALSE
| FALSE | BCHA | 230 | BCHA | 230 | 51068 | ARN 230 | 81994 | mid_81994 | 9 | 24.6021 | 0 | 0 | 0 | 0 | 0.16463 | 149.435 | CAN | CAN |  | 51068_81994_9 | FALSE
| FALSE | BCHA | 230 | BCHA | 230 | 51068 | ARN 230 | 81732 | mid_81732 | 11 | 37.1791 | 0 | 0 | 0 | 0 | 0.2477 | 150.1 | CAN | CAN |  | 51068_81732_11 | FALSE
| FALSE | BCHA | 230 | BCHA | 230 | 51068 | ARN 230 | 81731 | mid_81731 | 12 | 35.8954 | 0 | 0 | 0 | 0 | 0.23914 | 150.1 | CAN | CAN |  | 51068_81731_12 | FALSE
| FALSE | BCHA | 500 | BCHA | 500 | 51134 | VAS 500 | 53985 | mid_99777 | 1 | 82.0234 | 0 | 0 | 0 | 0 | 0.34536 | 237.5 | CAN | CAN |  | 51134_53985_1 | FALSE
| FALSE | BCHA | 230 | BCHA | 500 | 52435 | VAS 230 | 53985 | mid_99777 | 1 | -82.0235 | 0 | 0 | 0 | 0 | -0.34536 | 237.5 | CAN | CAN |  | 52435_53985_1 | FALSE
| FALSE | BCHA | 500 | BCHA | 500 | 51134 | VAS 500 | 53984 | mid_99776 | 2 | 81.9889 | 0 | 0 | 0 | 0 | 0.34522 | 237.5 | CAN | CAN |  | 51134_53984_2 | FALSE
| FALSE | BCHA | 230 | BCHA | 500 | 52435 | VAS 230 | 53984 | mid_99776 | 2 | -81.9889 | 0 | 0 | 0 | 0 | -0.34522 | 237.5 | CAN | CAN |  | 52435_53984_2 | FALSE
| FALSE | BCHA | 500 | BCHA | 500 | 51298 | SBK 500 | 81722 | mid_81722 | 21 | 77.8597 | 0 | 0 | 0 | 0 | 0.1366 | 570 | CAN | CAN |  | 51298_81722_21 | FALSE
| FALSE | BCHA | 230 | BCHA | 500 | 51849 | SBK 230 | 81722 | mid_81722 | 21 | -77.8597 | 0 | 0 | 0 | 0 | -0.1366 | 570 | CAN | CAN |  | 51849_81722_21 | FALSE
| FALSE | BCHA | 500 | BCHA | 500 | 51298 | SBK 500 | 81721 | mid_81721 | 22 | 77.823 | 0 | 0 | 0 | 0 | 0.13653 | 570 | CAN | CAN |  | 51298_81721_22 | FALSE
| FALSE | BCHA | 230 | BCHA | 500 | 51849 | SBK 230 | 81721 | mid_81721 | 22 | -77.823 | 0 | 0 | 0 | 0 | -0.13653 | 570 | CAN | CAN |  | 51849_81721_22 | FALSE
| FALSE | BCHA | 230 | BCHA | 230 | 51510 | BR1 230 | 81977 | mid_81977 | 30 | -9.6183 | 0 | 0 | 0 | 0 | -0.12053 | 79.8 | CAN | CAN |  | 51510_81977_30 | FALSE
| FALSE | BCHA | 230 | BCHA | 230 | 51510 | BR1 230 | 81978 | mid_81978 | 3 | -15.5437 | 0 | 0 | 0 | 0 | -0.21816 | 71.25 | CAN | CAN |  | 51510_81978_3 | FALSE
| FALSE | BCHA | 230 | BCHA | 230 | 51534 | SAY 230 | 81801 | mid_81801 | 2 | -11.2091 | 0 | 0 | 0 | 0 | -0.0787 | 142.5 | CAN | CAN |  | 51534_81801_2 | FALSE
| FALSE | BCHA | 230 | BCHA | 230 | 51534 | SAY 230 | 81800 | mid_81800 | 3 | -11.5408 | 0 | 0 | 0 | 0 | -0.081 | 142.5 | CAN | CAN |  | 51534_81800_3 | FALSE
| FALSE | BCHA | 345 | BCHA | 345 | 51554 | KWL 345 | 81860 | mid_81860 | 1 | -28.7716 | 0 | 0 | 0 | 0 | -0.27533 | 104.5 | CAN | CAN |  | 51554_81860_1 | FALSE
| FALSE | BCHA | 345 | BCHA | 345 | 51554 | KWL 345 | 81859 | mid_81859 | 2 | -28.975 | 0 | 0 | 0 | 0 | -0.27727 | 104.5 | CAN | CAN |  | 51554_81859_2 | FALSE
| FALSE | BCHA | 345 | BCHA | 345 | 51554 | KWL 345 | 81736 | mid_81736 | 3 | -28.9584 | 0 | 0 | 0 | 0 | -0.27711 | 104.5 | CAN | CAN |  | 51554_81736_3 | FALSE
| FALSE | BCHA | 230 | BCHA | 230 | 51731 | KHS 230 | 81874 | mid_81874 | 1 | 3.2391 | 0 | 0 | 0 | 0 | 0.0455 | 71.25 | CAN | CAN |  | 51731_81874_1 | FALSE
| FALSE | BCHA | 230 | BCHA | 230 | 51731 | KHS 230 | 81873 | mid_81873 | 2 | 3.2475 | 0 | 0 | 0 | 0 | 0.0456 | 71.25 | CAN | CAN |  | 51731_81873_2 | FALSE
| FALSE | BCHA | 345 | BCHA | 345 | 51755 | BR1 3T2 | 81979 | mid_81979 | 2 | -36.6165 | 0 | 0 | 0 | 0 | -0.2898 | 126.35 | CAN | CAN |  | 51755_81979_2 | FALSE
| FALSE | BCHA | 230 | BCHA | 230 | 52211 | RGA 230 | 53987 | mid_53987 | 1 | 34.5513 | 0 | 0 | 0 | 0 | 0.21649 | 159.6 | CAN | CAN |  | 52211_53987_1 | FALSE
| FALSE | BCHA | 230 | BCHA | 230 | 52211 | RGA 230 | 53986 | mid_53986 | 4 | 34.5513 | 0 | 0 | 0 | 0 | 0.18276 | 189.05 | CAN | CAN |  | 52211_53986_4 | FALSE
| FALSE | BCHA | 230 | BCHA | 230 | 52219 | WHS 230 | 53983 | mid_53983 | 1 | -16.3166 | 0 | 0 | 0 | 0 | -0.0859 | 190 | CAN | CAN |  | 52219_53983_1 | FALSE
| FALSE | BCHA | 230 | BCHA | 230 | 52219 | WHS 230 | 53982 | mid_53982 | 2 | -16.3772 | 0 | 0 | 0 | 0 | -0.0862 | 190 | CAN | CAN |  | 52219_53982_2 | FALSE
| FALSE | BCHA | 230 | BCHA | 230 | 52262 | BEN 230 | 53996 | mid_53996 | 1 | 36.3707 | 0 | 0 | 0 | 0 | 0.22789 | 159.6 | CAN | CAN |  | 52262_53996_1 | FALSE
| FALSE | BCHA | 230 | BCHA | 230 | 52316 | LEE 230 | 53989 | mid_53989 | 3 | 63.6303 | 0 | 0 | 0 | 0 | 0.39869 | 159.6 | CAN | CAN |  | 52316_53989_3 | FALSE
| FALSE | BCHA | 230 | BCHA | 230 | 52316 | LEE 230 | 53988 | mid_53988 | 4 | 63.3334 | 0 | 0 | 0 | 0 | 0.39683 | 159.6 | CAN | CAN |  | 52316_53988_4 | FALSE
| FALSE | BCHA | 230 | BCHA | 230 | 52316 | LEE 230 | 53979 | mid_53979 | 5 | 63.6303 | 0 | 0 | 0 | 0 | 0.39869 | 159.6 | CAN | CAN |  | 52316_53979_5 | FALSE
| FALSE | BCHA | 230 | BCHA | 230 | 52320 | DGB 230 | 53991 | mid_53991 | 2 | 57.5075 | 0 | 0 | 0 | 0 | 0.30267 | 190 | CAN | CAN |  | 52320_53991_2 | FALSE
| FALSE | BCHA | 230 | BCHA | 230 | 52502 | BTS 230 | 53993 | mid_53993 | 7 | -28.305 | 0 | 0 | 0 | 0 | -0.17735 | 159.6 | CAN | CAN |  | 52502_53993_7 | FALSE
| FALSE | BCHA | 230 | BCHA | 230 | 52502 | BTS 230 | 53992 | mid_53992 | 8 | -28.3825 | 0 | 0 | 0 | 0 | -0.17784 | 159.6 | CAN | CAN |  | 52502_53992_8 | FALSE
| FALSE | BCHA | 230 | BCHA | 230 | 52525 | WTS 230 | 53981 | mid_53981 | 1 | 46.2929 | 0 | 0 | 0 | 0 | 0.24365 | 190 | CAN | CAN |  | 52525_53981_1 | FALSE
| FALSE | BCHA | 230 | BCHA | 230 | 52525 | WTS 230 | 53980 | mid_53980 | 2 | 46.1475 | 0 | 0 | 0 | 0 | 0.24288 | 190 | CAN | CAN |  | 52525_53980_2 | FALSE
| FALSE | AESO | 240 | AESO | 240 | 54260 | JENNER 4 | 99990 | mid_99990 | T1 | 21.0879 | 0 | 0 | 0 | 0 | 0.26744 | 78.85 | CAN | CAN |  | 54260_99990_T1 | FALSE
| FALSE | AESO | 240 | AESO | 240 | 54260 | JENNER 4 | 99989 | mid_99989 | T2 | 20.5138 | 0 | 0 | 0 | 0 | 0.26016 | 78.85 | CAN | CAN |  | 54260_99989_T2 | FALSE
| FALSE | AESO | 240 | AESO | 240 | 54282 | HEARTLAK1 | 99986 | mid_99986 | T2 | 33.0658 | 0 | 0 | 0 | 0 | 0.17403 | 190 | CAN | CAN |  | 54282_99986_T2 | FALSE
| FALSE | AESO | 240 | AESO | 240 | 54443 | BANN_240 | 99984 | mid_99984 | T1 | 43.9557 | 0 | 0 | 0 | 0 | 0.23135 | 190 | CAN | CAN |  | 54443_99984_T1 | FALSE
| FALSE | AESO | 240 | AESO | 240 | 54443 | BANN_240 | 99983 | mid_99983 | T2 | 42.1356 | 0 | 0 | 0 | 0 | 0.22177 | 190 | CAN | CAN |  | 54443_99983_T2 | FALSE
| FALSE | AESO | 240 | AESO | 240 | 54462 | EAGLEBUTE1 | 99981 | mid_99981 | T1 | 0 | 0 | 0 | 0 | 0 | 0 | 65.55 | CAN | CAN |  | 54462_99981_T1 | FALSE
| FALSE | AESO | 240 | AESO | 240 | 54462 | EAGLEBUTE1 | 99980 | mid_99980 | T2 | 0 | 0 | 0 | 0 | 0 | 0 | 65.55 | CAN | CAN |  | 54462_99980_T2 | FALSE
| FALSE | AESO | 240 | AESO | 240 | 54531 | WILDRO1 | 99979 | mid_99979 | T1 | 0 | 0 | 0 | 0 | 0 | 0 | 68.4 | CAN | CAN |  | 54531_99979_T1 | FALSE
| FALSE | AESO | 240 | AESO | 240 | 54531 | WILDRO1 | 99978 | mid_99978 | T2 | 0 | 0 | 0 | 0 | 0 | 0 | 68.4 | CAN | CAN |  | 54531_99978_T2 | FALSE
| FALSE | AESO | 240 | AESO | 240 | 55228 | MITS E.4 | 99962 | mid_99962 | 1T | 34.5183 | 0 | 0 | 0 | 0 | 0.18168 | 190 | CAN | CAN |  | 55228_99962_1T | FALSE
| FALSE | AESO | 240 | AESO | 240 | 55228 | MITS E.4 | 99961 | mid_99961 | 2T | 34.3474 | 0 | 0 | 0 | 0 | 0.18078 | 190 | CAN | CAN |  | 55228_99961_2T | FALSE
| FALSE | AESO | 240 | AESO | 240 | 55236 | MUSKEG1 | 99960 | mid_99960 | T1 | -70.7011 | 0 | 0 | 0 | 0 | -0.49615 | 142.5 | CAN | CAN |  | 55236_99960_T1 | FALSE
| FALSE | AESO | 240 | AESO | 240 | 55236 | MUSKEG1 | 99959 | mid_99959 | T2 | -7.8723 | 0 | 0 | 0 | 0 | -0.0552 | 142.5 | CAN | CAN |  | 55236_99959_T2 | FALSE
| FALSE | AESO | 240 | AESO | 240 | 55245 | KINOSIS1 | 99958 | mid_99958 | T2 | -71.6069 | 0 | 0 | 0 | 0 | -0.37688 | 190 | CAN | CAN |  | 55245_99958_T2 | FALSE
| FALSE | AESO | 240 | AESO | 240 | 55260 | LOU CR.4 | 99957 | mid_99957 | T1 | 22.4627 | 0 | 0 | 0 | 0 | 0.11822 | 190 | CAN | CAN |  | 55260_99957_T1 | FALSE
| FALSE | AESO | 240 | AESO | 240 | 55260 | LOU CR.4 | 99956 | mid_99956 | T2 | 22.6255 | 0 | 0 | 0 | 0 | 0.11908 | 190 | CAN | CAN |  | 55260_99956_T2 | FALSE
| FALSE | AESO | 240 | AESO | 240 | 55288 | LIVOCK01 | 99954 | mid_99954 | T1 | 24.0478 | 0 | 0 | 0 | 0 | 0.0844 | 285 | CAN | CAN |  | 55288_99954_T1 | FALSE
| FALSE | AESO | 240 | AESO | 240 | 55312 | MARG LK4 | 99952 | mid_99952 | 1T | 43.5918 | 0 | 0 | 0 | 0 | 0.22943 | 190 | CAN | CAN |  | 55312_99952_1T | FALSE
| FALSE | AESO | 240 | AESO | 240 | 55312 | MARG LK4 | 99951 | mid_99951 | 2T | 45.168 | 0 | 0 | 0 | 0 | 0.23773 | 190 | CAN | CAN |  | 55312_99951_2T | FALSE
| FALSE | AESO | 500 | AESO | 240 | 55601 | THICKWD1 | 55605 | THICKWD4 | 1T | 163.0716 | 0 | 0 | 0 | 0 | 0.13732 | 1187.5 | CAN | CAN |  | 55601_55605_1T | FALSE
| FALSE | PAUT | 345 | PAUT | 230 | 65135 | BENLOMND | 65140 | BENLOMND | 2 | 0.26422 | 0 | 0 | 0 | 0 | 0.000621 | 425.6 | Inland | Inland |  | 65135_65140_2 | FALSE
| FALSE | PAID | 138 | PAID | 115 | 66837 | HOOPERSP | 66838 | HOOPERSP | 1 | 3.3983 | 0 | 0 | 0 | 0 | 0.017886 | 190 | Inland | Inland |  | 66837_66838_1 | FALSE
| FALSE | PSCO | 230 | WACM | 138 | 70088 | GOREPASS | 73072 | GOREPASS | 1 | 12.8368 | 0 | 0 | 0 | 0 | 0.10434 | 123.025 | RM | RM |  | 70088_73072_1 | FALSE
| FALSE | PSCO | 230 | PSCO | 230 | 70255 | LAMAR_C2 | 70956 | mid pt | T1 | 19.5617 | 0 | 0 | 0 | 0 | 0.15901 | 123.025 | RM | RM |  | 70255_70956_T1 | FALSE
| FALSE | PSCO | 230 | PSCO | 230 | 70255 | LAMAR_C2 | 70958 | mid pt | T2 | 19.6893 | 0 | 0 | 0 | 0 | 0.13817 | 142.5 | RM | RM |  | 70255_70958_T2 | FALSE
| FALSE | PSCO | 230 | PSCO | 230 | 70459 | WALSENBG | 70961 | mid pt | T2 | 8.6382 | 0 | 0 | 0 | 0 | 0.081187 | 106.4 | RM | RM |  | 70459_70961_T2 | FALSE
| FALSE | PSCO | 230 | PSCO | 230 | 70459 | WALSENBG | 70963 | mid pt | T3 | 8.7617 | 0 | 0 | 0 | 0 | 0.0922 | 95 | RM | RM |  | 70459_70963_T3 | FALSE
| FALSE | PSCO | 230 | PSCO | 230 | 70618 | TITAN230 | 99536 | TITAN230_mdp | T1 | -14.1688 | 0 | 0 | 0 | 0 | -0.27117 | 52.25 | RM | RM |  | 70618_99536_T1 | FALSE
| FALSE | WACM | 12.5 | PSCO | 230 | 72000 | CAREY_LM | 78087 | CAREY_TS | 1 | -13.5691 | 0 | 0 | 0 | 0 | -0.35708 | 38 | RM | RM |  | 72000_78087_1 | FALSE
| FALSE | WACM | 115 | PSCO | 230 | 72191 | GATEWY | 78102 | GATEWY | 1 | -37.4001 | 0 | 0 | 0 | 0 | -0.26246 | 142.5 | RM | RM |  | 72191_78102_1 | FALSE
| FALSE | PSCO | 230 | WACM | 115 | 78854 | FULLER | 73481 | FULLER | 1 | 33.8407 | 0 | 0 | 0 | 0 | 0.35622 | 95 | RM | RM |  | 78854_73481_1 | FALSE
| FALSE | PSCO | 230 | WACM | 115 | 78854 | FULLER | 73481 | FULLER | 2 | 33.8407 | 0 | 0 | 0 | 0 | 0.35622 | 95 | RM | RM |  | 78854_73481_2 | FALSE
| FALSE | BCHA | 230 | BCHA | 230 | 80007 | CYP 2T3 | 81945 | mid_81945 | 3 | 41.5016 | 0 | 0 | 0 | 0 | 0.29124 | 142.5 | CAN | CAN |  | 80007_81945_3 | FALSE
| FALSE | BCHA | 230 | BCHA | 230 | 80080 | WHY 2B3 | 81757 | mid_81757 | 3 | 55.4633 | 0 | 0 | 0 | 0 | 0.36951 | 150.1 | CAN | CAN |  | 80080_81757_3 | FALSE
| FALSE | BCHA | 230 | BCHA | 230 | 80134 | HWW 230A | 81899 | mid_81899 | 1 | 57.8154 | 0 | 0 | 0 | 0 | 0.15215 | 380 | CAN | CAN |  | 80134_81899_1 | FALSE
| FALSE | BCHA | 230 | BCHA | 230 | 80135 | HWW 230B | 81898 | mid_81898 | 2 | 57.6252 | 0 | 0 | 0 | 0 | 0.15165 | 380 | CAN | CAN |  | 80135_81898_2 | FALSE
| FALSE | BCHA | 230 | BCHA | 230 | 80155 | ESQ 2B2 | 81937 | mid_81937 | 2 | 20.0928 | 0 | 0 | 0 | 0 | 0.13429 | 149.625 | CAN | CAN |  | 80155_81937_2 | FALSE
| FALSE | BCHA | 230 | BCHA | 230 | 80175 | TKW 2B3 | 81769 | mid_81769 | 5 | 16.4979 | 0 | 0 | 0 | 0 | 0.10337 | 159.6 | CAN | CAN |  | 80175_81769_5 | FALSE
| FALSE | BCHA | 230 | BCHA | 230 | 80192 | SLS 230 | 81747 | mid_81747 | 1 | -10.0116 | 0 | 0 | 0 | 0 | -0.07888 | 126.92 | CAN | CAN |  | 80192_81747_1 | FALSE
| FALSE | BCHA | 287 | BCHA | 287 | 80598 | FKR 287 | 81933 | mid_81933 | 4 | -23.3472 | 0 | 0 | 0 | 0 | -0.28412 | 82.175 | CAN | CAN |  | 80598_81933_4 | FALSE
| FALSE | BCHA | 230 | BCHA | 230 | 80640 | AAL 2T3 | 53999 | mid_99724 | 3 | 9.4872 | 0 | 0 | 0 | 0 | 0.13315 | 71.25 | CAN | CAN |  | 80640_53999_3 | FALSE
| FALSE | BCHA | 230 | BCHA | 230 | 80674 | FLW 230 | 81734 | mid_81734 | 1 | 33.1408 | 0 | 0 | 0 | 0 | 0.22079 | 150.1 | CAN | CAN |  | 80674_81734_1 | FALSE
| FALSE | BCHA | 230 | BCHA | 230 | 80674 | FLW 230 | 81733 | mid_81733 | 2 | 33.9433 | 0 | 0 | 0 | 0 | 0.22614 | 150.1 | CAN | CAN |  | 80674_81733_2 | FALSE
| FALSE | BCHA | 230 | BCHA | 230 | 80712 | SRN 230 | 81746 | mid_81746 | 1 | 19.6716 | 0 | 0 | 0 | 0 | 0.22194 | 88.635 | CAN | CAN |  | 80712_81746_1 | FALSE
| FALSE | BCHA | 230 | BCHA | 230 | 80712 | SRN 230 | 81727 | mid_81727 | 2 | 19.337 | 0 | 0 | 0 | 0 | 0.21816 | 88.635 | CAN | CAN |  | 80712_81727_2 | FALSE
| FALSE | BCHA | 500 | BCHA | 500 | 80744 | STC 5T1 | 81720 | mid_81720 | 1 | -177.977 | 0 | 0 | 0 | 0 | -0.41084 | 433.2 | CAN | CAN |  | 80744_81720_1 | FALSE
| FALSE | BCHA | 500 | BCHA | 500 | 80745 | STC 5T2 | 81719 | mid_81719 | 2 | -177.977 | 0 | 0 | 0 | 0 | -0.41084 | 433.2 | CAN | CAN |  | 80745_81719_2 | FALSE
| FALSE | BCHA | 500 | BCHA | 500 | 80746 | STC 5T3 | 81718 | mid_81718 | 3 | -177.977 | 0 | 0 | 0 | 0 | -0.41084 | 433.2 | CAN | CAN |  | 80746_81718_3 | FALSE
| FALSE | BCHA | 287 | BCHA | 287 | 80767 | KMO 287S | 81883 | mid_81883 | 3 | -79.596 | 0 | 0 | 0 | 0 | -0.22343 | 356.25 | CAN | CAN |  | 80767_81883_3 | FALSE
| FALSE | BCHA | 287 | BCHA | 287 | 80767 | KMO 287S | 81882 | mid_81882 | 4 | -79.596 | 0 | 0 | 0 | 0 | -0.22343 | 356.25 | CAN | CAN |  | 80767_81882_4 | FALSE
| FALSE | BCHA | 287 | BCHA | 287 | 80768 | KIT 287W | 81741 | mid_81741 | 1 | 130.4699 | 0 | 0 | 0 | 0 | 0.62711 | 208.05 | CAN | CAN |  | 80768_81741_1 | FALSE
| FALSE | BCHA | 287 | BCHA | 287 | 80768 | KIT 287W | 81740 | mid_81740 | 2 | 130.4699 | 0 | 0 | 0 | 0 | 0.62711 | 208.05 | CAN | CAN |  | 80768_81740_2 | FALSE
| FALSE | BCHA | 287 | BCHA | 287 | 80768 | KIT 287W | 81739 | mid_81739 | 3 | 130.4699 | 0 | 0 | 0 | 0 | 0.62711 | 208.05 | CAN | CAN |  | 80768_81739_3 | FALSE
| FALSE | BCHA | 287 | BCHA | 287 | 80768 | KIT 287W | 81738 | mid_81738 | 4 | 130.4699 | 0 | 0 | 0 | 0 | 0.62711 | 208.05 | CAN | CAN |  | 80768_81738_4 | FALSE
| FALSE | BCHA | 287 | BCHA | 287 | 80768 | KIT 287W | 81737 | mid_81737 | 5 | 130.4699 | 0 | 0 | 0 | 0 | 0.62711 | 208.05 | CAN | CAN |  | 80768_81737_5 | FALSE
| FALSE | BCHA | 230 | BCHA | 230 | 80914 | GTP 230 | 81735 | mid_81735 | 14 | 15.9747 | 0 | 0 | 0 | 0 | 0.1121 | 142.5 | CAN | CAN |  | 80914_81735_14 | FALSE
| FALSE | BCHA | 287 | BCHA | 287 | 80919 | TAT 287 | 81773 | mid_81773 | 1 | 0.12489 | 0 | 0 | 0 | 0 | 0.00792 | 15.77 | CAN | CAN |  | 80919_81773_1 | FALSE
| FALSE | BCHA | 230 | BCHA | 230 | 81176 | WTE 230 | 81707 | mid_81707 | 1 | -8.66e-14 | 0 | 0 | 0 | 0 | -4.56e-16 | 190 | CAN | CAN |  | 81176_81707_1 | FALSE
| FALSE | BCHA | 230 | BCHA | 230 | 81176 | WTE 230 | 81708 | mid_81708 | 2 | -2.13e-13 | 0 | 0 | 0 | 0 | -1.12e-15 | 190 | CAN | CAN |  | 81176_81708_2 | FALSE
| FALSE | BCHA | 230 | BCHA | 230 | 81176 | WTE 230 | 81709 | mid_81709 | 3 | -2.13e-13 | 0 | 0 | 0 | 0 | -1.12e-15 | 190 | CAN | CAN |  | 81176_81709_3 | FALSE
| FALSE | TEPC | 138 | AZPS | 115 | 160150 | TORTOLITA | 14356 | SAG.EAST | 1 | 0 | 0 | 0 | 0 | 0 | 0 | 158.65 | SW | SW |  | 160150_14356_1 | FALSE
| FALSE | TEPC | 138 | AZPS | 115 | 160150 | TORTOLITA | 14357 | SAG.WEST | 1 | 0 | 0 | 0 | 0 | 0 | 0 | 158.65 | SW | SW |  | 160150_14357_1 | FALSE
| FALSE | TEPC | 345 | PNM | 115 | 160302 | MCKINLEY | 10382 | YAHTAHEY | 1 | 17.2654 | 0 | 0 | 0 | 0 | 0.083367 | 207.1 | SW | SW |  | 160302_10382_1 | FALSE
| FALSE | TEPC | 345 | PNM | 115 | 160302 | MCKINLEY | 10382 | YAHTAHEY | 2 | 19.5127 | 0 | 0 | 0 | 0 | 0.0685 | 285 | SW | SW |  | 160302_10382_2 | FALSE
| FALSE | TEPC | 345 | WALC | 230 | 160312 | WINCHESTER | 17105 | WINCHESTER | 1 | -28.1759 | 0 | 0 | 0 | 0 | -0.0706 | 399 | SW | SW |  | 160312_17105_1 | FALSE
| FALSE | WALC | 230 | TEPC | 100 | 19072 | HILLTOP | 162250 | HLT.3WP1 | 1 | 27.918 | 0 | 0 | 0 | 0 | 0.36734 | 76 | SW | SW |  | 19072_162250_1 | FALSE
| FALSE | WALC | 230 | TEPC | 100 | 19072 | HILLTOP | 162251 | HLT.3WP2 | 1 | 34.9942 | 0 | 0 | 0 | 0 | 0.46045 | 76 | SW | SW |  | 19072_162251_1 | FALSE
| FALSE | TEPC | 69 | WALC | 230 | 162903 | GRIFFITH_WG | 19310 | GRIFFITH | 1 | 22.1306 | 0 | 0 | 0 | 0 | 0.29119 | 76 | SW | SW |  | 162903_19310_1 | FALSE
| FALSE | TEPC | 69 | WALC | 230 | 162903 | GRIFFITH_WG | 19310 | GRIFFITH | 2 | 22.1306 | 0 | 0 | 0 | 0 | 0.29119 | 76 | SW | SW |  | 162903_19310_2 | FALSE
| FALSE | WALC | 230 | TEPC | 100 | 19019 | BLK MESA | 163250 | BMA.3WP1 | 1 | 25.2032 | 0 | 0 | 0 | 0 | 0.35373 | 71.25 | SW | SW |  | 19019_163250_1 | FALSE
| FALSE | WALC | 230 | TEPC | 100 | 19019 | BLK MESA | 163251 | BMA.3WP2 | 1 | 27.6235 | 0 | 0 | 0 | 0 | 0.3877 | 71.25 | SW | SW |  | 19019_163251_1 | FALSE
| FALSE | WALC | 230 | TEPC | 100 | 19019 | BLK MESA | 163252 | BMA.3WP3 | 1 | 17.6287 | 0 | 0 | 0 | 0 | 0.46391 | 38 | SW | SW |  | 19019_163252_1 | FALSE
| FALSE | WALC | 230 | TEPC | 100 | 19019 | BLK MESA | 163253 | BMA.3WP4 | 2 | 16.8356 | 0 | 0 | 0 | 0 | 0.44304 | 38 | SW | SW |  | 19019_163253_2 | FALSE
| FALSE | WALC | 230 | TEPC | 100 | 19074 | N.HAVASU | 163254 | N.HV3WP1 | 1 | 21.4032 | 0 | 0 | 0 | 0 | 0.28162 | 76 | SW | SW |  | 19074_163254_1 | FALSE
| FALSE | WALC | 230 | TEPC | 100 | 19074 | N.HAVASU | 163255 | N.HV3WP3 | 3 | 21.4032 | 0 | 0 | 0 | 0 | 0.28162 | 76 | SW | SW |  | 19074_163255_3 | FALSE
| FALSE | TEPC | 345 | TEPC | 230 | 164300 | COPPER_VERDE | 164200 | COPPER_VERDE | 1 | 178.1075 | 0 | 0 | 0 | 0 | 0.93741 | 190 | SW | SW |  | 164300_164200_1 | FALSE
| FALSE | TEPC | 345 | TEPC | 230 | 164300 | COPPER_VERDE | 164200 | COPPER_VERDE | 2 | 178.1075 | 0 | 0 | 0 | 0 | 0.93741 | 190 | SW | SW |  | 164300_164200_2 | FALSE
| FALSE | CIPV | 21.6 | CIPB | 230 | 365530 | SOLANO12C1 | 30480 | RUSSELLSMUD | 2 | 31.1021 | 0 | 0 | 0 | 0 | 0.29231 | 106.4 | CA | CA |  | 365530_30480_2 | FALSE
| FALSE | CIPV | 34.5 | CIPB | 60 | 365590 | Q1010C1 | 35206 | DYERWND | 1 | 8.0696 | 0 | 0 | 0 | 0 | 0.16989 | 47.5 | CA | CA |  | 365590_35206_1 | FALSE
| FALSE | BPAT | 500 | BPAT | 230 | 400510 | ALVEY_TIE | 40050 | ALVEY_N | 5 | 327.8061 | 0 | 0 | 0 | 0 | 0.36307 | 902.88 | NW | NW |  | 400510_40050_5 | FALSE
| FALSE | NWMT | 230 | NWMT | 230 | 623208 | BLG RIMROCK | 97963 | mid_97963 | 7 | 64.3214 | 0 | 0 | 0 | 0 | 0.22569 | 285 | Inland | Inland |  | 623208_97963_7 | FALSE
| FALSE | NWMT | 230 | NWMT | 230 | 623208 | BLG RIMROCK | 97962 | mid_97962 | 8 | 64.3214 | 0 | 0 | 0 | 0 | 0.22569 | 285 | Inland | Inland |  | 623208_97962_8 | FALSE
| FALSE | NWMT | 230 | NWMT | 230 | 623210 | COLUMBS-RPLJ | 97961 | mid_97961 | 1 | 19.3242 | 0 | 0 | 0 | 0 | 0.20341 | 95 | Inland | Inland |  | 623210_97961_1 | FALSE
| FALSE | NWMT | 230 | NWMT | 230 | 623210 | COLUMBS-RPLJ | 97960 | mid_97960 | 2 | 19.3242 | 0 | 0 | 0 | 0 | 0.20341 | 95 | Inland | Inland |  | 623210_97960_2 | FALSE
| FALSE | NWMT | 230 | NWMT | 230 | 623220 | SO HUNTLEY | 97959 | mid_97959 | 1 | 7.0918 | 0 | 0 | 0 | 0 | 0.0896 | 79.135 | Inland | Inland |  | 623220_97959_1 | FALSE
| FALSE | NWMT | 230 | NWMT | 230 | 623312 | BROADVIEW | 97957 | mid_97957 | 3 | -152.735 | 0 | 0 | 0 | 0 | -0.26796 | 570 | Inland | Inland |  | 623312_97957_3 | FALSE
| FALSE | NWMT | 500 | NWMT | 230 | 623512 | BROADVIEW | 97957 | mid_97957 | 3 | 152.7346 | 0 | 0 | 0 | 0 | 0.26795 | 570 | Inland | Inland |  | 623512_97957_3 | FALSE
| FALSE | NWMT | 230 | NWMT | 230 | 623312 | BROADVIEW | 97956 | mid_97956 | 4 | -157.833 | 0 | 0 | 0 | 0 | -0.2769 | 570 | Inland | Inland |  | 623312_97956_4 | FALSE
| FALSE | NWMT | 500 | NWMT | 230 | 623512 | BROADVIEW | 97956 | mid_97956 | 4 | 157.8331 | 0 | 0 | 0 | 0 | 0.2769 | 570 | Inland | Inland |  | 623512_97956_4 | FALSE
| FALSE | NWMT | 230 | NWMT | 230 | 623412 | ALKALI CREEK | 97955 | mid_97955 | 1 | 10.8195 | 0 | 0 | 0 | 0 | 0.0569 | 190 | Inland | Inland |  | 623412_97955_1 | FALSE
| FALSE | NWMT | 230 | NWMT | 230 | 623412 | ALKALI CREEK | 97954 | mid_97954 | 2 | 10.7589 | 0 | 0 | 0 | 0 | 0.0566 | 190 | Inland | Inland |  | 623412_97954_2 | FALSE
| FALSE | NWMT | 230 | NWMT | 230 | 623413 | HARDIN AUTO | 97953 | mid_97953 | 1 | -78.3484 | 0 | 0 | 0 | 0 | -0.41236 | 190 | Inland | Inland |  | 623413_97953_1 | FALSE
| FALSE | NWMT | 230 | NWMT | 230 | 624108 | JUDITHGAP AT | 97951 | mid_97951 | 1 | 18.9344 | 0 | 0 | 0 | 0 | 0.19931 | 95 | Inland | Inland |  | 624108_97951_1 | FALSE
| FALSE | NWMT | 230 | NWMT | 230 | 624118 | JUDITHGAP SO | 97950 | mid_97950 | 1 | -35.0606 | 0 | 0 | 0 | 0 | -0.22152 | 158.27 | Inland | Inland |  | 624118_97950_1 | FALSE
| FALSE | EPE | 345 | EPE | 345 | 11093 | LUNA | 11061 | DIABLO | 1 | 117.5051 | 0 | 0 | 0 | 0 | 0.13167 | 892.43 | SW | SW |  | 11093_11061_1 | FALSE
| FALSE | EPE | 345 | EPE | 345 | 11266 | PICANTE | 11315 | OTERO | 1 | -59.6628 | 0 | 0 | 0 | 0 | -0.08 | 745.94 | SW | SW |  | 11266_11315_1 | FALSE
| FALSE | EPE | 345 | EPE | 345 | 11315 | OTERO | 11010 | AMRAD | 1 | -14.9995 | 0 | 0 | 0 | 0 | -0.0201 | 745.94 | SW | SW |  | 11315_11010_1 | FALSE
| FALSE | EPE | 345 | EPE | 345 | 11315 | OTERO | 11322 | BATTERY_E | 1 | 0.38992 | 0 | 0 | 0 | 0 | 0.000827 | 471.485 | SW | SW |  | 11315_11322_1 | FALSE
| FALSE | EPE | 345 | EPE | 345 | 11315 | OTERO | 11338 | BV_STA | 1 | -38.6896 | 0 | 0 | 0 | 0 | -0.0629 | 614.65 | SW | SW |  | 11315_11338_1 | FALSE
| FALSE | PNM | 345 | PNM | 345 | 10420 | FC_SOLAR | 10292 | SAN_JUAN | 1 | -3.02e-12 | 0 | 0 | 0 | 0 | -3.04e-15 | 993.7 | SW | SW |  | 10420_10292_1 | FALSE
| FALSE | PNM | 115 | EPE | 115 | 10510 | AIRPOR_T | 11206 | AIRPOR | 1 | -8.411 | 0 | 0 | 0 | 0 | -0.0768 | 109.535 | SW | SW |  | 10510_11206_1 | FALSE
| FALSE | PNM | 345 | PNM | 345 | 10630 | ARROYO_POI | 10390 | RIOPUERC | 1 | -23.3563 | 0 | 0 | 0 | 0 | -0.0245 | 953.8 | SW | SW |  | 10630_10390_1 | FALSE
| FALSE | PNM | 345 | PNM | 345 | 10631 | ARROY_STA | 10630 | ARROYO_POI | 1 | 86.6204 | 0 | 0 | 0 | 0 | 0.0841 | 1029.8 | SW | SW |  | 10631_10630_1 | FALSE
| FALSE | PNM | 345 | PNM | 345 | 10842 | JICARILLA | 10563 | JEC | 1 | -111.843 | 0 | 0 | 0 | 0 | -0.18112 | 617.5 | SW | SW |  | 10842_10563_1 | FALSE
| FALSE | PNM | 345 | PNM | 345 | 10868 | LAJOYA_STA | 10870 | CLNCRN_1 | 1 | 125.2836 | 0 | 0 | 0 | 0 | 0.18601 | 673.55 | SW | SW |  | 10868_10870_1 | FALSE
| FALSE | PNM | 345 | PNM | 345 | 10961 | TECOLOTE | 10963 | DURAN MESA | 1 | 206.085 | 0 | 0 | 0 | 0 | 0.20012 | 1029.8 | SW | SW |  | 10961_10963_1 | FALSE
| FALSE | PNM | 345 | PNM | 345 | 10963 | DURAN MESA | 10959 | WSPIRIT | 1 | 236.8727 | 0 | 0 | 0 | 0 | 0.23002 | 1029.8 | SW | SW |  | 10963_10959_1 | FALSE
| FALSE | PNM | 345 | PNM | 345 | 10998 | NMCASA_POI | 10999 | TAIBANMS | 1 | 117.2589 | 0 | 0 | 0 | 0 | 0.096 | 1221.7 | SW | SW |  | 10998_10999_1 | FALSE
| FALSE | EPE | 345 | EPE | 345 | 11010 | AMRAD | 11317 | EMPIRE | 1 | -102.761 | 0 | 0 | 0 | 0 | -0.25566 | 401.945 | SW | SW |  | 11010_11317_1 | FALSE
| FALSE | EPE | 345 | EPE | 345 | 11266 | PICANTE | 11010 | AMRAD | 1 | -22.0242 | 0 | 0 | 0 | 0 | -0.0295 | 745.94 | SW | SW |  | 11266_11010_1 | FALSE
| FALSE | EPE | 345 | EPE | 345 | 11317 | EMPIRE | 13401 | ARTESIAR | 1 | -3.14e-11 | 0 | 0 | 0 | 0 | -3.7e-14 | 849.205 | SW | SW |  | 11317_13401_1 | FALSE
| FALSE | PNM | 230 | PNM | 230 | 12057 | PEGS | 12176 | PEGSPV_HV | 1 | -61.79 | 0 | 0 | 0 | 0 | -0.30182 | 204.725 | SW | SW |  | 12057_12176_1 | FALSE
| FALSE | PNM | 345 | PNM | 345 | 13601 | BV_POI_3-T~1 | 13402 | BLACKWTR | 1 | 266.326 | 0 | 0 | 0 | 0 | 0.31149 | 855 | SW | SW |  | 13601_13402_1 | FALSE
| TRUE | AZPS | 500 | AZPS | 500 | 14000 | CHOLLA | 14067 | CH-SAG SC1 | 1 | 88.5176 | 0 | 0 | 0 | 0 | 0.0615 | 1440.2 | SW | SW |  | 14000_14067_1 | FALSE
| FALSE | AZPS | 500 | AZPS | 500 | 14001 | FOURCORN | 14073 | FC-MOEN SC1 | 1 | 154.5239 | 0 | 0 | 0 | 0 | 0.0939 | 1645.4 | SW | SW |  | 14001_14073_1 | FALSE
| FALSE | AZPS | 500 | AZPS | 500 | 14002 | MOENKOPI | 14069 | MOEN-CM SC1 | 1 | -120.135 | 0 | 0 | 0 | 0 | -0.0649 | 1851.55 | SW | SW |  | 14002_14069_1 | FALSE
| FALSE | AZPS | 500 | AZPS | 500 | 14002 | MOENKOPI | 14077 | MOEN-ELD SC1 | 1 | 310.1147 | 0 | 0 | 0 | 0 | 0.17136 | 1809.75 | SW | SW |  | 14002_14077_1 | FALSE
| FALSE | AZPS | 500 | AZPS | 500 | 14003 | NAVAJO | 14070 | NAV-DUG SC1 | 1 | -54.2183 | 0 | 0 | 0 | 0 | -0.0376 | 1440.2 | SW | SW |  | 14003_14070_1 | FALSE
| FALSE | AZPS | 500 | AZPS | 500 | 14003 | NAVAJO | 14072 | NAV-MOEN SC1 | 1 | 35.4562 | 0 | 0 | 0 | 0 | 0.017 | 2088.1 | SW | SW |  | 14003_14072_1 | FALSE
| FALSE | AZPS | 500 | AZPS | 500 | 14006 | YAVAPAI | 14068 | YAV-WW SC1 | 1 | -222.244 | 0 | 0 | 0 | 0 | -0.1139 | 1951.3 | SW | SW |  | 14006_14068_1 | FALSE
| FALSE | AZPS | 500 | AZPS | 500 | 14011 | MORGAN | 14150 | TS22 | 1 | 1053.397 | 0 | 0 | 0 | 0 | 0.4234 | 2487.955 | SW | SW |  | 14011_14150_1 | FALSE
| FALSE | AZPS | 345 | AZPS | 345 | 14065 | FC-CH SC1 | 14100 | CHOLLA | 1 | 61.3367 | 0 | 0 | 0 | 0 | 0.0783 | 783.75 | SW | SW |  | 14065_14100_1 | FALSE
| FALSE | AZPS | 345 | AZPS | 345 | 14066 | FC-CH SC2 | 14100 | CHOLLA | 2 | 61.7909 | 0 | 0 | 0 | 0 | 0.0788 | 783.75 | SW | SW |  | 14066_14100_2 | FALSE
| FALSE | AZPS | 500 | AZPS | 500 | 14067 | CH-SAG SC1 | 14004 | SAGUARO | 1 | 88.5176 | 0 | 0 | 0 | 0 | 0.0455 | 1944.65 | SW | SW |  | 14067_14004_1 | FALSE
| FALSE | AZPS | 500 | AZPS | 500 | 14068 | YAV-WW SC1 | 14005 | WESTWING | 1 | -222.244 | 0 | 0 | 0 | 0 | -0.15442 | 1439.25 | SW | SW |  | 14068_14005_1 | FALSE
| FALSE | AZPS | 500 | AZPS | 500 | 14069 | MOEN-CM SC1 | 14014 | CEDARMT | 1 | -120.135 | 0 | 0 | 0 | 0 | -0.0529 | 2270.5 | SW | SW |  | 14069_14014_1 | FALSE
| FALSE | AZPS | 500 | AZPS | 500 | 14070 | NAV-DUG SC1 | 14071 | NAV-DUG SC2 | 1 | -54.2183 | 0 | 0 | 0 | 0 | -0.0279 | 1943.7 | SW | SW |  | 14070_14071_1 | FALSE
| FALSE | AZPS | 500 | AZPS | 500 | 14071 | NAV-DUG SC2 | 14018 | DUGAS | 1 | -54.2183 | 0 | 0 | 0 | 0 | -0.0376 | 1440.2 | SW | SW |  | 14071_14018_1 | FALSE
| FALSE | AZPS | 500 | AZPS | 500 | 14072 | NAV-MOEN SC1 | 14002 | MOENKOPI | 1 | 35.4562 | 0 | 0 | 0 | 0 | 0.0229 | 1546.6 | SW | SW |  | 14072_14002_1 | FALSE
| FALSE | AZPS | 500 | AZPS | 500 | 14073 | FC-MOEN SC1 | 14002 | MOENKOPI | 1 | 154.5239 | 0 | 0 | 0 | 0 | 0.10373 | 1489.6 | SW | SW |  | 14073_14002_1 | FALSE
| FALSE | AZPS | 500 | AZPS | 500 | 14077 | MOEN-ELD SC1 | 14078 | MOEN-ELD SC2 | 1 | 310.1147 | 0 | 0 | 0 | 0 | 0.17136 | 1809.75 | SW | SW |  | 14077_14078_1 | FALSE
| FALSE | AZPS | 500 | AZPS | 500 | 14078 | MOEN-ELD SC2 | 14079 | MOEN-ELD SC3 | 1 | 310.1147 | 0 | 0 | 0 | 0 | 0.13658 | 2270.5 | SW | SW |  | 14078_14079_1 | FALSE
| FALSE | AZPS | 500 | CISC | 500 | 14079 | MOEN-ELD SC3 | 24042 | ELDORDO | 1 | 310.1147 | 0 | 0 | 0 | 0 | 0.19844 | 1562.75 | SW | CA |  | 14079_24042_1 | FALSE
| FALSE | AZPS | 345 | PNM | 345 | 14101 | FOURCORN | 10630 | ARROYO_POI | 1 | -109.977 | 0 | 0 | 0 | 0 | -0.1153 | 953.8 | SW | SW |  | 14101_10630_1 | FALSE
| FALSE | AZPS | 345 | AZPS | 345 | 14101 | FOURCORN | 14065 | FC-CH SC1 | 1 | 61.3367 | 0 | 0 | 0 | 0 | 0.094 | 652.65 | SW | SW |  | 14101_14065_1 | FALSE
| FALSE | AZPS | 345 | AZPS | 345 | 14101 | FOURCORN | 14066 | FC-CH SC2 | 2 | 61.7909 | 0 | 0 | 0 | 0 | 0.0947 | 652.65 | SW | SW |  | 14101_14066_2 | FALSE
| FALSE | AZPS | 345 | AZPS | 345 | 14103 | PRECHCYN | 14105 | PNPK W | 2 | 50.6056 | 0 | 0 | 0 | 0 | 0.0624 | 810.3499 | SW | SW |  | 14103_14105_2 | FALSE
| FALSE | AZPS | 500 | AZPS | 500 | 14150 | TS22 | 14016 | PNPKAPS | 1 | 320.1706 | 0 | 0 | 0 | 0 | 0.12869 | 2487.955 | SW | SW |  | 14150_14016_1 | FALSE
| FALSE | AZPS | 230 | AZPS | 230 | 14168 | TS22 | 14162 | TSMC3 | 1 | 85.5945 | 0 | 0 | 0 | 0 | 0.47421 | 180.5 | SW | SW |  | 14168_14162_1 | FALSE
| FALSE | AZPS | 230 | AZPS | 230 | 14168 | TS22 | 14162 | TSMC3 | 2 | 85.5945 | 0 | 0 | 0 | 0 | 0.47421 | 180.5 | SW | SW |  | 14168_14162_2 | FALSE
| FALSE | AZPS | 230 | AZPS | 230 | 14168 | TS22 | 14163 | TSMC4 | 1 | 85.5945 | 0 | 0 | 0 | 0 | 0.47421 | 180.5 | SW | SW |  | 14168_14163_1 | FALSE
| FALSE | AZPS | 230 | AZPS | 230 | 14168 | TS22 | 14163 | TSMC4 | 2 | 85.5945 | 0 | 0 | 0 | 0 | 0.47421 | 180.5 | SW | SW |  | 14168_14163_2 | FALSE
| FALSE | AZPS | 230 | AZPS | 230 | 14168 | TS22 | 14164 | TSMC5 | 1 | 87.0945 | 0 | 0 | 0 | 0 | 0.47015 | 185.25 | SW | SW |  | 14168_14164_1 | FALSE
| FALSE | AZPS | 230 | AZPS | 230 | 14168 | TS22 | 14164 | TSMC5 | 2 | 87.0945 | 0 | 0 | 0 | 0 | 0.47015 | 185.25 | SW | SW |  | 14168_14164_2 | FALSE
| FALSE | AZPS | 230 | AZPS | 230 | 14168 | TS22 | 14165 | TSMC6 | 1 | 61.0945 | 0 | 0 | 0 | 0 | 0.3298 | 185.25 | SW | SW |  | 14168_14165_1 | FALSE
| FALSE | AZPS | 230 | AZPS | 230 | 14168 | TS22 | 14165 | TSMC6 | 2 | 61.0945 | 0 | 0 | 0 | 0 | 0.3298 | 185.25 | SW | SW |  | 14168_14165_2 | FALSE
| FALSE | AZPS | 230 | AZPS | 230 | 14168 | TS22 | 14246 | RACEWAY | 1 | -263.048 | 0 | 0 | 0 | 0 | -0.23171 | 1135.25 | SW | SW |  | 14168_14246_1 | FALSE
| FALSE | AZPS | 230 | AZPS | 230 | 14168 | TS22 | 14253 | AVERY | 1 | 357.5176 | 0 | 0 | 0 | 0 | 0.31492 | 1135.25 | SW | SW |  | 14168_14253_1 | FALSE
| FALSE | AZPS | 230 | AZPS | 230 | 14194 | CCLSS | 14195 | CCAFX | 1 | 71.9856 | 0 | 0 | 0 | 0 | 0.0951 | 757.15 | SW | SW |  | 14194_14195_1 | FALSE
| FALSE | AZPS | 230 | AZPS | 230 | 14194 | CCLSS | 14216 | LINCSTRT | 1 | -215.645 | 0 | 0 | 0 | 0 | -0.40586 | 531.335 | SW | SW |  | 14194_14216_1 | FALSE
| FALSE | AZPS | 230 | AZPS | 230 | 14195 | CCAFX | 14206 | CTRYCLUB | 1 | 71.6741 | 0 | 0 | 0 | 0 | 0.0947 | 757.15 | SW | SW |  | 14195_14206_1 | FALSE
| FALSE | AZPS | 230 | AZPS | 230 | 14195 | CCAFX | 14270 | GRNDTRML | 1 | -43.0873 | 0 | 0 | 0 | 0 | -0.12484 | 345.135 | SW | SW |  | 14195_14270_1 | FALSE
| FALSE | AZPS | 230 | AZPS | 230 | 14206 | CTRYCLUB | 14194 | CCLSS | 1 | -143.66 | 0 | 0 | 0 | 0 | -0.18974 | 757.15 | SW | SW |  | 14206_14194_1 | FALSE
| FALSE | AZPS | 230 | AZPS | 230 | 14208 | DOWNING | 14278 | PPAPS N | 1 | -77.9562 | 0 | 0 | 0 | 0 | -0.21982 | 354.635 | SW | SW |  | 14208_14278_1 | FALSE
| FALSE | AZPS | 230 | AZPS | 230 | 14208 | DOWNING | 14640 | OCO S | 1 | -20.762 | 0 | 0 | 0 | 0 | -0.0585 | 354.635 | SW | SW |  | 14208_14640_1 | FALSE
| FALSE | AZPS | 230 | AZPS | 230 | 14210 | EL SOL | 14251 | CONTRAIL | 1 | -6.3969 | 0 | 0 | 0 | 0 | -0.00563 | 1135.25 | SW | SW |  | 14210_14251_1 | FALSE
| FALSE | AZPS | 230 | AZPS | 230 | 14232 | WHTNKAPS | 14251 | CONTRAIL | 1 | 25.1745 | 0 | 0 | 0 | 0 | 0.0222 | 1135.25 | SW | SW |  | 14232_14251_1 | FALSE
| FALSE | AZPS | 230 | AZPS | 230 | 14237 | RUNWAY | 14241 | THREE RI | 1 | 89.5389 | 0 | 0 | 0 | 0 | 0.0789 | 1135.25 | SW | SW |  | 14237_14241_1 | FALSE
| FALSE | AZPS | 230 | AZPS | 230 | 14241 | THREE RI | 14232 | WHTNKAPS | 1 | 44.8864 | 0 | 0 | 0 | 0 | 0.039539 | 1135.25 | SW | SW |  | 14241_14232_1 | FALSE
| FALSE | AZPS | 230 | AZPS | 230 | 14245 | STRATUS | 14237 | RUNWAY | 1 | -9.2673 | 0 | 0 | 0 | 0 | -0.00816 | 1135.25 | SW | SW |  | 14245_14237_1 | FALSE
| FALSE | AZPS | 230 | AZPS | 230 | 14245 | STRATUS | 14258 | FREEDOM | 1 | -192.038 | 0 | 0 | 0 | 0 | -0.16916 | 1135.25 | SW | SW |  | 14245_14258_1 | FALSE
| FALSE | AZPS | 230 | AZPS | 230 | 14252 | PVPND | 14245 | STRATUS | 1 | -51.273 | 0 | 0 | 0 | 0 | -0.0452 | 1135.25 | SW | SW |  | 14252_14245_1 | FALSE
| FALSE | AZPS | 230 | AZPS | 230 | 14252 | PVPND | 14282 | PVTB | 1 | 33.1269 | 0 | 0 | 0 | 0 | 0.0292 | 1135.25 | SW | SW |  | 14252_14282_1 | FALSE
| FALSE | AZPS | 230 | AZPS | 230 | 14253 | AVERY | 14160 | TSMC1 | 1 | 0.0584 | 0 | 0 | 0 | 0 | 0.000343 | 170.335 | SW | SW |  | 14253_14160_1 | FALSE
| FALSE | AZPS | 230 | AZPS | 230 | 14253 | AVERY | 14160 | TSMC1 | 2 | 158.1307 | 0 | 0 | 0 | 0 | 0.92835 | 170.335 | SW | SW |  | 14253_14160_2 | FALSE
| FALSE | AZPS | 230 | AZPS | 230 | 14253 | AVERY | 14161 | TSMC2 | 1 | 0.0584 | 0 | 0 | 0 | 0 | 0.000343 | 170.335 | SW | SW |  | 14253_14161_1 | FALSE
| FALSE | AZPS | 230 | AZPS | 230 | 14253 | AVERY | 14161 | TSMC2 | 2 | 158.1307 | 0 | 0 | 0 | 0 | 0.92835 | 170.335 | SW | SW |  | 14253_14161_2 | FALSE
| FALSE | AZPS | 230 | AZPS | 230 | 14253 | AVERY | 14166 | LINDE | 1 | 83.0945 | 0 | 0 | 0 | 0 | 0.48783 | 170.335 | SW | SW |  | 14253_14166_1 | FALSE
| FALSE | AZPS | 230 | AZPS | 230 | 14253 | AVERY | 14166 | LINDE | 2 | 83.0945 | 0 | 0 | 0 | 0 | 0.48783 | 170.335 | SW | SW |  | 14253_14166_2 | FALSE
| FALSE | AZPS | 230 | AZPS | 230 | 14255 | TS2 | 14251 | CONTRAIL | 1 | 125.7585 | 0 | 0 | 0 | 0 | 0.11078 | 1135.25 | SW | SW |  | 14255_14251_1 | FALSE
| FALSE | AZPS | 230 | AZPS | 230 | 14266 | BROADWAY | 14237 | RUNWAY | 1 | 79.1269 | 0 | 0 | 0 | 0 | 0.0697 | 1135.25 | SW | SW |  | 14266_14237_1 | FALSE
| FALSE | AZPS | 230 | SRP | 230 | 14266 | BROADWAY | 15230 | RUDD | 1 | -114.506 | 0 | 0 | 0 | 0 | -0.10086 | 1135.25 | SW | SW |  | 14266_15230_1 | FALSE
| FALSE | AZPS | 230 | AZPS | 230 | 14281 | PV230T3 | 14252 | PVPND | 1 | -18.1461 | 0 | 0 | 0 | 0 | -0.02 | 908.2 | SW | SW |  | 14281_14252_1 | FALSE
| FALSE | AZPS | 230 | AZPS | 230 | 14282 | PVTB | 14255 | TS2 | 1 | 31.5832 | 0 | 0 | 0 | 0 | 0.0278 | 1135.25 | SW | SW |  | 14282_14255_1 | FALSE
| FALSE | AZPS | 230 | AZPS | 230 | 14282 | PVTB | 14283 | PV230T11 | 1 | 1.5437 | 0 | 0 | 0 | 0 | 0.00136 | 1135.25 | SW | SW |  | 14282_14283_1 | FALSE
| FALSE | AZPS | 230 | AZPS | 230 | 14283 | PV230T11 | 14284 | PVRUX | 1 | -11.0103 | 0 | 0 | 0 | 0 | -0.0097 | 1135.25 | SW | SW |  | 14283_14284_1 | FALSE
| FALSE | AZPS | 230 | AZPS | 230 | 14284 | PVRUX | 14245 | STRATUS | 1 | -5.4961 | 0 | 0 | 0 | 0 | -0.00484 | 1135.25 | SW | SW |  | 14284_14245_1 | FALSE
| FALSE | AZPS | 230 | AZPS | 230 | 14284 | PVRUX | 14281 | PV230T3 | 1 | -5.5142 | 0 | 0 | 0 | 0 | -0.00607 | 908.2 | SW | SW |  | 14284_14281_1 | FALSE
| FALSE | SRP | 230 | SRP | 230 | 15201 | AGUAFRIA | 152011 | AF230BK5 | 1 | -2.1391 | 0 | 0 | 0 | 0 | -0.00552 | 387.505 | SW | SW |  | 15201_152011_1 | FALSE
| FALSE | SRP | 230 | SRP | 230 | 15201 | AGUAFRIA | 152016 | AF230BK4 | 1 | -1.2055 | 0 | 0 | 0 | 0 | -0.00311 | 387.505 | SW | SW |  | 15201_152016_1 | FALSE
| FALSE | SRP | 230 | SRP | 230 | 15224 | ABEL | 15225 | SCOTT | 1 | 58.9816 | 0 | 0 | 0 | 0 | 0.070648 | 834.8599 | SW | SW |  | 15224_15225_1 | FALSE
| FALSE | SRP | 230 | AZPS | 230 | 15230 | RUDD | 14237 | RUNWAY | 1 | 163.0459 | 0 | 0 | 0 | 0 | 0.14362 | 1135.25 | SW | SW |  | 15230_14237_1 | FALSE
| FALSE | SRP | 230 | SRP | 230 | 15231 | PINAL_C | 150031 | VAH KI | 1 | 28.112 | 0 | 0 | 0 | 0 | 0.0203 | 1385.1 | SW | SW |  | 15231_150031_1 | FALSE
| FALSE | SRP | 230 | SRP | 230 | 15240 | RANDOLPH | 15259 | CPGS0104 | 1 | -103.606 | 0 | 0 | 0 | 0 | -0.4193 | 247.095 | SW | SW |  | 15240_15259_1 | FALSE
| FALSE | SRP | 230 | SRP | 230 | 15240 | RANDOLPH | 15260 | CPGS0508 | 1 | -107.195 | 0 | 0 | 0 | 0 | -0.43382 | 247.095 | SW | SW |  | 15240_15260_1 | FALSE
| FALSE | SRP | 230 | SRP | 230 | 15240 | RANDOLPH | 15261 | CPGS0912 | 1 | -104.216 | 0 | 0 | 0 | 0 | -0.42176 | 247.095 | SW | SW |  | 15240_15261_1 | FALSE
| FALSE | SRP | 230 | SRP | 230 | 15240 | RANDOLPH | 150031 | VAH KI | 1 | -28.112 | 0 | 0 | 0 | 0 | -0.0203 | 1385.1 | SW | SW |  | 15240_150031_1 | FALSE
| FALSE | SRP | 69 | AZPS | 69 | 15602 | AF-STEAM | 84300 | AFRAAPSN | 1 | 0 | 0 | 0 | 0 | 0 | 0 | 227.05 | SW | SW |  | 15602_84300_1 | FALSE
| FALSE | SRP | 69 | AZPS | 69 | 15602 | AF-STEAM | 84301 | AFRAAPSS | 1 | 0 | 0 | 0 | 0 | 0 | 0 | 227.05 | SW | SW |  | 15602_84301_1 | FALSE
| FALSE | WALC | 230 | WALC | 230 | 17007 | BUTERFLD | 17542 | SCHIEFFELIN | 1 | 49.1948 | 0 | 0 | 0 | 0 | 0.13143 | 374.3 | SW | SW |  | 17007_17542_1 | FALSE
| FALSE | WALC | 230 | WALC | 230 | 17020 | SAN_RAF | 17542 | SCHIEFFELIN | 1 | -28.6853 | 0 | 0 | 0 | 0 | -0.0766 | 374.3 | SW | SW |  | 17020_17542_1 | FALSE
| FALSE | PNM | 115 | EPE | 115 | 12027 | DONA_ANA | 11088 | LAS_CRUC | 1 | -16.2011 | 0 | 0 | 0 | 0 | -0.11146 | 145.35 | SW | SW |  | 12027_11088_1 | FALSE
| FALSE | WALC | 69 | AZPS | 69 | 17541 | SCHIEFFELIN | 84854 | BOOTHILL | 1 | -0.43215 | 0 | 0 | 0 | 0 | -0.00425 | 101.65 | SW | SW |  | 17541_84854_1 | FALSE
| FALSE | NEVP | 230 | NEVP | 230 | 18014 | CRYSTAL | 18019 | H ALLEN | 1 | 112.9235 | 0 | 0 | 0 | 0 | 0.11683 | 966.53 | SW | SW |  | 18014_18019_1 | FALSE
| FALSE | NEVP | 230 | NEVP | 230 | 18014 | CRYSTAL | 181080 | GEMTWO HV | 1 | -70.9191 | 0 | 0 | 0 | 0 | -0.079 | 897.75 | SW | SW |  | 18014_181080_1 | FALSE
| FALSE | NEVP | 230 | NEVP | 230 | 18019 | H ALLEN | 180940 | CHUCKWALLA_S | 1 | -63.755 | 0 | 0 | 0 | 0 | -0.18575 | 343.235 | SW | SW |  | 18019_180940_1 | FALSE
| FALSE | NEVP | 230 | NEVP | 230 | 18019 | H ALLEN | 181050 | PROSPECTOR | 1 | 152.0451 | 0 | 0 | 0 | 0 | 0.1861 | 817 | SW | SW |  | 18019_181050_1 | FALSE
| FALSE | NEVP | 230 | NEVP | 230 | 18025 | RD GDNR | 18027 | TORTISE | 2 | 22.3818 | 0 | 0 | 0 | 0 | 0.0548 | 408.69 | SW | SW |  | 18025_18027_2 | FALSE
| FALSE | NEVP | 230 | NEVP | 230 | 18135 | GRTETON | 181050 | PROSPECTOR | 1 | -150.711 | 0 | 0 | 0 | 0 | -0.18447 | 817 | SW | SW |  | 18135_181050_1 | FALSE
| FALSE | NEVP | 500 | NEVP | 500 | 18451 | NWEST | 18450 | H ALLEN | 1 | 74.3925 | 0 | 0 | 0 | 0 | 0.0301 | 2468.195 | SW | SW |  | 18451_18450_1 | FALSE
| FALSE | TH_Mead | 230 | WALC | 230 | 19011 | MEAD N | 19886 | TNS-GSU-HV | 1 | 0.81991 | 0 | 0 | 0 | 0 | 0.00239 | 343.235 | SW | SW |  | 19011_19886_1 | FALSE
| FALSE | WALC | 230 | WALC | 230 | 19022 | DAVIS | 19224 | LONGTIN | 1 | -4.8772 | 0 | 0 | 0 | 0 | -0.0107 | 454.1 | SW | SW |  | 19022_19224_1 | FALSE
| FALSE | WALC | 69 | AZPS | 69 | 19183 | CLO-TAP | 84812 | COLORADO | 1 | 1.6241 | 0 | 0 | 0 | 0 | 0.0596 | 27.265 | SW | SW |  | 19183_84812_1 | FALSE
| FALSE | WALC | 230 | WALC | 230 | 19224 | LONGTIN | 19320 | TOPOCK | 1 | -39.2286 | 0 | 0 | 0 | 0 | -0.07619 | 514.9 | SW | SW |  | 19224_19320_1 | FALSE
| FALSE | WALC | 34.5 | AZPS | 34.5 | 19234 | SNL-WALC | 85780 | SANLUISW | 1 | -2.714 | 0 | 0 | 0 | 0 | -0.14284 | 19 | SW | SW |  | 19234_85780_1 | FALSE
| FALSE | WALC | 345 | WALC | 345 | 19315 | PEACOCK | 19980 | WHTHLS | 1 | 69.1264 | 0 | 0 | 0 | 0 | 0.0761 | 908.2 | SW | SW |  | 19315_19980_1 | FALSE
| FALSE | WALC | 345 | TH_Mead | 345 | 19980 | WHTHLS | 19037 | MEAD | 1 | 198.6005 | 0 | 0 | 0 | 0 | 0.17494 | 1135.25 | SW | SW |  | 19980_19037_1 | FALSE
| FALSE | WALC | 345 | WALC | 345 | 19984 | WHTHLS1_HV | 19989 | WHTHLS2_HV | 1 | 55.4904 | 0 | 0 | 0 | 0 | 0.0539 | 1029.8 | SW | SW |  | 19984_19989_1 | FALSE
| FALSE | WALC | 345 | WALC | 345 | 19989 | WHTHLS2_HV | 19980 | WHTHLS | 1 | 129.4741 | 0 | 0 | 0 | 0 | 0.16244 | 797.05 | SW | SW |  | 19989_19980_1 | FALSE
| FALSE | CFE | 230 | CFE | 230 | 20104 | CPD-230 | 20112 | STB-230 | 1 | 144.4563 | 0 | 0 | 0 | 0 | 0.39191 | 368.6 | CA | CA |  | 20104_20112_1 | FALSE
| FALSE | CFE | 230 | CFE | 230 | 20104 | CPD-230 | 20137 | ARJ-230 | 2 | 39.6735 | 0 | 0 | 0 | 0 | 0.116 | 342 | CA | CA |  | 20104_20137_2 | FALSE
| FALSE | CFE | 230 | CFE | 230 | 20107 | CPT-230 | 20170 | MGO-230 | 1 | 77.9858 | 0 | 0 | 0 | 0 | 0.23623 | 330.125 | CA | CA |  | 20107_20170_1 | FALSE
| FALSE | CFE | 230 | CFE | 230 | 20107 | CPT-230 | 20174 | RZC-230 | 1 | -56.2202 | 0 | 0 | 0 | 0 | -0.16439 | 342 | CA | CA |  | 20107_20174_1 | FALSE
| FALSE | CFE | 230 | CFE | 230 | 20110 | APD-230 | 20170 | MGO-230 | 1 | -91.7876 | 0 | 0 | 0 | 0 | -0.27804 | 330.125 | CA | CA |  | 20110_20170_1 | FALSE
| FALSE | CFE | 230 | CFE | 230 | 20110 | APD-230 | 20773 | ALM-230 | 1 | 57.3227 | 0 | 0 | 0 | 0 | 0.17695 | 323.95 | CA | CA |  | 20110_20773_1 | FALSE
| FALSE | CFE | 230 | CFE | 230 | 20111 | TEK-230 | 20170 | MGO-230 | 1 | -212.409 | 0 | 0 | 0 | 0 | -0.5349 | 397.1 | CA | CA |  | 20111_20170_1 | FALSE
| FALSE | CFE | 230 | CFE | 230 | 20170 | MGO-230 | 20460 | VPA-230 | 1 | 142.2071 | 0 | 0 | 0 | 0 | 0.35811 | 397.1 | CA | CA |  | 20170_20460_1 | FALSE
| FALSE | CFE | 230 | CFE | 230 | 20177 | PID-230 | 20174 | RZC-230 | 2 | 109.7005 | 0 | 0 | 0 | 0 | 0.27625 | 397.1 | CA | CA |  | 20177_20174_2 | FALSE
| FALSE | CFE | 230 | CFE | 230 | 20177 | PID-230 | 20459 | ESL-230 | 2 | -147.578 | 0 | 0 | 0 | 0 | -0.37164 | 397.1 | CA | CA |  | 20177_20459_2 | FALSE
| FALSE | CFE | 230 | CFE | 230 | 20177 | PID-230 | 20752 | VPO-230 | 1 | 114.1708 | 0 | 0 | 0 | 0 | 0.28751 | 397.1 | CA | CA |  | 20177_20752_1 | FALSE
| FALSE | CFE | 230 | CFE | 230 | 20238 | HRA-230 | 20118 | ROA-230 | 2 | -119.554 | 0 | 0 | 0 | 0 | -0.16429 | 727.7 | CA | CA |  | 20238_20118_2 | FALSE
| FALSE | CFE | 230 | CFE | 230 | 20238 | HRA-230 | 20118 | ROA-230 | 3 | -119.554 | 0 | 0 | 0 | 0 | -0.16429 | 727.7 | CA | CA |  | 20238_20118_3 | FALSE
| FALSE | CFE | 230 | CFE | 230 | 20238 | HRA-230 | 20149 | TJI-230 | 1 | 167.7493 | 0 | 0 | 0 | 0 | 0.22755 | 737.2 | CA | CA |  | 20238_20149_1 | FALSE
| FALSE | CFE | 230 | CFE | 230 | 20391 | CHQ-230 | 20371 | VIC-230 | 1 | 15.5495 | 0 | 0 | 0 | 0 | 0.0455 | 342 | CA | CA |  | 20391_20371_1 | FALSE
| FALSE | CFE | 230 | CFE | 230 | 20391 | CHQ-230 | 20459 | ESL-230 | 3 | -123.867 | 0 | 0 | 0 | 0 | -0.31193 | 397.1 | CA | CA |  | 20391_20459_3 | FALSE
| FALSE | CFE | 230 | CFE | 230 | 20459 | ESL-230 | 20171 | ESL-230A | 1 | -192.676 | 0 | 0 | 0 | 0 | -0.48521 | 397.1 | CA | CA |  | 20459_20171_1 | FALSE
| FALSE | CFE | 230 | CFE | 230 | 20459 | ESL-230 | 20172 | ESL-230B | 1 | -196.539 | 0 | 0 | 0 | 0 | -0.49494 | 397.1 | CA | CA |  | 20459_20172_1 | FALSE
| FALSE | CFE | 230 | CFE | 230 | 20459 | ESL-230 | 20173 | ESL-230C | 1 | -164.037 | 0 | 0 | 0 | 0 | -0.41309 | 397.1 | CA | CA |  | 20459_20173_1 | FALSE
| FALSE | CFE | 230 | CFE | 230 | 20752 | VPO-230 | 20174 | RZC-230 | 1 | 97.4922 | 0 | 0 | 0 | 0 | 0.24551 | 397.1 | CA | CA |  | 20752_20174_1 | FALSE
| FALSE | CFE | 230 | CFE | 230 | 20773 | ALM-230 | 20116 | CTY-230 | 1 | 44.3719 | 0 | 0 | 0 | 0 | 0.13697 | 323.95 | CA | CA |  | 20773_20116_1 | FALSE
| FALSE | IID | 230 | IID | 230 | 21113 | VEGA_SS | 21025 | ELCENTSW | 1 | 112.8952 | 0 | 0 | 0 | 0 | 0.13691 | 824.5999 | CA | CA |  | 21113_21025_1 | FALSE
| FALSE | IID | 230 | IID | 230 | 21113 | VEGA_SS | 21111 | VEGA | 1 | 1.5142 | 0 | 0 | 0 | 0 | 0.00582 | 260.3 | CA | CA |  | 21113_21111_1 | FALSE
| FALSE | IID | 230 | IID | 230 | 21217 | SONORA_SS | 21218 | SONORA | 1 | 0 | 0 | 0 | 0 | 0 | 0 | 51.68 | CA | CA |  | 21217_21218_1 | FALSE
| FALSE | CISD | 230 | IID | 230 | 22356 | IMPRLVLY | 21113 | VEGA_SS | 1 | 114.4094 | 0 | 0 | 0 | 0 | 0.0892 | 1282.5 | CA | CA |  | 22356_21113_1 | FALSE
| FALSE | CISD | 230 | CISD | 230 | 23292 | Q838_230KV | 23300 | DREW | 1 | 0 | 0 | 0 | 0 | 0 | 0 | 343.235 | CA | CA |  | 23292_23300_1 | FALSE
| FALSE | CISC | 500 | CISC | 500 | 24042 | ELDORDO | 25437 | RP_ELDRO_3 | 1 | 2.4689 | 0 | 0 | 0 | 0 | 0.00331 | 746.225 | CA | CA |  | 24042_25437_1 | FALSE
| FALSE | CISC | 230 | CISC | 230 | 24044 | ELLIS | 24069 | HUNTGBCH | 2 | 0 | 0 | 0 | 0 | 0 | 0 | 435.1 | CA | CA |  | 24044_24069_2 | FALSE
| FALSE | CISC | 230 | CISC | 230 | 24044 | ELLIS | 24369 | HUNTBCH_ENGY | 1 | -88.2638 | 0 | 0 | 0 | 0 | -0.094 | 938.6 | CA | CA |  | 24044_24369_1 | FALSE
| FALSE | CISC | 230 | CISC | 230 | 24056 | ETIWANDA | 25396 | RP_ETWND_1 | 1 | 1.9133 | 0 | 0 | 0 | 0 | 0.000201 | 9499.05 | CA | CA |  | 24056_25396_1 | FALSE
| FALSE | CISC | 230 | CISC | 230 | 24065 | HINSON | 25979 | RP_HNSN_H | 1 | 4.2548 | 0 | 0 | 0 | 0 | 0.00597 | 712.5 | CA | CA |  | 24065_25979_1 | FALSE
| FALSE | CISC | 230 | CISC | 230 | 24076 | LAGUBELL | 25983 | RP_LAGB_H | 1 | 10.3644 | 0 | 0 | 0 | 0 | 0.014547 | 712.5 | CA | CA |  | 24076_25983_1 | FALSE
| FALSE | CISC | 230 | CISC | 230 | 24085 | LUGO | 25476 | RP_LUGO_1 | 1 | -15.7468 | 0 | 0 | 0 | 0 | -0.10834 | 145.35 | CA | CA |  | 24085_25476_1 | FALSE
| FALSE | CISC | 500 | CISC | 500 | 24097 | MOHAVE | 25487 | RP_MHVE_1 | 1 | -191.111 | 0 | 0 | 0 | 0 | -0.0201 | 9499.05 | CA | CA |  | 24097_25487_1 | FALSE
| FALSE | CISC | 230 | CISC | 230 | 24099 | MOORPARK | 25987 | RP_MPRK_H | 1 | 11.0019 | 0 | 0 | 0 | 0 | 0.0154 | 712.5 | CA | CA |  | 24099_25987_1 | FALSE
| FALSE | CISC | 230 | CISC | 230 | 24155 | VINCENT | 25568 | RP_VIN_1 | 1 | -165.245 | 0 | 0 | 0 | 0 | -0.23192 | 712.5 | CA | CA |  | 24155_25568_1 | FALSE
| FALSE | CISC | 230 | CISC | 230 | 24155 | VINCENT | 25576 | RP_VIN_2 | 1 | 14.392 | 0 | 0 | 0 | 0 | 0.0151 | 950 | CA | CA |  | 24155_25576_1 | FALSE
| FALSE | CISC | 230 | CISC | 230 | 24158 | WALNUT | 25971 | RP_WNUT_H1 | 1 | 4.0095 | 0 | 0 | 0 | 0 | 0.00563 | 712.5 | CA | CA |  | 24158_25971_1 | FALSE
| FALSE | CISC | 230 | CISC | 230 | 24158 | WALNUT | 25975 | RP_WNUT_H2 | 1 | 4.0167 | 0 | 0 | 0 | 0 | 0.00564 | 712.5 | CA | CA |  | 24158_25975_1 | FALSE
| FALSE | CISC | 230 | CISC | 230 | 24219 | PISGAH | 25473 | RP_PISG_1 | 1 | -4.2653 | 0 | 0 | 0 | 0 | -0.0293 | 145.35 | CA | CA |  | 24219_25473_1 | FALSE
| FALSE | CISC | 230 | CISC | 230 | 24350 | HIDESERT | 25590 | HIDESERT_TAP | 1 | 451.8653 | 0 | 0 | 0 | 0 | 0.39803 | 1135.25 | CA | CA |  | 24350_25590_1 | FALSE
| FALSE | CISC | 230 | CISC | 230 | 24375 | REDBLUFF | 25029 | BLACK_RANCH | 1 | -52.0531 | 0 | 0 | 0 | 0 | -0.14584 | 356.915 | CA | CA |  | 24375_25029_1 | FALSE
| FALSE | CISC | 230 | CISC | 230 | 24375 | REDBLUFF | 25265 | ALMASOL_TAP | 1 | -153.89 | 0 | 0 | 0 | 0 | -0.26577 | 579.025 | CA | CA |  | 24375_25265_1 | FALSE
| FALSE | CISC | 230 | CISC | 230 | 24401 | ANTELOPE | 25550 | RP_ANT_B | 1 | 11.0826 | 0 | 0 | 0 | 0 | 0.0156 | 712.5 | CA | CA |  | 24401_25550_1 | FALSE
| FALSE | CISC | 230 | CISC | 230 | 24401 | ANTELOPE | 25560 | RP_ANT_A | 1 | -213.827 | 0 | 0 | 0 | 0 | -0.30011 | 712.5 | CA | CA |  | 24401_25560_1 | FALSE
| FALSE | CISC | 230 | CISC | 230 | 24401 | ANTELOPE | 25564 | RP_ANT_C | 1 | -198.294 | 0 | 0 | 0 | 0 | -0.27831 | 712.5 | CA | CA |  | 24401_25564_1 | FALSE
| FALSE | CISC | 230 | CISC | 230 | 24601 | VICTOR | 25590 | HIDESERT_TAP | 1 | -483.679 | 0 | 0 | 0 | 0 | -0.42606 | 1135.25 | CA | CA |  | 24601_25590_1 | FALSE
| FALSE | CISC | 230 | CISC | 230 | 24717 | COLWATER | 25344 | RP_COLWATR_H | 1 | -27.6992 | 0 | 0 | 0 | 0 | -0.0808 | 342.95 | CA | CA |  | 24717_25344_1 | FALSE
| FALSE | CISC | 500 | CISC | 500 | 24845 | ALBERHIL | 25446 | RP_ALBHIL | 1 | 8.9982 | 0 | 0 | 0 | 0 | 0.0045 | 1998.8 | CA | CA |  | 24845_25446_1 | FALSE
| FALSE | CISC | 230 | CISC | 230 | 24957 | COLRIVER | 25130 | TOT446H | 1 | 2.78e-13 | 0 | 0 | 0 | 0 | 7.16e-16 | 387.6 | CA | CA |  | 24957_25130_1 | FALSE
| FALSE | CISC | 230 | CISC | 230 | 25265 | ALMASOL_TAP | 25240 | ALMASOL | 1 | -153.89 | 0 | 0 | 0 | 0 | -0.26577 | 579.025 | CA | CA |  | 25265_25240_1 | FALSE
| FALSE | CISC | 230 | CISC | 230 | 25265 | ALMASOL_TAP | 25266 | ALMASOL_SUB2 | 1 | 0 | 0 | 0 | 0 | 0 | 0 | 289.56 | CA | CA |  | 25265_25266_1 | FALSE
| FALSE | CISC | 230 | CISC | 230 | 25277 | ATHOS | 24375 | REDBLUFF | 1 | 147.3845 | 0 | 0 | 0 | 0 | 0.28677 | 513.95 | CA | CA |  | 25277_24375_1 | FALSE
| FALSE | CISC | 230 | CISC | 230 | 25277 | ATHOS | 25278 | ATHOS_SUB2 | 1 | -65.5418 | 0 | 0 | 0 | 0 | -0.17378 | 377.15 | CA | CA |  | 25277_25278_1 | FALSE
| FALSE | CISC | 230 | CISC | 230 | 25299 | ATHOS_SUB1N | 25277 | ATHOS | 1 | 40.9213 | 0 | 0 | 0 | 0 | 0.1085 | 377.15 | CA | CA |  | 25299_25277_1 | FALSE
| FALSE | CISC | 500 | CISC | 500 | 25451 | RP_ELDRO_1 | 24042 | ELDORDO | 1 | 74.5401 | 0 | 0 | 0 | 0 | 0.14442 | 516.135 | CA | CA |  | 25451_24042_1 | FALSE
| FALSE | CISC | 500 | CISC | 500 | 25455 | RP_ELDRO_2 | 24042 | ELDORDO | 1 | 82.2512 | 0 | 0 | 0 | 0 | 0.15936 | 516.135 | CA | CA |  | 25455_24042_1 | FALSE
| FALSE | CISC | 500 | CISC | 500 | 25459 | RP_ELDRO_5 | 24042 | ELDORDO | 1 | 82.2512 | 0 | 0 | 0 | 0 | 0.15936 | 516.135 | CA | CA |  | 25459_24042_1 | FALSE
| FALSE | CISC | 500 | CISC | 500 | 25463 | RP_ELDRO_6 | 24042 | ELDORDO | 1 | 82.2512 | 0 | 0 | 0 | 0 | 0.15936 | 516.135 | CA | CA |  | 25463_24042_1 | FALSE
| FALSE | CISC | 230 | CISC | 230 | 25467 | RP_ELDRO2_1 | 24646 | ELDORDO2 | 1 | 24.1463 | 0 | 0 | 0 | 0 | 0.0468 | 516.135 | CA | CA |  | 25467_24646_1 | FALSE
| FALSE | CISC | 500 | CISC | 500 | 25480 | RP_ELDRO_4 | 24042 | ELDORDO | 1 | 47.1044 | 0 | 0 | 0 | 0 | 0.0913 | 516.135 | CA | CA |  | 25480_24042_1 | FALSE
| FALSE | CISC | 230 | CISC | 230 | 25500 | CALCITE | 25501 | RP_CLCTE_2 | 1 | 2.7131 | 0 | 0 | 0 | 0 | 0.0072 | 376.58 | CA | CA |  | 25500_25501_1 | FALSE
| FALSE | CISC | 230 | CISC | 230 | 25529 | ALMITOS_ES | 24008 | ALMITOSW | 1 | 0 | 0 | 0 | 0 | 0 | 0 | 469.3 | CA | CA |  | 25529_24008_1 | FALSE
| FALSE | CISC | 230 | CISC | 230 | 25590 | HIDESERT_TAP | 25591 | COLUSA | 1 | -31.8142 | 0 | 0 | 0 | 0 | -0.0934 | 340.575 | CA | CA |  | 25590_25591_1 | FALSE
| FALSE | CISC | 230 | CISC | 230 | 25730 | ARLINGTON | 24957 | COLRIVER | 1 | 67.3935 | 0 | 0 | 0 | 0 | 0.0908 | 741.95 | CA | CA |  | 25730_24957_1 | FALSE
| FALSE | LDWP | 500 | LDWP | 500 | 26048 | MCCULLGH | 260481 | MCCULLGH_SC1 | 1 | 1041.765 | 0 | 0 | 0 | 0 | 0.50651 | 2056.75 | CA | CA |  | 26048_260481_1 | FALSE
| FALSE | LDWP | 500 | LDWP | 500 | 26048 | MCCULLGH | 260482 | MCCULLGH_SC2 | 1 | 1041.765 | 0 | 0 | 0 | 0 | 0.50651 | 2056.75 | CA | CA |  | 26048_260482_1 | FALSE
| FALSE | LDWP | 230 | LDWP | 230 | 26097 | SYLMAR1 | 26272 | SYL PF BUS 3 | 1 | 0 | 0 | 0 | 0 | 0 | 0 | 9499.05 | CA | CA |  | 26097_26272_1 | FALSE
| FALSE | LDWP | 230 | LDWP | 230 | 26099 | SYLMAR2 | 26271 | SYL PF BUS 2 | 1 | 0 | 0 | 0 | 0 | 0 | 0 | 9499.05 | CA | CA |  | 26099_26271_1 | FALSE
| FALSE | LDWP | 230 | LDWP | 230 | 26132 | BARRENRD | 26133 | BARRENRD_SVC | 1 | 0 | 0 | 0 | 0 | 0 | 0 | 902.4999 | CA | CA |  | 26132_26133_1 | FALSE
| FALSE | CISC | 230 | CISC | 230 | 29360 | TOT793_H | 29670 | DSTFLWER | 1 | 0 | 0 | 0 | 0 | 0 | 0 | 449.35 | CA | CA |  | 29360_29670_1 | FALSE
| FALSE | CISC | 230 | CISC | 230 | 29368 | TOT753_H | 29665 | TEDDY | 1 | 0 | 0 | 0 | 0 | 0 | 0 | 437.095 | CA | CA |  | 29368_29665_1 | FALSE
| FALSE | CISC | 230 | CISC | 230 | 29375 | TOT754_H | 29408 | WIRLWIND | 1 | 0 | 0 | 0 | 0 | 0 | 0 | 348.84 | CA | CA |  | 29375_29408_1 | FALSE
| FALSE | CISC | 230 | CISC | 230 | 29399 | WINDHUB_B | 25580 | RP_WBB1A | 1 | 16.4275 | 0 | 0 | 0 | 0 | 0.01441 | 1140 | CA | CA |  | 29399_25580_1 | FALSE
| FALSE | CISC | 500 | CISC | 500 | 29402 | WIRLWIND | 25349 | RP_WW_1 | 1 | -165.783 | 0 | 0 | 0 | 0 | -0.36972 | 448.4 | CA | CA |  | 29402_25349_1 | FALSE
| FALSE | CISC | 230 | CISC | 230 | 29408 | WIRLWIND | 25544 | RP_WW230_2 | 1 | 12.8766 | 0 | 0 | 0 | 0 | 0.0136 | 950 | CA | CA |  | 29408_25544_1 | FALSE
| FALSE | CISC | 230 | CISC | 230 | 29408 | WIRLWIND | 25584 | RP_WW230_1 | 1 | 13.601 | 0 | 0 | 0 | 0 | 0.0119 | 1140 | CA | CA |  | 29408_25584_1 | FALSE
| FALSE | CISC | 230 | CISC | 230 | 29516 | VINCNT2 | 25572 | RP_VIN_3 | 1 | -166.237 | 0 | 0 | 0 | 0 | -0.23331 | 712.5 | CA | CA |  | 29516_25572_1 | FALSE
| FALSE | CISC | 230 | CISC | 230 | 29698 | BIG SKY | 29795 | NORTH BIGSKY | 1 | -82.4125 | 0 | 0 | 0 | 0 | -0.12565 | 655.88 | CA | CA |  | 29698_29795_1 | FALSE
| FALSE | CIPV | 230 | CIPV | 230 | 30114 | DELEVAN | 30118 | COLUSAPP2 | 1 | -15.1101 | 0 | 0 | 0 | 0 | -0.00898 | 1682.26 | CA | CA |  | 30114_30118_1 | FALSE
| FALSE | CIPV | 230 | CIPV | 230 | 30114 | DELEVAN | 30460 | VACA-DIX | 1 | 60.8717 | 0 | 0 | 0 | 0 | 0.13163 | 462.46 | CA | CA |  | 30114_30460_1 | FALSE
| FALSE | CIPV | 230 | CIPB | 230 | 30435 | LAKEVILE | 30456 | VACALKVLRCTR | 1 | -36.2107 | 0 | 0 | 0 | 0 | -0.0797 | 454.1 | CA | CA |  | 30435_30456_1 | FALSE
| FALSE | CIPB | 230 | CIPB | 230 | 30440 | TULUCAY | 30458 | TLCYVACARCTR | 1 | -49.9135 | 0 | 0 | 0 | 0 | -0.10767 | 463.6 | CA | CA |  | 30440_30458_1 | FALSE
| FALSE | CIPB | 230 | CIPV | 230 | 30456 | VACALKVLRCTR | 30460 | VACA-DIX | 1 | 0 | 0 | 0 | 0 | 0 | 0 | 454.1 | CA | CA |  | 30456_30460_1 | FALSE
| FALSE | CIPB | 230 | CIPV | 230 | 30456 | VACALKVLRCTR | 30460 | VACA-DIX | BP | -36.2107 | 0 | 0 | 0 | 0 | -0.0797 | 454.1 | CA | CA |  | 30456_30460_BP | FALSE
| FALSE | CIPB | 230 | CIPV | 230 | 30458 | TLCYVACARCTR | 30460 | VACA-DIX | 1 | 0 | 0 | 0 | 0 | 0 | 0 | 487.065 | CA | CA |  | 30458_30460_1 | FALSE
| FALSE | CIPB | 230 | CIPV | 230 | 30458 | TLCYVACARCTR | 30460 | VACA-DIX | BP | -49.9135 | 0 | 0 | 0 | 0 | -0.10248 | 487.065 | CA | CA |  | 30458_30460_BP | FALSE
| FALSE | CIPB | 230 | CIPB | 230 | 30478 | LAMBIESWSTA | 32196 | GHVNCRDJCT | 1 | -1.4688 | 0 | 0 | 0 | 0 | -0.00431 | 340.575 | CA | CA |  | 30478_32196_1 | FALSE
| FALSE | CIPV | 230 | CIPV | 230 | 30482 | LOCKFORD | 30500 | BELLOTA | 2 | 1.5371 | 0 | 0 | 0 | 0 | 0.00373 | 412.11 | CA | CA |  | 30482_30500_2 | FALSE
| FALSE | CIPB | 230 | CIPB | 230 | 30560 | E. SHORE | 364514 | AMAZONHYWD | 1 | 21.2192 | 0 | 0 | 0 | 0 | 0.0577 | 367.65 | CA | CA |  | 30560_364514_1 | FALSE
| FALSE | CIPB | 230 | CIPB | 230 | 30560 | E. SHORE | 364514 | AMAZONHYWD | 2 | 21.2192 | 0 | 0 | 0 | 0 | 0.0577 | 367.65 | CA | CA |  | 30560_364514_2 | FALSE
| FALSE | CIPV | 230 | CIPV | 230 | 30624 | TESLA E | 30625 | TESLA D | 2 | -155.286 | 0 | 0 | 0 | 0 | -0.20517 | 756.865 | CA | CA |  | 30624_30625_2 | FALSE
| FALSE | CIPV | 230 | CIPV | 230 | 30625 | TESLA D | 30640 | TESLA C | 2 | 34.0088 | 0 | 0 | 0 | 0 | 0.0449 | 756.865 | CA | CA |  | 30625_30640_2 | FALSE
| FALSE | CIPB | 230 | CIPB | 230 | 30630 | NEWARK D | 30631 | NEWARK E | 2 | 30.8604 | 0 | 0 | 0 | 0 | 0.0272 | 1135.345 | CA | CA |  | 30630_30631_2 | FALSE
| FALSE | CIPV | 230 | CIPV | 230 | 30790 | PANOCHE | 30902 | GATES E | 1 | -113.558 | 0 | 0 | 0 | 0 | -0.27555 | 412.11 | CA | CA |  | 30790_30902_1 | FALSE
| FALSE | CIPV | 230 | CIPV | 230 | 30790 | PANOCHE | 30902 | GATES E | 2 | -113.558 | 0 | 0 | 0 | 0 | -0.27555 | 412.11 | CA | CA |  | 30790_30902_2 | FALSE
| FALSE | CIPV | 230 | CIPV | 230 | 30871 | PINEFLAT | 30870 | PINEFLATJCT | 1 | 40.4495 | 0 | 0 | 0 | 0 | 0.0706 | 573.325 | CA | CA |  | 30871_30870_1 | FALSE
| FALSE | CIPV | 230 | CIPV | 230 | 30885 | MUSTANGSS | 30906 | GATES F | 1 | -94.7805 | 0 | 0 | 0 | 0 | -0.12108 | 782.8 | CA | CA |  | 30885_30906_1 | FALSE
| FALSE | CIPV | 230 | CIPV | 230 | 30885 | MUSTANGSS | 30906 | GATES F | 2 | -94.7805 | 0 | 0 | 0 | 0 | -0.12108 | 782.8 | CA | CA |  | 30885_30906_2 | FALSE
| FALSE | CIPV | 230 | CIPV | 230 | 30900 | GATES D | 30899 | GATESBK11JCT | 1 | -14.7703 | 0 | 0 | 0 | 0 | -0.013 | 1135.25 | CA | CA |  | 30900_30899_1 | FALSE
| FALSE | CIPV | 230 | CIPV | 230 | 30900 | GATES D | 30902 | GATES E | 1 | 49.4531 | 0 | 0 | 0 | 0 | 0.0436 | 1135.25 | CA | CA |  | 30900_30902_1 | FALSE
| FALSE | CIPV | 230 | CIPV | 230 | 30900 | GATES D | 30902 | GATES E | 2 | 49.4531 | 0 | 0 | 0 | 0 | 0.0436 | 1135.25 | CA | CA |  | 30900_30902_2 | FALSE
| FALSE | CIPV | 230 | CIPV | 230 | 30902 | GATES E | 30899 | GATESBK11JCT | 2 | -64.2234 | 0 | 0 | 0 | 0 | -0.0566 | 1135.25 | CA | CA |  | 30902_30899_2 | FALSE
| FALSE | CIPV | 230 | CIPV | 230 | 30902 | GATES E | 30906 | GATES F | 1 | -31.9932 | 0 | 0 | 0 | 0 | -0.0282 | 1135.25 | CA | CA |  | 30902_30906_1 | FALSE
| FALSE | CIPV | 230 | CIPV | 230 | 30902 | GATES E | 30906 | GATES F | 2 | -31.9932 | 0 | 0 | 0 | 0 | -0.0282 | 1135.25 | CA | CA |  | 30902_30906_2 | FALSE
| FALSE | CIPV | 230 | CIPV | 230 | 30906 | GATES F | 30970 | MIDWAY | 1 | -86.8401 | 0 | 0 | 0 | 0 | -0.21072 | 412.11 | CA | CA |  | 30906_30970_1 | FALSE
| FALSE | CIPV | 230 | CIPV | 230 | 30910 | ESTRELLA | 30889 | CALFLATSSS | 1 | -17.6047 | 0 | 0 | 0 | 0 | -0.0361 | 487.065 | CA | CA |  | 30910_30889_1 | FALSE
| FALSE | CIPV | 230 | CIPV | 230 | 30915 | MORROBAY | 30910 | ESTRELLA | 1 | 17.6546 | 0 | 0 | 0 | 0 | 0.0389 | 454.1 | CA | CA |  | 30915_30910_1 | FALSE
| FALSE | CIPV | 230 | CIPV | 230 | 30915 | MORROBAY | 30925 | DIABLOCN | 1 | 31.9586 | 0 | 0 | 0 | 0 | 0.070378 | 454.1 | CA | CA |  | 30915_30925_1 | FALSE
| FALSE | CIPV | 230 | CIPV | 230 | 30925 | DIABLOCN | 30930 | MESA PGE | 1 | 25.335 | 0 | 0 | 0 | 0 | 0.0558 | 454.1 | CA | CA |  | 30925_30930_1 | FALSE
| FALSE | CIPV | 230 | CIPV | 230 | 30941 | STCKDLEB | 30945 | KERN PP | 1 | -23.6198 | 0 | 0 | 0 | 0 | -0.0485 | 487.065 | CA | CA |  | 30941_30945_1 | FALSE
| FALSE | CIPV | 230 | CIPV | 230 | 30951 | BKRSFLDB | 30950 | BKRSFLDA | 2 | 39.2172 | 0 | 0 | 0 | 0 | 0.05 | 783.75 | CA | CA |  | 30951_30950_2 | FALSE
| FALSE | CIPB | 115 | CIPV | 115 | 31981 | HOWARDJCT1 | 31994 | GRAND IS | 1 | 0.91791 | 0 | 0 | 0 | 0 | 0.010065 | 91.2 | CA | CA |  | 31981_31994_1 | FALSE
| FALSE | CIPB | 115 | CIPV | 115 | 31982 | HOWARDJCT2 | 31994 | GRAND IS | 2 | 0.91791 | 0 | 0 | 0 | 0 | 0.010065 | 91.2 | CA | CA |  | 31982_31994_2 | FALSE
| FALSE | CIPB | 115 | CIPV | 115 | 31983 | HOWARDJCT3 | 31993 | BRKRJCT | 1 | 27.5035 | 0 | 0 | 0 | 0 | 0.2246 | 122.455 | CA | CA |  | 31983_31993_1 | FALSE
| FALSE | CIPV | 115 | CIPB | 115 | 31984 | BRIGHTN | 31981 | HOWARDJCT1 | 1 | 0.91791 | 0 | 0 | 0 | 0 | 0.0121 | 75.715 | CA | CA |  | 31984_31981_1 | FALSE
| FALSE | CIPV | 115 | CIPB | 115 | 31984 | BRIGHTN | 31982 | HOWARDJCT2 | 2 | 0.91791 | 0 | 0 | 0 | 0 | 0.010065 | 91.2 | CA | CA |  | 31984_31982_2 | FALSE
| FALSE | CIPV | 115 | CIPB | 115 | 31984 | BRIGHTN | 31983 | HOWARDJCT3 | 1 | 27.5035 | 0 | 0 | 0 | 0 | 0.2246 | 122.455 | CA | CA |  | 31984_31983_1 | FALSE
| FALSE | CIPB | 230 | CIPB | 230 | 32196 | GHVNCRDJCT | 32197 | GOOSEHAVEN | 1 | -0.79158 | 0 | 0 | 0 | 0 | -0.00232 | 340.575 | CA | CA |  | 32196_32197_1 | FALSE
| FALSE | CIPB | 230 | CIPB | 230 | 32196 | GHVNCRDJCT | 32198 | CREED | 1 | -0.67723 | 0 | 0 | 0 | 0 | -0.00199 | 340.575 | CA | CA |  | 32196_32198_1 | FALSE
| FALSE | CIPV | 230 | CIPV | 230 | 38605 | BUENAVJ2 | 365550 | BITTERWATRSS | 2 | 62.238 | 0 | 0 | 0 | 0 | 0.12771 | 487.35 | CA | CA |  | 38605_365550_2 | FALSE
| FALSE | BPAT | 115 | AVA | 115 | 40029 | ALBENI F | 40856 | PRIEST_AVA# | 1 | 9.0024 | 0 | 0 | 0 | 0 | 0.0345 | 261.155 | NW | NW |  | 40029_40856_1 | FALSE
| FALSE | BPAT | 230 | PGE | 230 | 40043 | ALLSTN E | 43601 | TROJAN_V82 | 2 | -109.889 | 0 | 0 | 0 | 0 | -0.13505 | 813.675 | NW | NW |  | 40043_43601_2 | FALSE
| FALSE | BPAT | 230 | BPAT | 230 | 40044 | ALLSTN W | 40670 | LONGVIEW_S | 1 | 93.024 | 0 | 0 | 0 | 0 | 0.14224 | 653.98 | NW | NW |  | 40044_40670_1 | FALSE
| FALSE | BPAT | 230 | BPAT | 230 | 40044 | ALLSTN W | 40670 | LONGVIEW_S | 2 | 87.7047 | 0 | 0 | 0 | 0 | 0.13168 | 666.045 | NW | NW |  | 40044_40670_2 | FALSE
| FALSE | BPAT | 230 | PGE | 230 | 40044 | ALLSTN W | 43599 | TROJAN_V81 | 1 | -110.111 | 0 | 0 | 0 | 0 | -0.13533 | 813.675 | NW | NW |  | 40044_43599_1 | FALSE
| FALSE | BPAT | 230 | BPAT | 230 | 40050 | ALVEY_N | 46293 | MCKENZEW | 1 | 124.4221 | 0 | 0 | 0 | 0 | 0.21506 | 578.55 | NW | NW |  | 40050_46293_1 | FALSE
| FALSE | BPAT | 230 | PACW | 230 | 40130 | MORROWF | 47050 | HWY730SWYD | 1 | -20.2285 | 0 | 0 | 0 | 0 | -0.02248 | 899.65 | NW | NW |  | 40130_47050_1 | FALSE
| FALSE | BPAT | 230 | BPAT | 230 | 40249 | COLMBA_FLS_W | 40267 | FLATHEAD# | 3 | -10.5979 | 0 | 0 | 0 | 0 | -0.0155 | 683.05 | NW | NW |  | 40249_40267_3 | FALSE
| FALSE | BPAT | 230 | BPAT | 230 | 40261 | COLUMBIA_N | 40262 | COLUMBIA_S | BS | -95.2365 | 0 | 0 | 0 | 0 | -0.0618 | 1540.71 | NW | NW |  | 40261_40262_BS | FALSE
| FALSE | BPAT | 230 | BPAT | 230 | 40267 | FLATHEAD# | 40557 | HUNGRY H | 3 | -63.5781 | 0 | 0 | 0 | 0 | -0.12172 | 522.31 | NW | NW |  | 40267_40557_3 | FALSE
| FALSE | BPAT | 115 | PACW | 115 | 40273 | CONSER# | 44590 | CONSER RD | 1 | 36.5279 | 0 | 0 | 0 | 0 | 0.16156 | 226.1 | NW | NW |  | 40273_44590_1 | FALSE
| FALSE | BPAT | 230 | PSEI | 230 | 40305 | COVINGTM | 42507 | BERYDALE | 1 | 350.7557 | 0 | 0 | 0 | 0 | 0.19553 | 1793.885 | NW | NW |  | 40305_42507_1 | FALSE
| FALSE | BPAT | 500 | BPAT | 500 | 40381 | ECHOLAKE | 40693 | MAPLEVLY_VL | EQ | 687.5843 | 0 | 0 | 0 | 0 | 0.19436 | 3537.705 | NW | NW |  | 40381_40693_EQ | FALSE
| FALSE | BPAT | 230 | BPAT | 230 | 40421 | FLATHEAD_S | 40422 | FLATHEAD_N | BS | -107.664 | 0 | 0 | 0 | 0 | -0.10482 | 1027.14 | NW | NW |  | 40421_40422_BS | FALSE
| FALSE | BPAT | 230 | BPAT | 230 | 40513 | HASKILL+ | 40422 | FLATHEAD_N | 1 | 107.4075 | 0 | 0 | 0 | 0 | 0.15424 | 696.35 | NW | NW |  | 40513_40422_1 | FALSE
| FALSE | BPAT | 230 | PGE | 230 | 40598 | KEELER E | 43740 | HORIZN | 2 | 299.6933 | 0 | 0 | 0 | 0 | 0.22326 | 1342.35 | NW | NW |  | 40598_43740_2 | FALSE
| FALSE | BPAT | 230 | PGE | 230 | 40599 | KEELER W | 434590 | KEE_RIV_OWN | EQ | -90.5624 | 0 | 0 | 0 | 0 | -0.13597 | 666.045 | NW | NW |  | 40599_434590_EQ | FALSE
| FALSE | BPAT | 230 | BPAT | 230 | 40670 | LONGVIEW_S | 40671 | LONGVIEW_M | BS | 46.2358 | 0 | 0 | 0 | 0 | 0.0314 | 1473.735 | NW | NW |  | 40670_40671_BS | FALSE
| FALSE | BPAT | 230 | BPAT | 230 | 40670 | LONGVIEW_S | 406710 | LON_CHE_CIO | 1 | 84.0678 | 0 | 0 | 0 | 0 | 0.37656 | 223.25 | NW | NW |  | 40670_406710_1 | FALSE
| FALSE | BPAT | 230 | BPAT | 230 | 40671 | LONGVIEW_M | 47415 | KALAMATH_NRG | 1 | 187.4066 | 0 | 0 | 0 | 0 | 0.32494 | 576.745 | NW | NW |  | 40671_47415_1 | FALSE
| FALSE | BPAT | 230 | BPAT | 230 | 40689 | MAPLE V3 | 406892 | MAP_TAL_CIO2 | 2 | 330.9896 | 0 | 0 | 0 | 0 | 0.2279 | 1452.36 | NW | NW |  | 40689_406892_2 | FALSE
| FALSE | BPAT | 230 | BPAT | 230 | 40692 | MAPLEVLY_V12 | 406922 | MAP_TAL_CIO1 | 1 | 152.4723 | 0 | 0 | 0 | 0 | 0.10498 | 1452.36 | NW | NW |  | 40692_406922_1 | FALSE
| FALSE | BPAT | 230 | BPAT | 230 | 40824 | PEARL E | 408240 | PEA_PEA_CIO | 1 | 318.3451 | 0 | 0 | 0 | 0 | 0.21919 | 1452.36 | NW | NW |  | 40824_408240_1 | FALSE
| FALSE | BPAT | 115 | AVA | 115 | 40857 | PRIEST_RVR# | 40856 | PRIEST_AVA# | 1 | -9.009 | 0 | 0 | 0 | 0 | -0.0345 | 261.155 | NW | NW |  | 40857_40856_1 | FALSE
| FALSE | BPAT | 115 | AVA | 115 | 40929 | SAND CRK | 40934 | PONDERAY+ | 1 | 10.3494 | 0 | 0 | 0 | 0 | 0.0396 | 261.155 | NW | NW |  | 40929_40934_1 | FALSE
| FALSE | AVA | 115 | BPAT | 115 | 40934 | PONDERAY+ | 40931 | SANDPOINT | 1 | 10.3494 | 0 | 0 | 0 | 0 | 0.0414 | 249.755 | NW | NW |  | 40934_40931_1 | FALSE
| FALSE | BPAT | 500 | BPAT | 500 | 40957 | SCHULTZ | 411380 | WAUTOMA_CAP | 1 | -648.814 | 0 | 0 | 0 | 0 | -0.13254 | 4895.255 | NW | NW |  | 40957_411380_1 | FALSE
| FALSE | BPAT | 115 | PACW | 115 | 41019 | ST JOHNS | 44529 | CLMBIATP | 1 | 39.551 | 0 | 0 | 0 | 0 | 0.17419 | 227.05 | NW | NW |  | 41019_44529_1 | FALSE
| FALSE | BPAT | 115 | AVA | 115 | 41107 | VALLEY_WAY | 41108 | VALLEYWAY#1 | 1 | -13.1261 | 0 | 0 | 0 | 0 | -0.0925 | 141.93 | NW | NW |  | 41107_41108_1 | FALSE
| FALSE | BPAT | 115 | AVA | 115 | 41116 | 16TH_AVE+ | 41109 | LIBERTY_LK# | 1 | -28.2513 | 0 | 0 | 0 | 0 | -0.14087 | 200.545 | NW | NW |  | 41116_41109_1 | FALSE
| FALSE | BPAT | 115 | AVA | 115 | 41117 | VERA# | 41108 | VALLEYWAY#1 | 1 | 13.1261 | 0 | 0 | 0 | 0 | 0.0925 | 141.93 | NW | NW |  | 41117_41108_1 | FALSE
| FALSE | BPAT | 500 | BPAT | 500 | 41138 | WAUTOMA | 411380 | WAUTOMA_CAP | 1 | 648.8142 | 0 | 0 | 0 | 0 | 0.19715 | 3290.895 | NW | NW |  | 41138_411380_1 | FALSE
| FALSE | BPAT | 115 | AVA | 115 | 41260 | SULLIVAN+ | 41109 | LIBERTY_LK# | 1 | 28.2513 | 0 | 0 | 0 | 0 | 0.14087 | 200.545 | NW | NW |  | 41260_41109_1 | FALSE
| FALSE | BPAT | 230 | BPAT | 230 | 41343 | BIG_EDDY3 | 413430 | BIG_MCL_CIO | EQ | 230.5974 | 0 | 0 | 0 | 0 | 0.37892 | 608.5699 | NW | NW |  | 41343_413430_EQ | FALSE
| FALSE | PACW | 230 | BPAT | 230 | 41350 | QUARRYSW | 41351 | MCNRY S1 | 1 | 176.1172 | 0 | 0 | 0 | 0 | 0.15724 | 1120.05 | NW | NW |  | 41350_41351_1 | FALSE
| FALSE | PACW | 230 | PACW | 230 | 41350 | QUARRYSW | 413500 | QUARRY | 1 | 49.7525 | 0 | 0 | 0 | 0 | 0.0444 | 1120.05 | NW | NW |  | 41350_413500_1 | FALSE
| FALSE | PACW | 230 | PACW | 230 | 41350 | QUARRYSW | 413505 | COTTONDWSW | 1 | -225.87 | 0 | 0 | 0 | 0 | -0.20166 | 1120.05 | NW | NW |  | 41350_413505_1 | FALSE
| FALSE | PGE | 230 | PGE | 230 | 43039 | BETHEL | 43328 | MONITORTAP | 1 | -29.3078 | 0 | 0 | 0 | 0 | -0.0432 | 678.3 | NW | NW |  | 43039_43328_1 | FALSE
| FALSE | PGE | 115 | BPAT | 115 | 43138 | DAYTON_TAP | 40713 | MCMINVIL | 1 | 17.8229 | 0 | 0 | 0 | 0 | 0.13401 | 133 | NW | NW |  | 43138_40713_1 | FALSE
| FALSE | PGE | 230 | PGE | 230 | 43229 | HARBORTN | 43599 | TROJAN_V81 | 2 | -125.501 | 0 | 0 | 0 | 0 | -0.1613 | 778.05 | NW | NW |  | 43229_43599_2 | FALSE
| FALSE | PGE | 230 | PGE | 230 | 43229 | HARBORTN | 43601 | TROJAN_V82 | 1 | -125.321 | 0 | 0 | 0 | 0 | -0.16107 | 778.05 | NW | NW |  | 43229_43601_1 | FALSE
| FALSE | PGE | 230 | PGE | 230 | 43313 | MCLOUGLN | 43328 | MONITORTAP | 1 | 68.9366 | 0 | 0 | 0 | 0 | 0.10322 | 667.85 | NW | NW |  | 43313_43328_1 | FALSE
| FALSE | PGE | 230 | PGE | 230 | 43328 | MONITORTAP | 43329 | MONITOR | 1 | 39.6288 | 0 | 0 | 0 | 0 | 0.13077 | 303.05 | NW | NW |  | 43328_43329_1 | FALSE
| FALSE | PGE | 230 | PGE | 230 | 43597 | TROJAN | 43599 | TROJAN_V81 | 1 | 235.6124 | 0 | 0 | 0 | 0 | 0.14968 | 1574.15 | NW | NW |  | 43597_43599_1 | FALSE
| FALSE | PGE | 230 | PGE | 230 | 43597 | TROJAN | 43601 | TROJAN_V82 | 1 | 235.2102 | 0 | 0 | 0 | 0 | 0.14942 | 1574.15 | NW | NW |  | 43597_43601_1 | FALSE
| FALSE | PGE | 230 | BPAT | 230 | 43773 | PEARL # | 408240 | PEA_PEA_CIO | 1 | -318.345 | 0 | 0 | 0 | 0 | -0.18016 | 1767 | NW | NW |  | 43773_408240_1 | FALSE
| FALSE | BPAT | 230 | BPAT | 230 | 44276 | BETTAS_RD | 442770 | KITASVAL_TIE | 1 | -26.1708 | 0 | 0 | 0 | 0 | -0.0382 | 685.9 | NW | NW |  | 44276_442770_1 | FALSE
| FALSE | BPAT | 500 | BPAT | 500 | 44537 | BURNS_CAP | 44617 | BURNS_CAP2 | 1 | -477.311 | 0 | 0 | 0 | 0 | -0.33496 | 1425 | NW | NW |  | 44537_44617_1 | FALSE
| FALSE | BPAT | 500 | PACW | 500 | 44617 | BURNS_CAP2 | 45029 | BURNS | 1 | -477.311 | 0 | 0 | 0 | 0 | -0.33496 | 1425 | NW | NW |  | 44617_45029_1 | FALSE
| FALSE | PACW | 230 | PACW | 230 | 44894 | WHTSTNE | 45183 | LONEPINE | 1 | -2.1494 | 0 | 0 | 0 | 0 | -0.00339 | 633.65 | NW | NW |  | 44894_45183_1 | FALSE
| FALSE | PACW | 230 | BPAT | 230 | 45089 | DIA HILL | 46293 | MCKENZEW | 1 | -58.8934 | 0 | 0 | 0 | 0 | -0.12969 | 454.1 | NW | NW |  | 45089_46293_1 | FALSE
| FALSE | PACW | 230 | PACW | 230 | 45103 | HURICANE | 44609 | WALAWALA CAP | 1 | 94.6332 | 0 | 0 | 0 | 0 | 0.2084 | 454.1 | NW | NW |  | 45103_44609_1 | FALSE
| FALSE | CHPD | 115 | BPAT | 115 | 46811 | N WENATC | 46887 | DIA FND | 1 | 1.2031 | 0 | 0 | 0 | 0 | 0.00576 | 208.715 | NW | NW |  | 46811_46887_1 | FALSE
| FALSE | BPAT | 115 | CHPD | 115 | 46887 | DIA FND | 46815 | WALLA C | 1 | -18.7895 | 0 | 0 | 0 | 0 | -0.09 | 208.715 | NW | NW |  | 46887_46815_1 | FALSE
| FALSE | DOPD | 115 | BPAT | 115 | 47029 | DOUGLAS | 47301 | LINCOLN ROCK | 1 | 32.3618 | 0 | 0 | 0 | 0 | 0.14253 | 227.05 | NW | NW |  | 47029_47301_1 | FALSE
| FALSE | DOPD | 230 | BPAT | 230 | 47031 | DOUGLAS | 47302 | LINCOLN ROCK | 1 | 172.5532 | 0 | 0 | 0 | 0 | 0.23687 | 728.46 | NW | NW |  | 47031_47302_1 | FALSE
| FALSE | DOPD | 115 | BPAT | 115 | 47044 | FSTR CR | 40437 | FOSTER_C+ | DS | 0 | 0 | 0 | 0 | 0 | 0 | 170.81 | NW | NW |  | 47044_40437_DS | FALSE
| FALSE | DOPD | 115 | BPAT | 115 | 47069 | ORONDO | 47301 | LINCOLN ROCK | 1 | -28.3356 | 0 | 0 | 0 | 0 | -0.11363 | 249.375 | NW | NW |  | 47069_47301_1 | FALSE
| FALSE | DOPD | 230 | BPAT | 230 | 47082 | RAPIDS | 47302 | LINCOLN ROCK | 1 | -132.317 | 0 | 0 | 0 | 0 | -0.18164 | 728.46 | NW | NW |  | 47082_47302_1 | FALSE
| FALSE | DOPD | 115 | BPAT | 115 | 47089 | TERRY T | 47301 | LINCOLN ROCK | 1 | -44.2628 | 0 | 0 | 0 | 0 | -0.19495 | 227.05 | NW | NW |  | 47089_47301_1 | FALSE
| FALSE | BPAT | 230 | BPAT | 230 | 47360 | TRUMBUL_CRK+ | 40422 | FLATHEAD_N | 1 | 0.25691 | 0 | 0 | 0 | 0 | 0.000369 | 696.35 | NW | NW |  | 47360_40422_1 | FALSE
| FALSE | BPAT | 230 | BPAT | 230 | 47385 | LUND_HILL# | 47386 | JUNPER_CAN_1 | 1 | -46.9133 | 0 | 0 | 0 | 0 | -0.1595 | 294.12 | NW | NW |  | 47385_47386_1 | FALSE
| FALSE | BPAT | 230 | BPAT | 230 | 47385 | LUND_HILL# | 473850 | LUND_HILL | 1 | 0 | 0 | 0 | 0 | 0 | 0 | 166.25 | NW | NW |  | 47385_473850_1 | FALSE
| FALSE | BPAT | 115 | TPWR | 115 | 47529 | LAKGROV | 46976 | PLAZATA | 1 | 2.3005 | 0 | 0 | 0 | 0 | 0.023062 | 99.75 | NW | NW |  | 47529_46976_1 | FALSE
| FALSE | BPAT | 230 | BPAT | 230 | 47595 | GRAYS_HRBR_1 | 475950 | GRA_SAT_CIO | 1 | 332.2154 | 0 | 0 | 0 | 0 | 0.31195 | 1064.95 | NW | NW |  | 47595_475950_1 | FALSE
| FALSE | BPAT | 230 | PACW | 230 | 47600 | BLUERDG_SUB | 47050 | HWY730SWYD | 1 | 20.2285 | 0 | 0 | 0 | 0 | 0.022485 | 899.65 | NW | NW |  | 47600_47050_1 | FALSE
| FALSE | BPAT | 230 | BPAT | 230 | 47824 | WILLIS | 473800 | LINDEN_SW# | 1 | -85.1686 | 0 | 0 | 0 | 0 | -0.18222 | 467.4 | NW | NW |  | 47824_473800_1 | FALSE
| FALSE | AVA | 115 | NWMT | 115 | 48051 | BURKE | 629128 | BURKE AVA A | A | -19.7913 | 0 | 0 | 0 | 0 | -0.10543 | 187.72 | NW | Inland |  | 48051_629128_A | FALSE
| FALSE | AVA | 115 | NWMT | 115 | 48051 | BURKE | 629129 | BURKE AVA B | B | -24.3882 | 0 | 0 | 0 | 0 | -0.12992 | 187.72 | NW | Inland |  | 48051_629129_B | FALSE
| FALSE | AVA | 230 | GCPD | 230 | 48310 | SADDLEMTN230 | 46169 | WANAPUM | 1 | -86.2558 | 0 | 0 | 0 | 0 | -0.14245 | 605.53 | NW | NW |  | 48310_46169_1 | FALSE
| FALSE | AVA | 230 | AVA | 230 | 48443 | VANT AVA | 48310 | SADDLEMTN230 | 1 | 41.4254 | 0 | 0 | 0 | 0 | 0.066381 | 624.055 | NW | NW |  | 48443_48310_1 | FALSE
| FALSE | BCHA | 230 | BCHA | 230 | 50017 | MSA 230B | 80702 | MSA 230A | 2 | 30.4933 | 0 | 0 | 0 | 0 | 0.0269 | 1135.345 | CAN | CAN |  | 50017_80702_2 | FALSE
| FALSE | BCHA | 230 | BCHA | 230 | 50017 | MSA 230B | 80702 | MSA 230A | 9 | 30.4933 | 0 | 0 | 0 | 0 | 0.0269 | 1135.345 | CAN | CAN |  | 50017_80702_9 | FALSE
| FALSE | BCHA | 230 | BCHA | 230 | 50024 | HPN 230 | 50026 | BND 2T2 | 1 | -235.411 | 0 | 0 | 0 | 0 | -0.49412 | 476.425 | CAN | CAN |  | 50024_50026_1 | FALSE
| FALSE | BCHA | 230 | BCHA | 230 | 50024 | HPN 230 | 81176 | WTE 230 | 2 | 103.6023 | 0 | 0 | 0 | 0 | 0.21557 | 480.605 | CAN | CAN |  | 50024_81176_2 | FALSE
| FALSE | BCHA | 230 | BCHA | 230 | 50032 | SPG 230 | 50033 | CSN 230 | 1 | -10.9722 | 0 | 0 | 0 | 0 | -0.0357 | 307.325 | CAN | CAN |  | 50032_50033_1 | FALSE
| FALSE | BCHA | 230 | BCHA | 230 | 50183 | ING 230 | 51034 | SYH 6P | 1 | 121.3685 | 0 | 0 | 0 | 0 | 0.16036 | 756.865 | CAN | CAN |  | 50183_51034_1 | FALSE
| FALSE | BCHA | 230 | BCHA | 230 | 50185 | ALZ 230 | 50186 | ROS 230 | 1 | -165.208 | 0 | 0 | 0 | 0 | -0.33709 | 490.105 | CAN | CAN |  | 50185_50186_1 | FALSE
| FALSE | BCHA | 230 | BCHA | 230 | 50185 | ALZ 230 | 50190 | CBN 230 | 1 | 14.6645 | 0 | 0 | 0 | 0 | 0.0194 | 756.865 | CAN | CAN |  | 50185_50190_1 | FALSE
| FALSE | BCHA | 230 | BCHA | 230 | 50187 | BRT 230 | 50692 | KLY 230 | 1 | -8.5295 | 0 | 0 | 0 | 0 | -0.021 | 406.505 | CAN | CAN |  | 50187_50692_1 | FALSE
| FALSE | BCHA | 287 | BCHA | 287 | 50456 | SKA 287 | 80685 | BQN 2CX | 1 | -77.4088 | 0 | 0 | 0 | 0 | -0.25219 | 306.945 | CAN | CAN |  | 50456_80685_1 | FALSE
| FALSE | BCHA | 287 | BCHA | 287 | 50458 | MIN 287 | 50598 | LN5 287 | 1 | 40.12 | 0 | 0 | 0 | 0 | 0.0085 | 4721.975 | CAN | CAN |  | 50458_50598_1 | FALSE
| FALSE | BCHA | 230 | BCHA | 230 | 50540 | GMS 230 | 51842 | ATR 230 | 1 | 1.609 | 0 | 0 | 0 | 0 | 0.000425 | 3784.135 | CAN | CAN |  | 50540_51842_1 | FALSE
| FALSE | BCHA | 230 | BCHA | 230 | 50543 | GLN 230 | 80952 | BWM 230 | 1 | 13.05 | 0 | 0 | 0 | 0 | 0.0458 | 285 | CAN | CAN |  | 50543_80952_1 | FALSE
| FALSE | BCHA | 230 | BCHA | 230 | 50551 | TLR 230 | 81152 | MLW 337P | 1 | 13.9657 | 0 | 0 | 0 | 0 | 0.0308 | 454.1 | CAN | CAN |  | 50551_81152_1 | FALSE
| FALSE | BCHA | 230 | BCHA | 230 | 50557 | SNK 230 | 80459 | ZBW 230 | 1 | 0 | 0 | 0 | 0 | 0 | 0 | 340.575 | CAN | CAN |  | 50557_80459_1 | FALSE
| FALSE | BCHA | 500 | BCHA | 500 | 50558 | GMS 500 | 51662 | KDY 5C1G | 1 | 696.6986 | 0 | 0 | 0 | 0 | 0.28227 | 2468.195 | CAN | CAN |  | 50558_51662_1 | FALSE
| FALSE | BCHA | 500 | BCHA | 500 | 50558 | GMS 500 | 51663 | KDY 5C2G | 2 | 701.8772 | 0 | 0 | 0 | 0 | 0.28437 | 2468.195 | CAN | CAN |  | 50558_51663_2 | FALSE
| FALSE | BCHA | 500 | BCHA | 500 | 50559 | PCN 500 | 50560 | KDS 500 | 1 | 681.005 | 0 | 0 | 0 | 0 | 0.27591 | 2468.195 | CAN | CAN |  | 50559_50560_1 | FALSE
| FALSE | BCHA | 500 | BCHA | 500 | 50560 | KDS 500 | 51101 | KDY 5C3W | CX | 632.5476 | 0 | 0 | 0 | 0 | 0.33427 | 1892.305 | CAN | CAN |  | 50560_51101_CX | FALSE
| FALSE | BCHA | 500 | BCHA | 500 | 50561 | WSN 500 | 50596 | MLS 5C3W | 3 | 425.0982 | 0 | 0 | 0 | 0 | 0.17223 | 2468.195 | CAN | CAN |  | 50561_50596_3 | FALSE
| FALSE | BCHA | 500 | BCHA | 500 | 50561 | WSN 500 | 50987 | MLS 5C1W | 1 | 418.1412 | 0 | 0 | 0 | 0 | 0.16941 | 2468.195 | CAN | CAN |  | 50561_50987_1 | FALSE
| FALSE | BCHA | 500 | BCHA | 500 | 50561 | WSN 500 | 51667 | MLS 5C2W | 2 | 419.278 | 0 | 0 | 0 | 0 | 0.16987 | 2468.195 | CAN | CAN |  | 50561_51667_2 | FALSE
| FALSE | BCHA | 500 | BCHA | 500 | 50703 | NIC 500 | 51134 | VAS 500 | 1 | -111.22 | 0 | 0 | 0 | 0 | -0.0451 | 2468.195 | CAN | CAN |  | 50703_51134_1 | FALSE
| FALSE | BCHA | 230 | BCHA | 230 | 51018 | SYH 2T1 | 51034 | SYH 6P | 1 | -37.0216 | 0 | 0 | 0 | 0 | -0.32611 | 113.525 | CAN | CAN |  | 51018_51034_1 | FALSE
| FALSE | BCHA | 230 | BCHA | 230 | 51034 | SYH 6P | 51068 | ARN 230 | 1 | 84.3469 | 0 | 0 | 0 | 0 | 0.13929 | 605.53 | CAN | CAN |  | 51034_51068_1 | FALSE
| FALSE | BCHA | 230 | BCHA | 230 | 51068 | ARN 230 | 80847 | LN8 230 | 1 | 18.8 | 0 | 0 | 0 | 0 | 0.00497 | 3784.135 | CAN | CAN |  | 51068_80847_1 | FALSE
| FALSE | BCHA | 230 | BCHA | 230 | 51189 | MLE 2B2 | 81171 | MLE 2B3 | 5 | -179.254 | 0 | 0 | 0 | 0 | -0.23684 | 756.865 | CAN | CAN |  | 51189_81171_5 | FALSE
| FALSE | BCHA | 230 | BCHA | 230 | 51731 | KHS 230 | 80570 | GCMX 230 | 1 | 9.764 | 0 | 0 | 0 | 0 | 0.00258 | 3784.135 | CAN | CAN |  | 51731_80570_1 | FALSE
| FALSE | AESO | 240 | AESO | 240 | 54057 | LAMOURE4 | 54968 | URSUS_07 | 97 | -0.69763 | 0 | 0 | 0 | 0 | -0.00118 | 592.8 | CAN | CAN |  | 54057_54968_97 | FALSE
| FALSE | AESO | 240 | AESO | 240 | 54090 | BICKERD4 | 549014 | WHISKY1 | 35 | 0 | 0 | 0 | 0 | 0 | 0 | 721.05 | CAN | CAN |  | 54090_549014_35 | FALSE
| FALSE | AESO | 240 | AESO | 240 | 54090 | BICKERD4 | 549014 | WHISKY1 | 68 | 0 | 0 | 0 | 0 | 0 | 0 | 721.05 | CAN | CAN |  | 54090_549014_68 | FALSE
| FALSE | AESO | 240 | AESO | 240 | 54090 | BICKERD4 | 549014 | WHISKY1 | 84 | 0 | 0 | 0 | 0 | 0 | 0 | 721.05 | CAN | CAN |  | 54090_549014_84 | FALSE
| FALSE | AESO | 240 | AESO | 240 | 54092 | HSMITH1 | 54979 | RIVERVIEW1 | 39 | 27.1543 | 0 | 0 | 0 | 0 | 0.0233 | 1163.75 | CAN | CAN |  | 54092_54979_39 | FALSE
| FALSE | CIPB | 60 | CIPV | 60 | 35202 | DYERJCT | 33776 | SOUTH BY | 1 | 8.0696 | 0 | 0 | 0 | 0 | 0.14595 | 55.29 | CA | CA |  | 35202_33776_1 | FALSE
| FALSE | AESO | 240 | AESO | 240 | 54313 | JOSEPH1 | 54968 | URSUS_07 | 27 | 0.69763 | 0 | 0 | 0 | 0 | 0.00147 | 474.05 | CAN | CAN |  | 54313_54968_27 | FALSE
| FALSE | AESO | 240 | AESO | 240 | 54405 | CONKLIN1 | 54902 | BCKSP_01 | 71 | 44.558 | 0 | 0 | 0 | 0 | 0.0614 | 725.8 | CAN | CAN |  | 54405_54902_71 | FALSE
| FALSE | AESO | 240 | AESO | 240 | 54451 | MATLB1 | 547026 | TRAVERS_5 | 5 | 98.1237 | 0 | 0 | 0 | 0 | 0.17775 | 552.045 | CAN | CAN |  | 54451_547026_5 | FALSE
| FALSE | AESO | 240 | AESO | 240 | 54521 | PETROLIA | 54979 | RIVERVIEW1 | 64 | -3.0963 | 0 | 0 | 0 | 0 | -0.00392 | 789.45 | CAN | CAN |  | 54521_54979_64 | FALSE
| FALSE | AESO | 240 | AESO | 240 | 54720 | 964ALTAP | 54994 | GRANLEA1 | X1 | -77.2125 | 0 | 0 | 0 | 0 | -0.0712 | 1084.9 | CAN | CAN |  | 54720_54994_X1 | FALSE
| FALSE | AESO | 240 | AESO | 240 | 54720 | 964ALTAP | 59662 | WHITLA1 | 64 | -21.4747 | 0 | 0 | 0 | 0 | -0.0198 | 1084.9 | CAN | CAN |  | 54720_59662_64 | FALSE
| FALSE | AESO | 240 | AESO | 240 | 54720 | 964ALTAP | 59669 | BOWMAN1 | 64 | 98.6872 | 0 | 0 | 0 | 0 | 0.091 | 1084.9 | CAN | CAN |  | 54720_59669_64 | FALSE
| FALSE | AESO | 240 | AESO | 240 | 54767 | VOY260 | 54867 | INGLIS 1 | 24 | 0 | 0 | 0 | 0 | 0 | 0 | 560.5 | CAN | CAN |  | 54767_54867_24 | FALSE
| FALSE | AESO | 240 | AESO | 240 | 54767 | VOY260 | 54868 | INGLIS 2 | 25 | 0 | 0 | 0 | 0 | 0 | 0 | 560.5 | CAN | CAN |  | 54767_54868_25 | FALSE
| FALSE | AESO | 240 | AESO | 240 | 54767 | VOY260 | 55605 | THICKWD4 | 62 | 23.2883 | 0 | 0 | 0 | 0 | 0.0254 | 918.65 | CAN | CAN |  | 54767_55605_62 | FALSE
| FALSE | AESO | 240 | AESO | 240 | 54767 | VOY260 | 55605 | THICKWD4 | 93 | 23.2883 | 0 | 0 | 0 | 0 | 0.0254 | 918.65 | CAN | CAN |  | 54767_55605_93 | FALSE
| FALSE | AESO | 240 | AESO | 240 | 54968 | URSUS_07 | 55196 | URS_HV1 | 65 | 0 | 0 | 0 | 0 | 0 | 0 | 474.05 | CAN | CAN |  | 54968_55196_65 | FALSE
| FALSE | AESO | 240 | AESO | 240 | 54968 | URSUS_07 | 55396 | URS_HV2 | 73 | 0 | 0 | 0 | 0 | 0 | 0 | 474.05 | CAN | CAN |  | 54968_55396_73 | FALSE
| FALSE | AESO | 240 | AESO | 240 | 56477 | ELKWATR1 | 547004 | P2122_TAP | 74 | 95.2822 | 0 | 0 | 0 | 0 | 0.0878 | 1084.9 | CAN | CAN |  | 56477_547004_74 | FALSE
| FALSE | AESO | 240 | AESO | 240 | 58640 | FORTYMILE | 59662 | WHITLA1 | 29 | 15.8097 | 0 | 0 | 0 | 0 | 0.0345 | 457.9 | CAN | CAN |  | 58640_59662_29 | FALSE
| FALSE | AESO | 240 | AESO | 240 | 59669 | BOWMAN1 | 547004 | P2122_TAP | 74 | -95.2822 | 0 | 0 | 0 | 0 | -0.0878 | 1084.9 | CAN | CAN |  | 59669_547004_74 | FALSE
| FALSE | IPTV | 230 | IPTV | 230 | 60045 | BOISEBCH | 60103 | BOIBRO11 | 1 | -87.7074 | 0 | 0 | 0 | 0 | -0.22071 | 397.385 | Inland | Inland |  | 60045_60103_1 | FALSE
| FALSE | IPTV | 230 | IPTV | 230 | 60045 | BOISEBCH | 60106 | BOIBRO21 | 2 | -87.7074 | 0 | 0 | 0 | 0 | -0.22071 | 397.385 | Inland | Inland |  | 60045_60106_2 | FALSE
| FALSE | IPTV | 230 | IPTV | 230 | 60045 | BOISEBCH | 60108 | BOIBRO31 | 3 | -83.1713 | 0 | 0 | 0 | 0 | -0.2093 | 397.385 | Inland | Inland |  | 60045_60108_3 | FALSE
| FALSE | IPTV | 230 | IPTV | 230 | 60045 | BOISEBCH | 60111 | BOIHOR41 | 4 | -80.7695 | 0 | 0 | 0 | 0 | -0.20325 | 397.385 | Inland | Inland |  | 60045_60111_4 | FALSE
| FALSE | IPTV | 230 | IPTV | 230 | 60095 | BROWNLEE | 60271 | BROONT11 | 1 | 139.425 | 0 | 0 | 0 | 0 | 0.12463 | 1118.72 | Inland | Inland |  | 60095_60271_1 | FALSE
| FALSE | IPTV | 230 | IPTV | 230 | 60103 | BOIBRO11 | 60104 | BOIBRO12 | 1 | -87.7074 | 0 | 0 | 0 | 0 | -0.22071 | 397.385 | Inland | Inland |  | 60103_60104_1 | FALSE
| FALSE | IPTV | 230 | IPTV | 230 | 60104 | BOIBRO12 | 60095 | BROWNLEE | 1 | -87.7074 | 0 | 0 | 0 | 0 | -0.1568 | 559.36 | Inland | Inland |  | 60104_60095_1 | FALSE
| FALSE | IPTV | 230 | IPTV | 230 | 60106 | BOIBRO21 | 60107 | BOIBRO22 | 2 | -87.7074 | 0 | 0 | 0 | 0 | -0.22071 | 397.385 | Inland | Inland |  | 60106_60107_2 | FALSE
| FALSE | IPTV | 230 | IPTV | 230 | 60107 | BOIBRO22 | 60095 | BROWNLEE | 2 | -87.7074 | 0 | 0 | 0 | 0 | -0.1568 | 559.36 | Inland | Inland |  | 60107_60095_2 | FALSE
| FALSE | IPTV | 230 | IPTV | 230 | 60108 | BOIBRO31 | 60109 | BOIBRO32 | 3 | -83.1713 | 0 | 0 | 0 | 0 | -0.2093 | 397.385 | Inland | Inland |  | 60108_60109_3 | FALSE
| FALSE | IPTV | 230 | IPTV | 230 | 60109 | BOIBRO32 | 60095 | BROWNLEE | 3 | -83.1713 | 0 | 0 | 0 | 0 | -0.14869 | 559.36 | Inland | Inland |  | 60109_60095_3 | FALSE
| FALSE | IPTV | 230 | IPTV | 230 | 60110 | CALDWELL | 60274 | CALLAN11 | 1 | -135.878 | 0 | 0 | 0 | 0 | -0.20285 | 669.845 | Inland | Inland |  | 60110_60274_1 | FALSE
| FALSE | IPTV | 230 | IPTV | 230 | 60111 | BOIHOR41 | 60112 | BOIHOR42 | 4 | -80.7695 | 0 | 0 | 0 | 0 | -0.20325 | 397.385 | Inland | Inland |  | 60111_60112_4 | FALSE
| FALSE | IPTV | 230 | IPTV | 230 | 60112 | BOIHOR42 | 60102 | HORSEFLT | 4 | -80.7695 | 0 | 0 | 0 | 0 | -0.1444 | 559.36 | Inland | Inland |  | 60112_60102_4 | FALSE
| FALSE | IPMV | 230 | IPMV | 230 | 60232 | MIDPOINT | 60233 | MIDBOI21 | 2 | 87.248 | 0 | 0 | 0 | 0 | 0.14408 | 605.53 | Inland | Inland |  | 60232_60233_2 | FALSE
| FALSE | IPMV | 230 | IPMV | 230 | 60232 | MIDPOINT | 60243 | MIDBOI31 | 3 | 82.3045 | 0 | 0 | 0 | 0 | 0.13592 | 605.53 | Inland | Inland |  | 60232_60243_3 | FALSE
| FALSE | IPMV | 230 | IPMV | 230 | 60233 | MIDBOI21 | 60234 | MIDBOI22 | 2 | 87.248 | 0 | 0 | 0 | 0 | 0.14408 | 605.53 | Inland | Inland |  | 60233_60234_2 | FALSE
| FALSE | IPMV | 230 | IPTV | 230 | 60234 | MIDBOI22 | 60045 | BOISEBCH | 2 | 87.248 | 0 | 0 | 0 | 0 | 0.0927 | 940.88 | Inland | Inland |  | 60234_60045_2 | FALSE
| FALSE | IPMV | 345 | IPMV | 345 | 60235 | MIDPOINT | 60324 | RGSS | 1 | -3.6032 | 0 | 0 | 0 | 0 | -0.00283 | 1271.575 | Inland | Inland |  | 60235_60324_1 | FALSE
| FALSE | IPMV | 230 | IPMV | 230 | 60243 | MIDBOI31 | 60244 | MIDBOI32 | 3 | 82.3045 | 0 | 0 | 0 | 0 | 0.13592 | 605.53 | Inland | Inland |  | 60243_60244_3 | FALSE
| FALSE | IPMV | 230 | IPTV | 230 | 60244 | MIDBOI32 | 60045 | BOISEBCH | 3 | 82.3045 | 0 | 0 | 0 | 0 | 0.0885 | 929.4801 | Inland | Inland |  | 60244_60045_3 | FALSE
| FALSE | IPTV | 230 | IPTV | 230 | 60265 | ONTARIO | 60279 | ONTLAN11 | 1 | 28.8907 | 0 | 0 | 0 | 0 | 0.0431 | 669.845 | Inland | Inland |  | 60265_60279_1 | FALSE
| FALSE | IPTV | 230 | IPTV | 230 | 60271 | BROONT11 | 60272 | BROONT12 | 1 | 139.425 | 0 | 0 | 0 | 0 | 0.12463 | 1118.72 | Inland | Inland |  | 60271_60272_1 | FALSE
| FALSE | IPTV | 230 | IPTV | 230 | 60272 | BROONT12 | 60273 | BROONT13 | 1 | 139.425 | 0 | 0 | 0 | 0 | 0.23171 | 601.73 | Inland | Inland |  | 60272_60273_1 | FALSE
| FALSE | IPTV | 230 | IPTV | 230 | 60273 | BROONT13 | 60265 | ONTARIO | 1 | 139.425 | 0 | 0 | 0 | 0 | 0.23171 | 601.73 | Inland | Inland |  | 60273_60265_1 | FALSE
| FALSE | IPTV | 230 | IPTV | 230 | 60274 | CALLAN11 | 60266 | LANGLEY | 1 | -135.878 | 0 | 0 | 0 | 0 | -0.20285 | 669.845 | Inland | Inland |  | 60274_60266_1 | FALSE
| FALSE | IPTV | 230 | IPTV | 230 | 60275 | OXBOW | 60286 | OXBIMN11 | 1 | -14.6414 | 0 | 0 | 0 | 0 | -0.0288 | 508.63 | Inland | Inland |  | 60275_60286_1 | FALSE
| FALSE | IPTV | 230 | IPTV | 230 | 60279 | ONTLAN11 | 60266 | LANGLEY | 1 | 28.8907 | 0 | 0 | 0 | 0 | 0.0431 | 669.845 | Inland | Inland |  | 60279_60266_1 | FALSE
| FALSE | IPTV | 230 | IPTV | 230 | 60286 | OXBIMN11 | 60287 | OXBIMN12 | 1 | -14.6414 | 0 | 0 | 0 | 0 | -0.0322 | 454.1 | Inland | Inland |  | 60286_60287_1 | FALSE
| FALSE | IPTV | 230 | IPTV | 230 | 60287 | OXBIMN12 | 60288 | OXBIMN13 | 1 | -14.6414 | 0 | 0 | 0 | 0 | -0.0322 | 454.1 | Inland | Inland |  | 60287_60288_1 | FALSE
| FALSE | IPTV | 230 | IPTV | 230 | 60288 | OXBIMN13 | 60278 | IMNAHA | 1 | -14.6414 | 0 | 0 | 0 | 0 | -0.0221 | 661.105 | Inland | Inland |  | 60288_60278_1 | FALSE
| FALSE | IPMV | 345 | SPPC | 345 | 60324 | RGSS | 64061 | IDAHO-NV | 1 | 28.0528 | 0 | 0 | 0 | 0 | 0.0221 | 1271.575 | Inland | Inland |  | 60324_64061_1 | FALSE
| FALSE | IPTV | 138 | IPMV | 138 | 61238 | GLFRY TP | 61255 | GLFU S11 | 1 | 2.5771 | 0 | 0 | 0 | 0 | 0.0161 | 160.075 | Inland | Inland |  | 61238_61255_1 | FALSE
| FALSE | SPPC | 345 | SPPC | 345 | 64077 | MIRA LMA | 64999 | FT CHUR | 1 | 49.4604 | 0 | 0 | 0 | 0 | 0.0431 | 1146.65 | Inland | Inland |  | 64077_64999_1 | FALSE
| FALSE | CIPB | 230 | CIPB | 230 | 35219 | VINEYARD | 30630 | NEWARK D | 1 | 94.3514 | 0 | 0 | 0 | 0 | 0.24829 | 380 | CA | CA |  | 35219_30630_1 | FALSE
| FALSE | SPPC | 345 | SPPC | 345 | 64496 | MEADOWS | 64951 | TRACY W | 1 | -122.529 | 0 | 0 | 0 | 0 | -0.10686 | 1146.65 | Inland | Inland |  | 64496_64951_1 | FALSE
| FALSE | SPPC | 345 | SPPC | 345 | 64496 | MEADOWS | 64999 | FT CHUR | 1 | 37.168 | 0 | 0 | 0 | 0 | 0.0324 | 1146.65 | Inland | Inland |  | 64496_64999_1 | FALSE
| FALSE | SPPC | 345 | SPPC | 345 | 64496 | MEADOWS | 64999 | FT CHUR | 2 | 37.168 | 0 | 0 | 0 | 0 | 0.0324 | 1146.65 | Inland | Inland |  | 64496_64999_2 | FALSE
| FALSE | PAID | 230 | PAID | 230 | 65075 | ANTLOPE | 65079 | ANTELOPE | 2 | -274.26 | 0 | 0 | 0 | 0 | -0.30195 | 908.295 | Inland | Inland |  | 65075_65079_2 | FALSE
| FALSE | PAID | 230 | PAID | 230 | 65079 | ANTELOPE | 65083 | CARB FREE_LS | 1 | -257.154 | 0 | 0 | 0 | 0 | -0.28312 | 908.295 | Inland | Inland |  | 65079_65083_1 | FALSE
| FALSE | PAID | 230 | PAID | 230 | 65079 | ANTELOPE | 65083 | CARB FREE_LS | 2 | -257.154 | 0 | 0 | 0 | 0 | -0.28312 | 908.295 | Inland | Inland |  | 65079_65083_2 | FALSE
| FALSE | PAID | 345 | PAID | 345 | 65084 | ANTLOPE | 65665 | GOSHEN | 1 | 240.0476 | 0 | 0 | 0 | 0 | 0.17619 | 1362.395 | Inland | Inland |  | 65084_65665_1 | FALSE
| FALSE | PAUT | 345 | PAUT | 345 | 65135 | BENLOMND | 66510 | TERMINAL | 1 | 5.6416 | 0 | 0 | 0 | 0 | 0.00413 | 1366.1 | Inland | Inland |  | 65135_66510_1 | FALSE
| FALSE | PAUT | 345 | PAID | 345 | 65135 | BENLOMND | 67044 | BRIDGLAND | 1 | -3.8651 | 0 | 0 | 0 | 0 | -0.00283 | 1366.1 | Inland | Inland |  | 65135_67044_1 | FALSE
| FALSE | PAUT | 345 | PAUT | 345 | 65995 | MONA | 66009 | CLOVER SOL | 1 | -22.1746 | 0 | 0 | 0 | 0 | -0.10149 | 218.5 | Inland | Inland |  | 65995_66009_1 | FALSE
| FALSE | PAUT | 345 | PAUT | 345 | 65996 | CLOVER | 69600 | MONHUN_SR | 1 | -262.866 | 0 | 0 | 0 | 0 | -0.22048 | 1192.25 | Inland | Inland |  | 65996_69600_1 | FALSE
| FALSE | PAWY | 69 | PAID | 69 | 66090 | SAGE_WY | 66151 | OVID | 1 | 13.1311 | 0 | 0 | 0 | 0 | 0.21265 | 61.75 | Inland | Inland |  | 66090_66151_1 | FALSE
| FALSE | PAUT | 230 | PAUT | 230 | 66345 | SIGURD | 69779 | SIGURD_POI | 1 | -22.9743 | 0 | 0 | 0 | 0 | -0.0486 | 473.1 | Inland | Inland |  | 66345_69779_1 | FALSE
| FALSE | PAWY | 230 | PAWY | 230 | 66750 | YELOWTLP | 69799 | BOWLER FLATS | 1 | 92.3504 | 0 | 0 | 0 | 0 | 0.30474 | 303.05 | Inland | Inland |  | 66750_69799_1 | FALSE
| FALSE | PAID | 345 | PAID | 345 | 67044 | BRIDGLAND | 67790 | POPULUS | 1 | -93.1262 | 0 | 0 | 0 | 0 | -0.0682 | 1366.1 | Inland | Inland |  | 67044_67790_1 | FALSE
| FALSE | PAWY | 500 | PAWY | 500 | 67795 | AEOLUS | 67800 | LATHAM1 | 1 | 694.1 | 0 | 0 | 0 | 0 | 0.20111 | 3451.35 | Inland | Inland |  | 67795_67800_1 | FALSE
| FALSE | PAWY | 500 | PAWY | 500 | 67797 | LATHAM2 | 67800 | LATHAM1 | 1 | -694.1 | 0 | 0 | 0 | 0 | -0.36697 | 1891.45 | Inland | Inland |  | 67797_67800_1 | FALSE
| FALSE | PAWY | 230 | PAWY | 230 | 67814 | WINDSTAR | 69028 | SHIRLYBS | 1 | -13.3468 | 0 | 0 | 0 | 0 | -0.0142 | 936.7001 | Inland | Inland |  | 67814_69028_1 | FALSE
| FALSE | PAWY | 115 | WACM | 115 | 69156 | CHALK BUTTE | 73354 | JACKLOPE | 1 | 16.9909 | 0 | 0 | 0 | 0 | 0.080564 | 210.9 | Inland | RM |  | 69156_73354_1 | FALSE
| FALSE | PAUT | 345 | PAUT | 345 | 69730 | HICKORY | 69783 | MILFORD_POI | 1 | -29.2472 | 0 | 0 | 0 | 0 | -0.27488 | 106.4 | Inland | Inland |  | 69730_69783_1 | FALSE
| FALSE | PAWY | 230 | PAWY | 230 | 69799 | BOWLER FLATS | 69800 | PRYOR MTN_LS | 1 | -62.4087 | 0 | 0 | 0 | 0 | -0.11944 | 522.5 | Inland | Inland |  | 69799_69800_1 | FALSE
| FALSE | PSCO | 230 | PSCO | 230 | 70038 | ARAPAHOE | 70149 | DENVTM | 1 | 66.0712 | 0 | 0 | 0 | 0 | 0.12074 | 547.2 | RM | RM |  | 70038_70149_1 | FALSE
| FALSE | PSCO | 230 | PSCO | 230 | 70067 | BUCKLEY1 | 70396 | SMOKYHIL | 2 | -118.86 | 0 | 0 | 0 | 0 | -0.24874 | 477.85 | RM | RM |  | 70067_70396_2 | FALSE
| FALSE | PSCO | 230 | PSCO | 230 | 70122 | COMANCHE | 70875 | BIGHORN_S1_3 | 1 | -45.1527 | 0 | 0 | 0 | 0 | -0.1193 | 378.48 | RM | RM |  | 70122_70875_1 | FALSE
| FALSE | PSCO | 230 | PSCO | 230 | 70139 | DANIELPK | 70323 | PRAIRIE3 | 2 | 191.3888 | 0 | 0 | 0 | 0 | 0.35911 | 532.95 | RM | RM |  | 70139_70323_2 | FALSE
| FALSE | PSCO | 230 | PSCO | 230 | 70212 | GREENWD | 70038 | ARAPAHOE | 1 | 127.3181 | 0 | 0 | 0 | 0 | 0.23267 | 547.2 | RM | RM |  | 70212_70038_1 | FALSE
| FALSE | PSCO | 230 | PSCO | 230 | 70212 | GREENWD | 70331 | PRAIRIE1 | 2 | -157.679 | 0 | 0 | 0 | 0 | -0.29429 | 535.8 | RM | RM |  | 70212_70331_2 | FALSE
| FALSE | PSCO | 230 | PSCO | 230 | 70212 | GREENWD | 70428 | TECH_CTR | 2 | -24.401 | 0 | 0 | 0 | 0 | -0.0634 | 384.75 | RM | RM |  | 70212_70428_2 | FALSE
| FALSE | PSCO | 230 | WACM | 230 | 70358 | RIFLE_PS | 79059 | RIFLE WA | 2 | 0 | 0 | 0 | 0 | 0 | 0 | 454.1 | RM | RM |  | 70358_79059_2 | FALSE
| FALSE | PSCO | 230 | PSCO | 230 | 70427 | TARRYALL | 70910 | CEP_7_PV | 1 | 64.1993 | 0 | 0 | 0 | 0 | 0.12799 | 501.6 | RM | RM |  | 70427_70910_1 | FALSE
| FALSE | PSCO | 345 | PSCO | 345 | 70597 | HARVEST_MI | 70599 | SMOKYHIL | 2 | -132.232 | 0 | 0 | 0 | 0 | -0.0826 | 1600.75 | RM | RM |  | 70597_70599_2 | FALSE
| FALSE | PSCO | 345 | PSCO | 345 | 70601 | DANIELPK | 70653 | TUNDRA | 2 | -226.897 | 0 | 0 | 0 | 0 | -0.18108 | 1253.05 | RM | RM |  | 70601_70653_2 | FALSE
| FALSE | PSCO | 345 | PSCO | 345 | 70632 | CHEYRDG_WST | 70630 | SHORTGRASS | 1 | 214.786 | 0 | 0 | 0 | 0 | 0.13811 | 1555.15 | RM | RM |  | 70632_70630_1 | FALSE
| FALSE | PSCO | 345 | PSCO | 345 | 70632 | CHEYRDG_WST | 70730 | CHEYRDG_EST | 1 | -107.393 | 0 | 0 | 0 | 0 | -0.0691 | 1555.15 | RM | RM |  | 70632_70730_1 | FALSE
| FALSE | PSCO | 230 | PSCO | 230 | 70652 | MIRASOL | 70759 | CEP_5_PV_BES | 1 | -55.1914 | 0 | 0 | 0 | 0 | -0.16093 | 342.95 | RM | RM |  | 70652_70759_1 | FALSE
| FALSE | PSCO | 345 | PSCO | 345 | 70653 | TUNDRA | 70654 | COMANCHE | 2 | -156.738 | 0 | 0 | 0 | 0 | -0.12508 | 1253.05 | RM | RM |  | 70653_70654_2 | FALSE
| FALSE | PSCO | 345 | PSCO | 345 | 70653 | TUNDRA | 70754 | CEP_6_PV_BES | 1 | -70.1594 | 0 | 0 | 0 | 0 | -0.10229 | 685.9 | RM | RM |  | 70653_70754_1 | FALSE
| FALSE | PSCO | 345 | PSCO | 345 | 70750 | BRONCOPLNS | 70630 | SHORTGRASS | 1 | 128.5967 | 0 | 0 | 0 | 0 | 0.0827 | 1555.15 | RM | RM |  | 70750_70630_1 | FALSE
| FALSE | PSCO | 345 | PSCO | 345 | 70764 | RUSHCK1_W1W3 | 70628 | PRONGHORN | 1 | 145.2525 | 0 | 0 | 0 | 0 | 0.0934 | 1555.15 | RM | RM |  | 70764_70628_1 | FALSE
| FALSE | PSCO | 230 | PSCO | 230 | 70820 | KEENESBURG | 70822 | CEDARCK_CAP | 1 | 0 | 0 | 0 | 0 | 0 | 0 | 757.15 | RM | RM |  | 70820_70822_1 | FALSE
| FALSE | PSCO | 230 | PSCO | 230 | 70833 | CEDARCK2 | 70819 | MTNBREEZE | 1 | -74.8573 | 0 | 0 | 0 | 0 | -0.39399 | 190 | RM | RM |  | 70833_70819_1 | FALSE
| FALSE | PSCO | 230 | PSCO | 230 | 70910 | CEP_7_PV | 70927 | HARTSELT | 1 | 84.6798 | 0 | 0 | 0 | 0 | 0.16882 | 501.6 | RM | RM |  | 70910_70927_1 | FALSE
| FALSE | PSCO | 230 | PSCO | 230 | 70911 | CEP7_S1_3 | 70910 | CEP_7_PV | 1 | 20.4805 | 0 | 0 | 0 | 0 | 0.12051 | 169.955 | RM | RM |  | 70911_70910_1 | FALSE
| FALSE | WACM | 345 | WACM | 345 | 72720 | AXIAL_HV1 | 72721 | AXIAL_HV2 | 1 | 0 | 0 | 0 | 0 | 0 | 0 | 209 | RM | RM |  | 72720_72721_1 | FALSE
| FALSE | WACM | 345 | WACM | 345 | 72720 | AXIAL_HV1 | 79014 | CRAIG | 1 | -236.755 | 0 | 0 | 0 | 0 | -0.27814 | 851.2 | RM | RM |  | 72720_79014_1 | FALSE
| FALSE | WACM | 345 | WACM | 345 | 72720 | AXIAL_HV1 | 79266 | MEEKER | 1 | 236.7547 | 0 | 0 | 0 | 0 | 0.27814 | 851.2 | RM | RM |  | 72720_79266_1 | FALSE
| FALSE | WACM | 230 | WACM | 230 | 72735 | NIYOL_HV1 | 72736 | NIYOL_HV2 | 1 | -87.4011 | 0 | 0 | 0 | 0 | -0.12831 | 681.15 | RM | RM |  | 72735_72736_1 | FALSE
| FALSE | WACM | 230 | WACM | 230 | 72735 | NIYOL_HV1 | 73143 | N.YUMA | 1 | 35.5153 | 0 | 0 | 0 | 0 | 0.12803 | 277.4 | RM | RM |  | 72735_73143_1 | FALSE
| FALSE | WACM | 230 | WACM | 230 | 72735 | NIYOL_HV1 | 73192 | STORY | 1 | 51.8859 | 0 | 0 | 0 | 0 | 0.18704 | 277.4 | RM | RM |  | 72735_73192_1 | FALSE
| FALSE | WACM | 230 | WACM | 230 | 73011 | AULT | 78030 | BHSUN_POI | 1 | 62.3834 | 0 | 0 | 0 | 0 | 0.10358 | 602.3 | RM | RM |  | 73011_78030_1 | FALSE
| FALSE | WACM | 115 | PSCO | 115 | 73056 | ESTES | 78066 | MARYLKSB | 1 | 7.9746 | 0 | 0 | 0 | 0 | 0.10493 | 76 | RM | RM |  | 73056_78066_1 | FALSE
| FALSE | WACM | 138 | WACM | 138 | 73057 | OAK CREEK TP | 73072 | GOREPASS | 1 | 7.6459 | 0 | 0 | 0 | 0 | 0.0575 | 133 | RM | RM |  | 73057_73072_1 | FALSE
| FALSE | WACM | 230 | WACM | 230 | 73087 | WESTHILL | 74600 | G14_TAP | 1 | 51.7181 | 0 | 0 | 0 | 0 | 0.11389 | 454.1 | RM | RM |  | 73087_74600_1 | FALSE
| FALSE | WACM | 115 | PSCO | 115 | 73124 | LOVEWTAP | 78092 | FTHLS | 1 | 8.4953 | 0 | 0 | 0 | 0 | 0.0658 | 129.2 | RM | RM |  | 73124_78092_1 | FALSE
| FALSE | WACM | 230 | WACM | 230 | 73190 | STEGALL | 74600 | G14_TAP | 1 | -71.7306 | 0 | 0 | 0 | 0 | -0.15796 | 454.1 | RM | RM |  | 73190_74600_1 | FALSE
| FALSE | WACM | 115 | PSCO | 115 | 73233 | MARYLKTP | 78066 | MARYLKSB | 1 | 13.408 | 0 | 0 | 0 | 0 | 0.17642 | 76 | RM | RM |  | 73233_78066_1 | FALSE
| FALSE | WACM | 115 | PSCO | 115 | 73578 | GLDNPNDS | 78110 | LNGMNTNW | 1 | 29.3164 | 0 | 0 | 0 | 0 | 0.15507 | 189.05 | RM | RM |  | 73578_78110_1 | FALSE
| FALSE | WACM | 115 | PSCO | 115 | 73578 | GLDNPNDS | 78114 | ROGERSRD | 1 | -23.6747 | 0 | 0 | 0 | 0 | -0.15673 | 151.05 | RM | RM |  | 73578_78114_1 | FALSE
| FALSE | WACM | 115 | PSCO | 115 | 73652 | TERRY ST LN | 78119 | TERRY | 1 | -5.6417 | 0 | 0 | 0 | 0 | -0.0545 | 103.55 | RM | RM |  | 73652_78119_1 | FALSE
| FALSE | WACM | 230 | WACM | 230 | 74600 | G14_TAP | 74601 | G14_230 | 1 | -20.0125 | 0 | 0 | 0 | 0 | -0.14835 | 134.9 | RM | RM |  | 74600_74601_1 | FALSE
| FALSE | WACM | 230 | WACM | 230 | 76312 | TONGRIVR | 76402 | DRYFORK | 1 | -90.1567 | 0 | 0 | 0 | 0 | -0.19172 | 470.25 | RM | RM |  | 76312_76402_1 | FALSE
| FALSE | PSCO | 230 | PSCO | 230 | 78010 | RAWHIDE | 78050 | RD_WIND | 1 | -106.03 | 0 | 0 | 0 | 0 | -0.24211 | 437.95 | RM | RM |  | 78010_78050_1 | FALSE
| FALSE | WACM | 230 | PSCO | 230 | 78030 | BHSUN_POI | 78031 | BHSUN | 1 | 0 | 0 | 0 | 0 | 0 | 0 | 289.75 | RM | RM |  | 78030_78031_1 | FALSE
| FALSE | WACM | 230 | PSCO | 230 | 78030 | BHSUN_POI | 78087 | CAREY_TS | 1 | 62.3834 | 0 | 0 | 0 | 0 | 0.10358 | 602.3 | RM | RM |  | 78030_78087_1 | FALSE
| FALSE | PSCO | 230 | PSCO | 230 | 78850 | CLAREMNT | 78863 | HORIZON | 1 | -77.7443 | 0 | 0 | 0 | 0 | -0.13894 | 559.55 | RM | RM |  | 78850_78863_1 | FALSE
| FALSE | PSCO | 230 | PSCO | 230 | 78850 | CLAREMNT | 78863 | HORIZON | 2 | -77.7443 | 0 | 0 | 0 | 0 | -0.13894 | 559.55 | RM | RM |  | 78850_78863_2 | FALSE
| FALSE | PSCO | 230 | PSCO | 230 | 78851 | CTTNWD N | 78860 | BRIARGATE | 1 | -50.2315 | 0 | 0 | 0 | 0 | -0.10682 | 470.25 | RM | RM |  | 78851_78860_1 | FALSE
| FALSE | PSCO | 230 | PSCO | 230 | 78854 | FULLER | 78860 | BRIARGATE | 1 | 118.228 | 0 | 0 | 0 | 0 | 0.25141 | 470.25 | RM | RM |  | 78854_78860_1 | FALSE
| FALSE | PSCO | 230 | PSCO | 230 | 78856 | KELKER S | 78857 | RD_NIXON | 1 | -134.092 | 0 | 0 | 0 | 0 | -0.28515 | 470.25 | RM | RM |  | 78856_78857_1 | FALSE
| FALSE | PSCO | 230 | PSCO | 230 | 78857 | RD_NIXON | 78859 | WILLIAMSCRK | 2 | 43.8305 | 0 | 0 | 0 | 0 | 0.0783 | 559.55 | RM | RM |  | 78857_78859_2 | FALSE
| FALSE | PSCO | 230 | PSCO | 230 | 78859 | WILLIAMSCRK | 78861 | WC_XFMRMP | 1 | -17.901 | 0 | 0 | 0 | 0 | -0.25124 | 71.25 | RM | RM |  | 78859_78861_1 | FALSE
| FALSE | PSCO | 230 | PSCO | 230 | 78859 | WILLIAMSCRK | 78862 | PIKE_XFMRMP | 1 | -49.7114 | 0 | 0 | 0 | 0 | -0.25905 | 191.9 | RM | RM |  | 78859_78862_1 | FALSE
| FALSE | PSCO | 230 | PSCO | 230 | 78859 | WILLIAMSCRK | 78863 | HORIZON | 1 | 77.6367 | 0 | 0 | 0 | 0 | 0.13875 | 559.55 | RM | RM |  | 78859_78863_1 | FALSE
| FALSE | PSCO | 230 | PSCO | 230 | 78859 | WILLIAMSCRK | 78863 | HORIZON | 2 | 77.6367 | 0 | 0 | 0 | 0 | 0.13875 | 559.55 | RM | RM |  | 78859_78863_2 | FALSE
| FALSE | BCHA | 230 | BCHA | 230 | 80709 | GBH 230 | 80853 | GBH 348P | 1 | -1.878 | 0 | 0 | 0 | 0 | -0.000496 | 3784.135 | CAN | CAN |  | 80709_80853_1 | FALSE
| FALSE | BCHA | 230 | BCHA | 230 | 80711 | MNY 230 | 80854 | SST 348P | 1 | -0.538 | 0 | 0 | 0 | 0 | -0.00117 | 461.7 | CAN | CAN |  | 80711_80854_1 | FALSE
| FALSE | BCHA | 230 | BCHA | 230 | 80854 | SST 348P | 80855 | SRN 348P | 1 | -0.538 | 0 | 0 | 0 | 0 | -0.00117 | 461.7 | CAN | CAN |  | 80854_80855_1 | FALSE
| FALSE | BCHA | 230 | BCHA | 230 | 81025 | MKT 230 | 81152 | MLW 337P | 1 | -16.1203 | 0 | 0 | 0 | 0 | -0.0355 | 454.1 | CAN | CAN |  | 81025_81152_1 | FALSE
| FALSE | BCHA | 230 | BCHA | 230 | 81144 | MLW 230 | 81152 | MLW 337P | 1 | 2.1547 | 0 | 0 | 0 | 0 | 0.00474 | 454.1 | CAN | CAN |  | 81144_81152_1 | FALSE
| FALSE | PNM | 230 | PNM | 230 | 12057 | PEGS | 10011 | AMBROSIA | 1 | 36.9555 | 0 | 0 | 0 | 0 | 0.1186 | 311.6 | SW | SW |  | 12057_10011_1 | FALSE
| FALSE | AZPS | 69 | WALC | 69 | 84894 | ARABY N | 19049 | GILA | 1 | 6.8775 | 0 | 0 | 0 | 0 | 0.0379 | 181.45 | SW | SW |  | 84894_19049_1 | FALSE
| FALSE | SRP | 230 | SRP | 230 | 150019 | GRANDCTL | 15231 | PINAL_C | 1 | 0 | 0 | 0 | 0 | 0 | 0 | 342.095 | SW | SW |  | 150019_15231_1 | FALSE
| FALSE | SRP | 230 | SRP | 230 | 150031 | VAH KI | 150004 | HALO | 1 | 8.89e-14 | 0 | 0 | 0 | 0 | 3.19e-16 | 278.92 | SW | SW |  | 150031_150004_1 | FALSE
| FALSE | SRP | 230 | SRP | 230 | 150050 | RED_HAWK | 15213 | SANTAN | 1 | -20.3306 | 0 | 0 | 0 | 0 | -0.0256 | 795.53 | SW | SW |  | 150050_15213_1 | FALSE
| FALSE | SRP | 230 | SRP | 230 | 150050 | RED_HAWK | 15225 | SCOTT | 1 | -100.659 | 0 | 0 | 0 | 0 | -0.12057 | 834.8599 | SW | SW |  | 150050_15225_1 | FALSE
| FALSE | TEPC | 230 | TEPC | 230 | 160200 | TORTOLITA | 160201 | DMP | 1 | 170.5265 | 0 | 0 | 0 | 0 | 0.1662 | 1026 | SW | SW |  | 160200_160201_1 | FALSE
| FALSE | TEPC | 230 | TEPC | 230 | 160201 | DMP | 160202 | VAIL | 1 | -36.3191 | 0 | 0 | 0 | 0 | -0.0354 | 1026 | SW | SW |  | 160201_160202_1 | FALSE
| FALSE | TEPC | 345 | TEPC | 345 | 160306 | SPRINGRVILLE | 160315 | CW_POI | 1A | 271.5449 | 0 | 0 | 0 | 0 | 0.21737 | 1249.25 | SW | SW |  | 160306_160315_1A | FALSE
| FALSE | TEPC | 345 | TEPC | 345 | 160306 | SPRINGRVILLE | 160315 | CW_POI | 2 | 271.5449 | 0 | 0 | 0 | 0 | 0.21737 | 1249.25 | SW | SW |  | 160306_160315_2 | FALSE
| FALSE | TEPC | 345 | TEPC | 345 | 160312 | WINCHESTER | 160308 | VAIL | 1A | 146.987 | 0 | 0 | 0 | 0 | 0.11784 | 1247.35 | SW | SW |  | 160312_160308_1A | FALSE
| FALSE | TEPC | 345 | TEPC | 345 | 160315 | CW_POI | 160301 | GREENLEE | 1A | 189.4165 | 0 | 0 | 0 | 0 | 0.15162 | 1249.25 | SW | SW |  | 160315_160301_1A | FALSE
| FALSE | TEPC | 345 | TEPC | 345 | 160315 | CW_POI | 160301 | GREENLEE | 2 | 377.8907 | 0 | 0 | 0 | 0 | 0.33287 | 1135.25 | SW | SW |  | 160315_160301_2 | FALSE
| FALSE | TEPC | 345 | EPE | 345 | 160316 | OSO_HV1 | 11317 | EMPIRE | 1 | 102.7606 | 0 | 0 | 0 | 0 | 0.0999 | 1028.85 | SW | SW |  | 160316_11317_1 | FALSE
| FALSE | TEPC | 69 | AZPS | 69 | 165400 | CORONADO_NEC | 84740 | ST.JOHNS | 1 | -5.7083 | 0 | 0 | 0 | 0 | -0.0779 | 73.245 | SW | SW |  | 165400_84740_1 | FALSE
| FALSE | LDWP | 500 | LDWP | 500 | 260481 | MCCULLGH_SC1 | 261051 | VICTORVL_SC1 | 1 | 1041.765 | 0 | 0 | 0 | 0 | 0.42209 | 2468.1 | CA | CA |  | 260481_261051_1 | FALSE
| FALSE | LDWP | 500 | LDWP | 500 | 260482 | MCCULLGH_SC2 | 261052 | VICTORVL_SC2 | 1 | 1041.765 | 0 | 0 | 0 | 0 | 0.42209 | 2468.1 | CA | CA |  | 260482_261052_1 | FALSE
| FALSE | LDWP | 500 | LDWP | 500 | 261051 | VICTORVL_SC1 | 26105 | VICTORVL | 1 | 1041.765 | 0 | 0 | 0 | 0 | 0.50651 | 2056.75 | CA | CA |  | 261051_26105_1 | FALSE
| FALSE | LDWP | 500 | LDWP | 500 | 261052 | VICTORVL_SC2 | 26105 | VICTORVL | 1 | 1041.765 | 0 | 0 | 0 | 0 | 0.50651 | 2056.75 | CA | CA |  | 261052_26105_1 | FALSE
| FALSE | CIPV | 230 | CIPV | 230 | 365531 | Q954 | 30900 | GATES D | 1 | 2.41e-12 | 0 | 0 | 0 | 0 | 6.21e-15 | 387.6 | CA | CA |  | 365531_30900_1 | FALSE
| FALSE | CIPV | 230 | CIPV | 230 | 365550 | BITTERWATRSS | 38645 | WHLR RJ2 | 2 | 62.238 | 0 | 0 | 0 | 0 | 0.12771 | 487.35 | CA | CA |  | 365550_38645_2 | FALSE
| FALSE | CIPB | 230 | CIPB | 230 | 365770 | Q1111 | 30527 | PITSBG E | 1 | -3.28 | 0 | 0 | 0 | 0 | -0.00967 | 339.15 | CA | CA |  | 365770_30527_1 | FALSE
| FALSE | CIPV | 34.5 | CIPB | 34.5 | 366701 | Q1472C1 | 366711 | Q1472BESS1 | 1 | 1.487 | 0 | 0 | 0 | 0 | 0.0125 | 118.75 | CA | CA |  | 366701_366711_1 | FALSE
| FALSE | CIPV | 34.5 | CIPB | 34.5 | 366701 | Q1472C1 | 366712 | Q1472BESS2 | 2 | 1.4879 | 0 | 0 | 0 | 0 | 0.0125 | 118.75 | CA | CA |  | 366701_366712_2 | FALSE
| FALSE | CIPV | 34.5 | CIPB | 34.5 | 366701 | Q1472C1 | 366713 | Q1472BESS3 | 3 | 1.4864 | 0 | 0 | 0 | 0 | 0.012517 | 118.75 | CA | CA |  | 366701_366713_3 | FALSE
| FALSE | CIPV | 34.5 | CIPB | 34.5 | 366701 | Q1472C1 | 366714 | Q1472BESS4C2 | 4 | 1.4727 | 0 | 0 | 0 | 0 | 0.0129 | 114.19 | CA | CA |  | 366701_366714_4 | FALSE
| FALSE | BPAT | 230 | BPAT | 230 | 473800 | LINDEN_SW# | 47465 | DOOLEY | 1 | -85.1686 | 0 | 0 | 0 | 0 | -0.18222 | 467.4 | NW | NW |  | 473800_47465_1 | FALSE
| FALSE | BPAT | 230 | BPAT | 230 | 475950 | GRA_SAT_CIO | 40947 | SATSOP | 1 | 332.2154 | 0 | 0 | 0 | 0 | 0.18062 | 1839.295 | NW | NW |  | 475950_40947_1 | FALSE
| FALSE | BPAT | 230 | BPAT | 230 | 478170 | RATLSNAK_TIE | 47814 | JONESCYN | 1 | 48.7372 | 0 | 0 | 0 | 0 | 0.13121 | 371.45 | NW | NW |  | 478170_47814_1 | FALSE
| FALSE | BPAT | 230 | BPAT | 230 | 478180 | WEATFELD_TIE | 478170 | RATLSNAK_TIE | 1 | 23.3245 | 0 | 0 | 0 | 0 | 0.0628 | 371.45 | NW | NW |  | 478180_478170_1 | FALSE
| FALSE | AESO | 240 | AESO | 240 | 547004 | P2122_TAP | 549003 | P2122_POI | 74 | 0 | 0 | 0 | 0 | 0 | 0 | 570 | CAN | CAN |  | 547004_549003_74 | FALSE
| FALSE | AESO | 240 | AESO | 240 | 547026 | TRAVERS_5 | 549026 | TRAVERS_4 | 5 | -81.1336 | 0 | 0 | 0 | 0 | -0.14697 | 552.045 | CAN | CAN |  | 547026_549026_5 | FALSE
| FALSE | NWMT | 230 | NWMT | 230 | 622173 | HIGHWOODSWYD | 622174 | SPIONKOPSWYD | 1 | -26.7511 | 0 | 0 | 0 | 0 | -0.0589 | 454.1 | Inland | Inland |  | 622173_622174_1 | FALSE
| FALSE | NWMT | 230 | NWMT | 230 | 622174 | SPIONKOPSWYD | 624108 | JUDITHGAP AT | 1 | -2.2793 | 0 | 0 | 0 | 0 | -0.00502 | 454.1 | Inland | Inland |  | 622174_624108_1 | FALSE
| FALSE | NWMT | 69 | WAUW | 69 | 622223 | CROOKEDFALLS | 632046 | PORTAGE | 1 | 3.6033 | 0 | 0 | 0 | 0 | 0.0963 | 37.43 | Inland | Inland |  | 622223_632046_1 | FALSE
| FALSE | NWMT | 69 | WAUW | 69 | 622223 | CROOKEDFALLS | 632119 | MORONY RURAL | 1 | 3.5887 | 0 | 0 | 0 | 0 | 0.17093 | 20.995 | Inland | Inland |  | 622223_632119_1 | FALSE
| FALSE | NWMT | 230 | NWMT | 230 | 623079 | BLG WICKS LN | 623312 | BROADVIEW | 1 | -129.893 | 0 | 0 | 0 | 0 | -0.28604 | 454.1 | Inland | Inland |  | 623079_623312_1 | FALSE
| FALSE | NWMT | 500 | NWMT | 500 | 623207 | COLSTRIP 500 | 623309 | BROADVIEW A | A | 480.5461 | 0 | 0 | 0 | 0 | 0.18253 | 2632.735 | Inland | Inland |  | 623207_623309_A | FALSE
| FALSE | NWMT | 500 | NWMT | 500 | 623207 | COLSTRIP 500 | 623310 | BROADVIEW B | B | 466.149 | 0 | 0 | 0 | 0 | 0.17706 | 2632.735 | Inland | Inland |  | 623207_623310_B | FALSE
| FALSE | NWMT | 345 | NWMT | 345 | 623400 | NEXT_POI | 623431 | NEXT_COL | 1 | 8.07e-13 | 0 | 0 | 0 | 0 | 8.41e-16 | 959.5 | Inland | Inland |  | 623400_623431_1 | FALSE
| FALSE | SPPC | 500 | SPPC | 500 | 641690 | FT CHUR500 | 641691 | FTC-ESM SC1 | 1 | 379.7517 | 0 | 0 | 0 | 0 | 0.19987 | 1900 | Inland | Inland |  | 641690_641691_1 | FALSE
| FALSE | SPPC | 500 | SPPC | 500 | 641691 | FTC-ESM SC1 | 641692 | FTC-ESM SC2 | 1 | 379.7517 | 0 | 0 | 0 | 0 | 0.10481 | 3623.3 | Inland | Inland |  | 641691_641692_1 | FALSE
| FALSE | SPPC | 500 | SPPC | 500 | 641692 | FTC-ESM SC2 | 641693 | ESMERALDA | 1 | 379.7517 | 0 | 0 | 0 | 0 | 0.19987 | 1900 | Inland | Inland |  | 641692_641693_1 | FALSE
| FALSE | SPPC | 500 | SPPC | 500 | 641693 | ESMERALDA | 641694 | AMR-ESM SC1 | 1 | 379.7517 | 0 | 0 | 0 | 0 | 0.19987 | 1900 | Inland | Inland |  | 641693_641694_1 | FALSE
| FALSE | SPPC | 500 | SPPC | 500 | 641694 | AMR-ESM SC1 | 641695 | AMR-ESM SC2 | 1 | 379.7517 | 0 | 0 | 0 | 0 | 0.10481 | 3623.3 | Inland | Inland |  | 641694_641695_1 | FALSE
| FALSE | SPPC | 500 | SPPC | 500 | 641695 | AMR-ESM SC2 | 641696 | AMARGOSA | 1 | 379.7517 | 0 | 0 | 0 | 0 | 0.19987 | 1900 | Inland | Inland |  | 641695_641696_1 | FALSE
| FALSE | SPPC | 500 | SPPC | 500 | 641696 | AMARGOSA | 641697 | AMR-NW SC1 | 1 | 379.7517 | 0 | 0 | 0 | 0 | 0.19987 | 1900 | Inland | Inland |  | 641696_641697_1 | FALSE
| FALSE | SPPC | 500 | SPPC | 500 | 641697 | AMR-NW SC1 | 641698 | AMR-NW SC2 | 1 | 379.7517 | 0 | 0 | 0 | 0 | 0.10481 | 3623.3 | Inland | Inland |  | 641697_641698_1 | FALSE
| FALSE | SPPC | 500 | NEVP | 500 | 641698 | AMR-NW SC2 | 18451 | NWEST | 1 | 379.7517 | 0 | 0 | 0 | 0 | 0.19987 | 1900 | Inland | SW |  | 641698_18451_1 | FALSE
| FALSE | IPMV | 138 | IPTV | 138 | 61000 | CAIRO | 60260 | ONTARIO | 1 | -9.5823 | 0 | 0 | 0 | 0 | -0.0322 | 297.255 | Inland | Inland |  | 61000_60260_1 | FALSE
| FALSE | BPAT | 230 | GCPD | 230 | 40261 | COLUMBIA_N | 46149 | WQUIN_TAP | 1 | 394.2066 | 0 | 0 | 0 | 0 | 0.52084 | 756.865 | NW | NW |  | 40261_46149_1 | FALSE
| FALSE | TH_Malin | 500 | TH_Malin | 500 | 40688 | MALIN R3 | 40687 | MALIN | 3 | -7.3718 | 0 | 0 | 0 | 0 | -0.00212 | 3479.85 | NW | NW |  | 40688_40687_3 | FALSE
| FALSE | BPAT | 230 | GCPD | 230 | 41111 | VANTAGE_N | 46146 | WANAPH2 | 1 | -247.55 | 0 | 0 | 0 | 0 | -0.40907 | 605.15 | NW | NW |  | 41111_46146_1 | FALSE
| FALSE | BPAT | 230 | GCPD | 230 | 41112 | VANTAGE_S | 46147 | WANAPH3 | 1 | -123.775 | 0 | 0 | 0 | 0 | -0.22158 | 558.6 | NW | NW |  | 41112_46147_1 | FALSE
| FALSE | GCPD | 115 | AVA | 115 | 46078 | ROUNDLKT | 48419 | STRATFRD | 1 | -37.064 | 0 | 0 | 0 | 0 | -0.19764 | 187.53 | NW | NW |  | 46078_48419_1 | FALSE
| FALSE | GCPD | 230 | GCPD | 230 | 46104 | QPLAINS | 46018 | CLD VIEW | 1 | 145.5592 | 0 | 0 | 0 | 0 | 0.24038 | 605.53 | NW | NW |  | 46104_46018_1 | FALSE
| FALSE | GCPD | 230 | GCPD | 230 | 46105 | NQUINCY | 46018 | CLD VIEW | 1 | -67.4314 | 0 | 0 | 0 | 0 | -0.11136 | 605.53 | NW | NW |  | 46105_46018_1 | FALSE
| FALSE | GCPD | 230 | GCPD | 230 | 46107 | W_QUINCY | 46106 | MNT VIEW | 1 | 102.4756 | 0 | 0 | 0 | 0 | 0.45133 | 227.05 | NW | NW |  | 46107_46106_1 | FALSE
| FALSE | GCPD | 230 | GCPD | 230 | 46108 | NQUINCYT | 46104 | QPLAINS | 1 | 162.1263 | 0 | 0 | 0 | 0 | 0.21421 | 756.865 | NW | NW |  | 46108_46104_1 | FALSE
| FALSE | GCPD | 230 | GCPD | 230 | 46149 | WQUIN_TAP | 46107 | W_QUINCY | 1 | 135.2846 | 0 | 0 | 0 | 0 | 0.17874 | 756.865 | NW | NW |  | 46149_46107_1 | FALSE
| FALSE | GCPD | 230 | GCPD | 230 | 46149 | WQUIN_TAP | 46108 | NQUINCYT | 1 | 258.922 | 0 | 0 | 0 | 0 | 0.3421 | 756.865 | NW | NW |  | 46149_46108_1 | FALSE
| FALSE | GCPD | 230 | GCPD | 230 | 46151 | LARSON | 46154 | ROCKYFDG | 1 | -96.7957 | 0 | 0 | 0 | 0 | -0.12789 | 756.865 | NW | NW |  | 46151_46154_1 | FALSE
| FALSE | GCPD | 230 | GCPD | 230 | 46154 | ROCKYFDG | 46108 | NQUINCYT | 1 | -96.7957 | 0 | 0 | 0 | 0 | -0.12789 | 756.865 | NW | NW |  | 46154_46108_1 | FALSE
| FALSE | GCPD | 230 | GCPD | 230 | 46169 | WANAPUM | 46145 | WANAPH1 | 1 | -247.55 | 0 | 0 | 0 | 0 | -0.40907 | 605.15 | NW | NW |  | 46169_46145_1 | FALSE
| FALSE | WACM | 230 | WACM | 230 | 73009 | ARCHER | 73190 | STEGALL | 1 | -89.145 | 0 | 0 | 0 | 0 | -0.20444 | 436.05 | RM | RM |  | 73009_73190_1 | FALSE
| FALSE | WACM | 230 | WACM | 230 | 73188 | STEGALDC | 73190 | STEGALL | 1 | -42.3272 | 0 | 0 | 0 | 0 | -0.29703 | 142.5 | RM | RM |  | 73188_73190_1 | FALSE
| FALSE | WACM | 230 | WACM | 230 | 73190 | STEGALL | 73548 | GOSH COUNTY | 1 | -68.2214 | 0 | 0 | 0 | 0 | -0.16247 | 419.9 | RM | RM |  | 73190_73548_1 | FALSE
| FALSE | PSCO | 230 | PSCO | 230 | 70122 | COMANCHE | 70856 | T-21-2_S1_3 | 1 | 0 | 0 | 0 | 0 | 0 | 0 | 457.9 | RM | RM |  | 70122_70856_1 | FALSE
| FALSE | CISC | 230 | CISC | 230 | 24125 | REDONDO | 24084 | LITEHIPE | 1 | -101.903 | 0 | 0 | 0 | 0 | -0.10858 | 938.505 | CA | CA |  | 24125_24084_1 | FALSE
| FALSE | CISC | 230 | CISC | 230 | 189121 | Q1341_HV2 | 189114 | Q1341_HV | 1 | 3.05e-12 | 0 | 0 | 0 | 0 | 9.04e-15 | 336.87 | CA | CA |  | 189121_189114_1 | FALSE
| FALSE | VEA | 230 | CISC | 230 | 189160 | TROUT CANYON | 189121 | Q1341_HV2 | 1 | 0 | 0 | 0 | 0 | 0 | 0 | 336.3 | SW | CA |  | 189160_189121_1 | FALSE
| FALSE | NEVP | 230 | NEVP | 230 | 18004 | ARDEN | 18555 | AUDETTE | 1 | 38.1112 | 0 | 0 | 0 | 0 | 0.0466 | 817.4749 | SW | SW |  | 18004_18555_1 | FALSE
| FALSE | NEVP | 230 | NEVP | 230 | 18555 | AUDETTE | 18026 | AVERA | 1 | -9.8322 | 0 | 0 | 0 | 0 | -0.012 | 817.4749 | SW | SW |  | 18555_18026_1 | FALSE
| FALSE | NEVP | 230 | NEVP | 230 | 18555 | AUDETTE | 18556 | SWITCH1 | 1 | 13.7175 | 0 | 0 | 0 | 0 | 0.0336 | 408.5 | SW | SW |  | 18555_18556_1 | FALSE
| FALSE | NEVP | 230 | NEVP | 230 | 18555 | AUDETTE | 18556 | SWITCH1 | 2 | 13.7175 | 0 | 0 | 0 | 0 | 0.0336 | 408.5 | SW | SW |  | 18555_18556_2 | FALSE
| FALSE | NEVP | 230 | NEVP | 230 | 18555 | AUDETTE | 18557 | SWITCH2 | 1 | 10.2541 | 0 | 0 | 0 | 0 | 0.0251 | 408.5 | SW | SW |  | 18555_18557_1 | FALSE
| FALSE | NEVP | 230 | NEVP | 230 | 18555 | AUDETTE | 18557 | SWITCH2 | 2 | 10.2541 | 0 | 0 | 0 | 0 | 0.0251 | 408.5 | SW | SW |  | 18555_18557_2 | FALSE
| FALSE | SPPC | 345 | SPPC | 345 | 641170 | HOTPOT_SOLAR | 64130 | VALMY | 1 | 97.3184 | 0 | 0 | 0 | 0 | 0.20488 | 475 | Inland | Inland |  | 641170_64130_1 | FALSE
| FALSE | SRP | 230 | SRP | 230 | 15222 | BROWNING | 15270 | HCKLBERY | 1 | 65.4679 | 0 | 0 | 0 | 0 | 0.0823 | 795.53 | SW | SW |  | 15222_15270_1 | FALSE
| FALSE | SRP | 230 | SRP | 230 | 15270 | HCKLBERY | 15225 | SCOTT | 1 | 65.4679 | 0 | 0 | 0 | 0 | 0.0823 | 795.53 | SW | SW |  | 15270_15225_1 | FALSE
| FALSE | SRP | 230 | SRP | 230 | 15213 | SANTAN | 15225 | SCOTT | 2 | -23.7901 | 0 | 0 | 0 | 0 | -0.0299 | 795.53 | SW | SW |  | 15213_15225_2 | FALSE
| FALSE | PNM | 230 | WACM | 115 | 10111 | GALLEGOS | 79625 | GALLEGOS | 1 | 36.1413 | 0 | 0 | 0 | 0 | 0.38044 | 95 | SW | RM |  | 10111_79625_1 | FALSE
| FALSE | PNM | 230 | WACM | 115 | 10291 | SAN_JUAN | 79632 | HOGBAK | 1 | 35.4287 | 0 | 0 | 0 | 0 | 0.18647 | 190 | SW | RM |  | 10291_79632_1 | FALSE
| FALSE | PNM | 345 | PNM | 345 | 10960 | RED CLOUD | 99899 | mid_99899 | 1 | -64.0216 | 0 | 0 | 0 | 0 | -0.29952 | 213.75 | SW | SW |  | 10960_99899_1 | FALSE
| FALSE | PNM | 345 | PNM | 345 | 10960 | RED CLOUD | 99898 | mid_99898 | 2 | -61.968 | 0 | 0 | 0 | 0 | -0.28991 | 213.75 | SW | SW |  | 10960_99898_2 | FALSE
| FALSE | PNM | 345 | PNM | 345 | 10961 | TECOLOTE | 99897 | mid_99897 | 3 | -49.5812 | 0 | 0 | 0 | 0 | -0.23196 | 213.75 | SW | SW |  | 10961_99897_3 | FALSE
| FALSE | PNM | 345 | PNM | 345 | 10961 | TECOLOTE | 99896 | mid_99896 | 4 | -30.5142 | 0 | 0 | 0 | 0 | -0.27221 | 112.1 | SW | SW |  | 10961_99896_4 | FALSE
| FALSE | PNM | 345 | PNM | 345 | 10962 | CLINES CORNE | 99893 | mid_99893 | 7 | -52.5703 | 0 | 0 | 0 | 0 | -0.24594 | 213.75 | SW | SW |  | 10962_99893_7 | FALSE
| FALSE | PNM | 345 | PNM | 345 | 10962 | CLINES CORNE | 99894 | mid_99894 | 6 | -41.749 | 0 | 0 | 0 | 0 | -0.19532 | 213.75 | SW | SW |  | 10962_99894_6 | FALSE
| FALSE | PNM | 345 | PNM | 345 | 10963 | DURAN MESA | 99895 | mid_99895 | 5 | -30.7877 | 0 | 0 | 0 | 0 | -0.27464 | 112.1 | SW | SW |  | 10963_99895_5 | FALSE
| FALSE | AZPS | 500 | TEPC | 100 | 14005 | WESTWING | 160267 | WW.3WP2 | 2 | -41.1491 | 0 | 0 | 0 | 0 | -0.0645 | 638.4 | SW | SW |  | 14005_160267_2 | FALSE
| FALSE | SRP | 500 | TEPC | 345 | 15088 | PINAL_W | 160304 | PINAL_WEST | 2 | 161.7633 | 0 | 0 | 0 | 0 | 0.25339 | 638.4 | SW | SW |  | 15088_160304_2 | FALSE
| FALSE | SRP | 115 | AZPS | 12.5 | 15129 | SUPERIOR | 85866 | PICKET 3 | 1 | 1.9238 | 0 | 0 | 0 | 0 | 0.162 | 11.875 | SW | SW |  | 15129_85866_1 | FALSE
| FALSE | IID | 230 | IID | 230 | 21990 | MIDWAY_2 | 21985 | MDWY2_MP | 1 | -9.4211 | 0 | 0 | 0 | 0 | -0.28334 | 33.25 | CA | CA |  | 21990_21985_1 | FALSE
| FALSE | CISD | 230 | CISD | 230 | 23292 | Q838_230KV | 23587 | Q838_MP1 | 1 | 8.52e-13 | 0 | 0 | 0 | 0 | 1.02e-14 | 83.6 | CA | CA |  | 23292_23587_1 | FALSE
| FALSE | CISC | 230 | CISC | 230 | 25730 | ARLINGTON | 25739 | ARLNG2MP2 | 1 | -26.4868 | 0 | 0 | 0 | 0 | -0.0894 | 296.4 | CA | CA |  | 25730_25739_1 | FALSE
| FALSE | CISC | 230 | CISC | 230 | 29368 | TOT753_H | 29373 | TOT753_M | 1 | -1.96e-14 | 0 | 0 | 0 | 0 | -2.34e-16 | 83.6 | CA | CA |  | 29368_29373_1 | FALSE
| FALSE | CISC | 230 | CISC | 230 | 29375 | TOT754_H | 29380 | TOT754_MID | 1 | -1.96e-14 | 0 | 0 | 0 | 0 | -2.34e-16 | 83.6 | CA | CA |  | 29375_29380_1 | FALSE
| FALSE | CISC | 230 | CISC | 230 | 29698 | BIG SKY | 29784 | ANTLOP2_C3i | T3 | 7.26e-14 | 0 | 0 | 0 | 0 | 1.7e-15 | 42.75 | CA | CA |  | 29698_29784_T3 | FALSE
| FALSE | CISC | 230 | CISC | 230 | 29746 | GASKEL_WEST | 29755 | TOT727_2i | 1 | -1.58e-12 | 0 | 0 | 0 | 0 | -3.33e-14 | 47.5 | CA | CA |  | 29746_29755_1 | FALSE
| FALSE | CISC | 230 | CISC | 230 | 29746 | GASKEL_WEST | 29802 | TOT727_3i | 1 | 5.28e-13 | 0 | 0 | 0 | 0 | 8.42e-15 | 62.7 | CA | CA |  | 29746_29802_1 | FALSE
| FALSE | CISC | 230 | CISC | 230 | 29795 | NORTH BIGSKY | 29794 | ANTLOP2_C1i | T1 | -46.0973 | 0 | 0 | 0 | 0 | -0.20134 | 228.95 | CA | CA |  | 29795_29794_T1 | FALSE
| FALSE | CISC | 230 | CISC | 230 | 29795 | NORTH BIGSKY | 29793 | ANTLOP2_C2i | T2 | -33.8833 | 0 | 0 | 0 | 0 | -0.17833 | 190 | CA | CA |  | 29795_29793_T2 | FALSE
| FALSE | BPAT | 230 | PSEI | 115 | 40321 | CUSTER | 42003 | PORWY S | 2 | 25.06 | 0 | 0 | 0 | 0 | 0.080424 | 311.6 | NW | NW |  | 40321_42003_2 | FALSE
| FALSE | PACW | 230 | PACW | 500 | 44515 | SAMS VLY | 44514 | SAMS VLY | 1 | -139.527 | 0 | 0 | 0 | 0 | -0.22595 | 617.5 | NW | NW |  | 44515_44514_1 | FALSE
| FALSE | PACW | 230 | PACW | 500 | 44517 | SNOGOOSE | 44516 | SNOGOOSE | 1 | -80.6234 | 0 | 0 | 0 | 0 | -0.13056 | 617.5 | NW | NW |  | 44517_44516_1 | FALSE
| FALSE | PACW | 69 | BPAT | 230 | 44858 | RESTON | 40883 | RESTON | 1 | -6.2218 | 0 | 0 | 0 | 0 | -0.0524 | 118.75 | NW | NW |  | 44858_40883_1 | FALSE
| FALSE | BCHA | 230 | BCHA | 230 | 50033 | CSN 230 | 81717 | mid_81717 | 4 | 13.6976 | 0 | 0 | 0 | 0 | 0.19225 | 71.25 | CAN | CAN |  | 50033_81717_4 | FALSE
| FALSE | BCHA | 230 | BCHA | 230 | 50033 | CSN 230 | 81716 | mid_81716 | 5 | 13.6967 | 0 | 0 | 0 | 0 | 0.19223 | 71.25 | CAN | CAN |  | 50033_81716_5 | FALSE
| FALSE | BCHA | 230 | BCHA | 500 | 80702 | MSA 230A | 81839 | mid_81839 | 1 | 71.7992 | 0 | 0 | 0 | 0 | 0.12596 | 570 | CAN | CAN |  | 80702_81839_1 | FALSE
| FALSE | BCHA | 230 | BCHA | 230 | 50185 | ALZ 230 | 81996 | mid_81996 | 2 | 23.712 | 0 | 0 | 0 | 0 | 0.1664 | 142.5 | CAN | CAN |  | 50185_81996_2 | FALSE
| FALSE | BCHA | 230 | BCHA | 230 | 50362 | KTG 230 | 81704 | mid_81704 | 11 | 11.4407 | 0 | 0 | 0 | 0 | 0.16057 | 71.25 | CAN | CAN |  | 50362_81704_11 | FALSE
| FALSE | BCHA | 230 | BCHA | 230 | 50362 | KTG 230 | 81713 | mid_81713 | 12 | 11.471 | 0 | 0 | 0 | 0 | 0.161 | 71.25 | CAN | CAN |  | 50362_81713_12 | FALSE
| FALSE | BCHA | 230 | BCHA | 230 | 50553 | BMT 230 | 81003 | mid_99851 | 4 | 47.4307 | 0 | 0 | 0 | 0 | 0.33285 | 142.5 | CAN | CAN |  | 50553_81003_4 | FALSE
| FALSE | CIPB | 60 | CIPV | 60 | 36064 | SOLEDAD | 36067 | LCCHS J1 | 1 | 0 | 0 | 0 | 0 | 0 | 0 | 39.52 | CA | CA |  | 36064_36067_1 | FALSE
| FALSE | CIPB | 60 | CIPV | 60 | 36065 | SEF TAP | 36070 | LCCHS J2 | 1 | 0 | 0 | 0 | 0 | 0 | 0 | 59.28 | CA | CA |  | 36065_36070_1 | FALSE
| FALSE | AESO | 240 | AESO | 240 | 54262 | DOME EM4 | 99988 | mid_99988 | T2 | 5.0078 | 0 | 0 | 0 | 0 | 0.0351 | 142.5 | CAN | CAN |  | 54262_99988_T2 | FALSE
| FALSE | AESO | 240 | AESO | 240 | 54262 | DOME EM4 | 99987 | mid_99987 | T1 | 3.3878 | 0 | 0 | 0 | 0 | 0.023774 | 142.5 | CAN | CAN |  | 54262_99987_T1 | FALSE
| FALSE | AESO | 240 | AESO | 240 | 55080 | WESLY C4 | 99977 | mid_99977 | 1T | 15.8505 | 0 | 0 | 0 | 0 | 0.055616 | 285 | CAN | CAN |  | 55080_99977_1T | FALSE
| FALSE | AESO | 240 | AESO | 240 | 55080 | WESLY C4 | 99976 | mid_99976 | 2T | 15.9204 | 0 | 0 | 0 | 0 | 0.0559 | 285 | CAN | CAN |  | 55080_99976_2T | FALSE
| FALSE | AESO | 240 | AESO | 240 | 55163 | L. SMOKY | 99971 | mid_99971 | 1T | 50.436 | 0 | 0 | 0 | 0 | 0.26545 | 190 | CAN | CAN |  | 55163_99971_1T | FALSE
| FALSE | AESO | 240 | AESO | 240 | 55163 | L. SMOKY | 99970 | mid_99970 | 2T | 51.512 | 0 | 0 | 0 | 0 | 0.27112 | 190 | CAN | CAN |  | 55163_99970_2T | FALSE
| FALSE | AESO | 240 | AESO | 240 | 55200 | RUTH LK4 | 99968 | mid_99968 | 1T | 20.6423 | 0 | 0 | 0 | 0 | 0.19401 | 106.4 | CAN | CAN |  | 55200_99968_1T | FALSE
| FALSE | AESO | 240 | AESO | 240 | 55200 | RUTH LK4 | 99967 | mid_99967 | 2T | 20.6001 | 0 | 0 | 0 | 0 | 0.19361 | 106.4 | CAN | CAN |  | 55200_99967_2T | FALSE
| FALSE | AESO | 240 | AESO | 240 | 55489 | BAT RV80 | 99946 | mid_99946 | T2 | 85.8933 | 0 | 0 | 0 | 0 | 0.30138 | 285 | CAN | CAN |  | 55489_99946_T2 | FALSE
| FALSE | AESO | 240 | AESO | 240 | 55655 | DAWES240 | 99945 | mid_99945 | T1 | 39.8991 | 0 | 0 | 0 | 0 | 0.14047 | 284.05 | CAN | CAN |  | 55655_99945_T1 | FALSE
| FALSE | AESO | 240 | AESO | 240 | 55932 | PEMUKN1 | 99942 | mid_99942 | T1 | 38.0111 | 0 | 0 | 0 | 0 | 0.13337 | 285 | CAN | CAN |  | 55932_99942_T1 | FALSE
| FALSE | AESO | 240 | AESO | 240 | 55959 | LANFIN1 | 99941 | mid_99941 | 1T | 23.9366 | 0 | 0 | 0 | 0 | 0.084 | 285 | CAN | CAN |  | 55959_99941_1T | FALSE
| FALSE | AESO | 240 | AESO | 240 | 55963 | 963S_HV | 99940 | mid_99940 | T1 | 28.2854 | 0 | 0 | 0 | 0 | 0.0992 | 285 | CAN | CAN |  | 55963_99940_T1 | FALSE
| FALSE | AESO | 240 | AESO | 240 | 56291 | KETL RV4 | 99939 | mid_99939 | T1 | -14.6535 | 0 | 0 | 0 | 0 | -0.0771 | 190 | CAN | CAN |  | 56291_99939_T1 | FALSE
| FALSE | AESO | 240 | AESO | 240 | 56291 | KETL RV4 | 99938 | mid_99938 | T2 | -14.5906 | 0 | 0 | 0 | 0 | -0.0768 | 190 | CAN | CAN |  | 56291_99938_T2 | FALSE
| FALSE | AESO | 240 | WALC | 240 | 59603 | KEARL240 | 99936 | mid_99936 | 1 | 80.997 | 0 | 0 | 0 | 0 | 0.68208 | 118.75 | CAN | SW |  | 59603_99936_1 | FALSE
| FALSE | AESO | 69 | WALC | 240 | 55681 | KEARL72A | 99936 | mid_99936 | 1 | -80.997 | 0 | 0 | 0 | 0 | -0.68208 | 118.75 | CAN | SW |  | 55681_99936_1 | FALSE
| FALSE | AESO | 13.8 | WALC | 240 | 55683 | KEARL13A | 99936 | mid_99936 | 1 | 0 | 0 | 0 | 0 | 0 | 0 | 17.86 | CAN | SW |  | 55683_99936_1 | FALSE
| FALSE | AESO | 240 | WALC | 240 | 59603 | KEARL240 | 99935 | mid_99935 | 2 | 62.6951 | 0 | 0 | 0 | 0 | 0.43997 | 142.5 | CAN | SW |  | 59603_99935_2 | FALSE
| FALSE | AESO | 69 | WALC | 240 | 55682 | KEARL72B | 99935 | mid_99935 | 2 | -62.6951 | 0 | 0 | 0 | 0 | -0.87993 | 71.25 | CAN | SW |  | 55682_99935_2 | FALSE
| FALSE | AESO | 13.8 | WALC | 240 | 55684 | KEARL13B | 99935 | mid_99935 | 2 | 0 | 0 | 0 | 0 | 0 | 0 | 71.25 | CAN | SW |  | 55684_99935_2 | FALSE
| FALSE | AESO | 13.8 | WALC | 13.8 | 59971 | ENMX4399 | 99934 | mid_99934 | T1 | -3.6592 | 0 | 0 | 0 | 0 | -0.12306 | 29.735 | CAN | SW |  | 59971_99934_T1 | FALSE
| FALSE | AESO | 13.8 | WALC | 13.8 | 58571 | ENMX43C9 | 99934 | mid_99934 | T1 | -5.5963 | 0 | 0 | 0 | 0 | -0.18821 | 29.735 | CAN | SW |  | 58571_99934_T1 | FALSE
| FALSE | AESO | 138 | WALC | 13.8 | 54571 | ENMX43S7 | 99934 | mid_99934 | T1 | 9.2555 | 0 | 0 | 0 | 0 | 0.15588 | 59.375 | CAN | SW |  | 54571_99934_T1 | FALSE
| FALSE | SPPC | 345 | SPPC | 230 | 64999 | FT CHUR | 64054 | FT CHUR | 1 | -77.6486 | 0 | 0 | 0 | 0 | -0.27245 | 285 | Inland | Inland |  | 64999_64054_1 | FALSE
| FALSE | SPPC | 345 | SPPC | 230 | 64999 | FT CHUR | 64054 | FT CHUR | 2 | -77.6486 | 0 | 0 | 0 | 0 | -0.27245 | 285 | Inland | Inland |  | 64999_64054_2 | FALSE
| FALSE | SPPC | 345 | SPPC | 500 | 64999 | FT CHUR | 641690 | FT CHUR500 | 1 | 126.5839 | 0 | 0 | 0 | 0 | 0.2538 | 498.75 | Inland | Inland |  | 64999_641690_1 | FALSE
| FALSE | SPPC | 345 | SPPC | 500 | 64999 | FT CHUR | 641690 | FT CHUR500 | 2 | 126.5839 | 0 | 0 | 0 | 0 | 0.2538 | 498.75 | Inland | Inland |  | 64999_641690_2 | FALSE
| FALSE | SPPC | 345 | SPPC | 500 | 64999 | FT CHUR | 641690 | FT CHUR500 | 3 | 126.5839 | 0 | 0 | 0 | 0 | 0.2538 | 498.75 | Inland | Inland |  | 64999_641690_3 | FALSE
| FALSE | PAID | 230 | PAID | 345 | 65079 | ANTELOPE | 65084 | ANTLOPE | 1 | 240.0476 | 0 | 0 | 0 | 0 | 0.36097 | 665 | Inland | Inland |  | 65079_65084_1 | FALSE
| FALSE | PAID | 345 | PAID | 345 | 65665 | GOSHEN | 98260 | mid_98260 | 1 | 77.0359 | 0 | 0 | 0 | 0 | 0.181 | 425.6 | Inland | Inland |  | 65665_98260_1 | FALSE
| FALSE | PAID | 345 | PAID | 345 | 65665 | GOSHEN | 98261 | mid_98261 | 2 | 76.173 | 0 | 0 | 0 | 0 | 0.17898 | 425.6 | Inland | Inland |  | 65665_98261_2 | FALSE
| FALSE | PAUT | 230 | PAUT | 230 | 66195 | PAROWAN | 98258 | mid_98258 | 1 | -15.702 | 0 | 0 | 0 | 0 | -0.12617 | 124.45 | Inland | Inland |  | 66195_98258_1 | FALSE
| FALSE | PAUT | 345 | PAUT | 345 | 66225 | PINTO | 98257 | mid_98257 | 1 | 3.9729 | 0 | 0 | 0 | 0 | 0.0373 | 106.4 | Inland | Inland |  | 66225_98257_1 | FALSE
| FALSE | PAUT | 345 | PAUT | 345 | 66225 | PINTO | 98256 | mid_98256 | 2 | 3.8984 | 0 | 0 | 0 | 0 | 0.0366 | 106.4 | Inland | Inland |  | 66225_98256_2 | FALSE
| FALSE | PAID | 230 | PAID | 230 | 66565 | TREASTON | 98254 | mid_98254 | 1 | 48.7398 | 0 | 0 | 0 | 0 | 0.17889 | 272.46 | Inland | Inland |  | 66565_98254_1 | FALSE
| FALSE | PAID | 230 | PAID | 230 | 66565 | TREASTON | 98253 | mid_98253 | 2 | 48.2822 | 0 | 0 | 0 | 0 | 0.16998 | 284.05 | Inland | Inland |  | 66565_98253_2 | FALSE
| FALSE | PAID | 345 | PAUT | 138 | 67044 | BRIDGLAND | 67045 | BRIDGLND | 1 | 89.2611 | 0 | 0 | 0 | 0 | 0.2088 | 427.5 | Inland | Inland |  | 67044_67045_1 | FALSE
| FALSE | PAWY | 345 | PAWY | 345 | 67801 | ANT PST | 67827 | ANTICLIN | 3 | 38.1066 | 0 | 0 | 0 | 0 | 0.0752 | 506.635 | Inland | Inland |  | 67801_67827_3 | FALSE
| FALSE | PAWY | 345 | PAWY | 345 | 67801 | ANT PST | 67827 | ANTICLIN | 4 | 38.1066 | 0 | 0 | 0 | 0 | 0.0752 | 506.635 | Inland | Inland |  | 67801_67827_4 | FALSE
| FALSE | PSCO | 230 | PSCO | 230 | 70393 | PONCHA_PS | 99555 | mid pt | T4 | 46.7026 | 0 | 0 | 0 | 0 | 0.17812 | 262.2 | RM | RM |  | 70393_99555_T4 | FALSE
| FALSE | PSCO | 345 | PSCO | 345 | 70465 | MIDWAYPS | 99602 | mid pt | T3 | -122.854 | 0 | 0 | 0 | 0 | -0.23093 | 532 | RM | RM |  | 70465_99602_T3 | FALSE
| FALSE | PSCO | 230 | PSCO | 345 | 70286 | MIDWAYPS | 99602 | mid pt | T3 | 122.8536 | 0 | 0 | 0 | 0 | 0.23093 | 532 | RM | RM |  | 70286_99602_T3 | FALSE
| FALSE | PSCO | 345 | PSCO | 230 | 70597 | HARVEST_MI | 70596 | HARVEST_MI | T1 | 169.2457 | 0 | 0 | 0 | 0 | 0.31813 | 532 | RM | RM |  | 70597_70596_T1 | FALSE
| FALSE | PSCO | 345 | PSCO | 345 | 70598 | PAWNEE | 99599 | mid pt | T3 | -25.0537 | 0 | 0 | 0 | 0 | -0.0471 | 532 | RM | RM |  | 70598_99599_T3 | FALSE
| FALSE | PSCO | 230 | PSCO | 345 | 70311 | PAWNEE | 99599 | mid pt | T3 | 25.0537 | 0 | 0 | 0 | 0 | 0.0471 | 532 | RM | RM |  | 70311_99599_T3 | FALSE
| FALSE | PSCO | 230 | PSCO | 230 | 70660 | GOLDEN_WEST | 99012 | mid_99012 | 1 | -10.4697 | 0 | 0 | 0 | 0 | -0.0612 | 171 | RM | RM |  | 70660_99012_1 | FALSE
| FALSE | WACM | 230 | WACM | 230 | 73009 | ARCHER | 96186 | mid_96186 | 1 | 67.7746 | 0 | 0 | 0 | 0 | 0.35671 | 190 | RM | RM |  | 73009_96186_1 | FALSE
| FALSE | WACM | 230 | WACM | 230 | 73009 | ARCHER | 96185 | mid_96185 | 2 | 69.6003 | 0 | 0 | 0 | 0 | 0.36632 | 190 | RM | RM |  | 73009_96185_2 | FALSE
| FALSE | WACM | 230 | WACM | 230 | 73011 | AULT | 96184 | mid_96184 | 1 | 48.5855 | 0 | 0 | 0 | 0 | 0.25571 | 190 | RM | RM |  | 73011_96184_1 | FALSE
| FALSE | WACM | 230 | WACM | 230 | 73036 | BURLNGTN | 96182 | mid_96182 | 1 | 24.3943 | 0 | 0 | 0 | 0 | 0.22927 | 106.4 | RM | RM |  | 73036_96182_1 | FALSE
| FALSE | WACM | 230 | WACM | 230 | 73036 | BURLNGTN | 96181 | mid_96181 | 2 | 35.0155 | 0 | 0 | 0 | 0 | 0.23138 | 151.335 | RM | RM |  | 73036_96181_2 | FALSE
| FALSE | WACM | 230 | WACM | 230 | 73087 | WESTHILL | 96180 | mid_96180 | 1 | 9.1551 | 0 | 0 | 0 | 0 | 0.20504 | 44.65 | RM | RM |  | 73087_96180_1 | FALSE
| FALSE | WACM | 345 | WACM | 345 | 73108 | LAR.RIVR | 96179 | mid_96179 | 1 | 46.1051 | 0 | 0 | 0 | 0 | 0.0809 | 570 | RM | RM |  | 73108_96179_1 | FALSE
| FALSE | WACM | 230 | WACM | 345 | 73107 | LAR.RIVR | 96179 | mid_96179 | 1 | -46.1051 | 0 | 0 | 0 | 0 | -0.0809 | 570 | RM | RM |  | 73107_96179_1 | FALSE
| FALSE | WACM | 230 | WACM | 230 | 73143 | N.YUMA | 96177 | mid_96177 | 1 | 46.2882 | 0 | 0 | 0 | 0 | 0.29176 | 158.65 | RM | RM |  | 73143_96177_1 | FALSE
| FALSE | WACM | 230 | WACM | 230 | 73148 | OSAGE | 96176 | mid_96176 | 1 | 7.1141 | 0 | 0 | 0 | 0 | 0.10698 | 66.5 | RM | RM |  | 73148_96176_1 | FALSE
| FALSE | WACM | 230 | WACM | 230 | 73164 | LANGE | 96175 | mid_96175 | 1 | 15.6358 | 0 | 0 | 0 | 0 | 0.16459 | 95 | RM | RM |  | 73164_96175_1 | FALSE
| FALSE | WACM | 230 | WACM | 230 | 73164 | LANGE | 96174 | mid_96174 | 2 | 24.4237 | 0 | 0 | 0 | 0 | 0.17371 | 140.6 | RM | RM |  | 73164_96174_2 | FALSE
| FALSE | WACM | 230 | WACM | 230 | 73186 | LOOKOUT1 | 96172 | mid_96172 | 1 | 21.8482 | 0 | 0 | 0 | 0 | 0.22998 | 95 | RM | RM |  | 73186_96172_1 | FALSE
| FALSE | WACM | 230 | WACM | 230 | 73186 | LOOKOUT1 | 96171 | mid_96171 | 2 | 34.6678 | 0 | 0 | 0 | 0 | 0.25519 | 135.85 | RM | RM |  | 73186_96171_2 | FALSE
| FALSE | WACM | 345 | WACM | 345 | 73193 | STORY | 96170 | mid_96170 | 1 | -2.1327 | 0 | 0 | 0 | 0 | -0.00449 | 475 | RM | RM |  | 73193_96170_1 | FALSE
| FALSE | WACM | 230 | WACM | 345 | 73192 | STORY | 96170 | mid_96170 | 1 | 2.1327 | 0 | 0 | 0 | 0 | 0.00449 | 475 | RM | RM |  | 73192_96170_1 | FALSE
| FALSE | WACM | 345 | WACM | 345 | 73193 | STORY | 96169 | mid_96169 | 2 | -2.0093 | 0 | 0 | 0 | 0 | -0.00423 | 475 | RM | RM |  | 73193_96169_2 | FALSE
| FALSE | WACM | 230 | WACM | 345 | 73192 | STORY | 96169 | mid_96169 | 2 | 2.0093 | 0 | 0 | 0 | 0 | 0.00423 | 475 | RM | RM |  | 73192_96169_2 | FALSE
| FALSE | WACM | 230 | WACM | 230 | 73224 | WRAY | 96168 | mid_96168 | 1 | 51.305 | 0 | 0 | 0 | 0 | 0.32338 | 158.65 | RM | RM |  | 73224_96168_1 | FALSE
| FALSE | WACM | 230 | WACM | 230 | 73283 | YELOWCRK | 96167 | mid_96167 | 1 | 12.2247 | 0 | 0 | 0 | 0 | 0.12868 | 95 | RM | RM |  | 73283_96167_1 | FALSE
| FALSE | WACM | 230 | WACM | 230 | 73536 | CHEYENNE | 96166 | mid_96166 | 1 | 27.3403 | 0 | 0 | 0 | 0 | 0.1439 | 190 | RM | RM |  | 73536_96166_1 | FALSE
| FALSE | WACM | 230 | WACM | 230 | 73536 | CHEYENNE | 96165 | mid_96165 | 2 | 27.1093 | 0 | 0 | 0 | 0 | 0.14268 | 190 | RM | RM |  | 73536_96165_2 | FALSE
| FALSE | WACM | 230 | WACM | 230 | 73548 | GOSH COUNTY | 96164 | mid_96164 | 1 | 15.0198 | 0 | 0 | 0 | 0 | 0.1581 | 95 | RM | RM |  | 73548_96164_1 | FALSE
| FALSE | WACM | 230 | WACM | 230 | 73571 | SNOWYRNG | 96163 | mid_96163 | 1 | 17.8111 | 0 | 0 | 0 | 0 | 0.0937 | 190 | RM | RM |  | 73571_96163_1 | FALSE
| FALSE | WACM | 230 | WACM | 230 | 73571 | SNOWYRNG | 96162 | mid_96162 | 2 | 17.7832 | 0 | 0 | 0 | 0 | 0.0936 | 190 | RM | RM |  | 73571_96162_2 | FALSE
| FALSE | WACM | 230 | WACM | 230 | 73572 | MIRACLEM | 96161 | mid_96161 | 1 | -27.3354 | 0 | 0 | 0 | 0 | -0.14387 | 190 | RM | RM |  | 73572_96161_1 | FALSE
| FALSE | WACM | 230 | WACM | 230 | 73572 | MIRACLEM | 96160 | mid_96160 | 2 | -27.2086 | 0 | 0 | 0 | 0 | -0.17571 | 154.85 | RM | RM |  | 73572_96160_2 | FALSE
| FALSE | WACM | 230 | WACM | 230 | 74035 | MINNKHAT | 96159 | mid_96159 | 1 | 8.8828 | 0 | 0 | 0 | 0 | 0.13358 | 66.5 | RM | RM |  | 74035_96159_1 | FALSE
| FALSE | WACM | 230 | WACM | 230 | 74058 | SGBRUSH | 96158 | mid_96158 | 1 | 8.2834 | 0 | 0 | 0 | 0 | 0.0872 | 95 | RM | RM |  | 74058_96158_1 | FALSE
| FALSE | WACM | 230 | WACM | 230 | 74601 | G14_230 | 96157 | mid_96157 | 1 | -20.0125 | 0 | 0 | 0 | 0 | -0.23938 | 83.6 | RM | RM |  | 74601_96157_1 | FALSE
| FALSE | PSCO | 230 | PSCO | 230 | 78031 | BHSUN | 98101 | mid_98101 | S | -1.23e-13 | 0 | 0 | 0 | 0 | -4.53e-16 | 270.75 | RM | RM |  | 78031_98101_S | FALSE
| FALSE | PSCO | 115 | WACM | 69 | 78066 | MARYLKSB | 73436 | MARYLKSB | 1 | 17.1971 | 0 | 0 | 0 | 0 | 0.72409 | 23.75 | RM | RM |  | 78066_73436_1 | FALSE
| FALSE | PSCO | 230 | PSCO | 230 | 78861 | WC_XFMRMP | 99011 | mid_99011 | 1 | -17.901 | 0 | 0 | 0 | 0 | -0.29535 | 60.61 | RM | RM |  | 78861_99011_1 | FALSE
| FALSE | WACM | 230 | WACM | 230 | 79039 | HDN WEST | 96152 | mid_96152 | 1 | 2.6988 | 0 | 0 | 0 | 0 | 0.0114 | 237.5 | RM | RM |  | 79039_96152_1 | FALSE
| FALSE | WACM | 345 | WACM | 345 | 79049 | MONTROSE | 96151 | mid_96151 | 1 | 56.378 | 0 | 0 | 0 | 0 | 0.24831 | 227.05 | RM | RM |  | 79049_96151_1 | FALSE
| FALSE | WACM | 345 | WACM | 345 | 79053 | PINPKBRB | 96150 | mid_96150 | 1 | 143.0814 | 0 | 0 | 0 | 0 | 0.25102 | 570 | RM | RM |  | 79053_96150_1 | FALSE
| FALSE | WALC | 230 | WACM | 345 | 19062 | PINPK | 96150 | mid_96150 | 1 | -143.081 | 0 | 0 | 0 | 0 | -0.25102 | 570 | SW | RM |  | 19062_96150_1 | FALSE
| FALSE | WALC | 24 | WACM | 345 | 19084 | PPKDSW-1 | 96150 | mid_96150 | 1 | -5.73e-14 | 0 | 0 | 0 | 0 | -3.02e-16 | 190 | SW | RM |  | 19084_96150_1 | FALSE
| FALSE | WACM | 345 | WACM | 345 | 79053 | PINPKBRB | 96149 | mid_96149 | 2 | 142.8602 | 0 | 0 | 0 | 0 | 0.25063 | 570 | RM | RM |  | 79053_96149_2 | FALSE
| FALSE | WALC | 230 | WACM | 345 | 19062 | PINPK | 96149 | mid_96149 | 2 | -142.86 | 0 | 0 | 0 | 0 | -0.25063 | 570 | SW | RM |  | 19062_96149_2 | FALSE
| FALSE | WALC | 24 | WACM | 345 | 19086 | PPKDSW-2 | 96149 | mid_96149 | 2 | 0 | 0 | 0 | 0 | 0 | 0 | 190 | SW | RM |  | 19086_96149_2 | FALSE
| FALSE | WACM | 345 | WACM | 345 | 79053 | PINPKBRB | 96148 | mid_96148 | 3 | 144.6035 | 0 | 0 | 0 | 0 | 0.25369 | 570 | RM | RM |  | 79053_96148_3 | FALSE
| FALSE | WALC | 230 | WACM | 345 | 19062 | PINPK | 96148 | mid_96148 | 3 | -144.603 | 0 | 0 | 0 | 0 | -0.25369 | 570 | SW | RM |  | 19062_96148_3 | FALSE
| FALSE | WALC | 24 | WACM | 345 | 19088 | PPKDSW-3 | 96148 | mid_96148 | 3 | 0 | 0 | 0 | 0 | 0 | 0 | 190 | SW | RM |  | 19088_96148_3 | FALSE
| FALSE | WACM | 230 | WACM | 230 | 79063 | SHIPROCK | 96147 | mid_96147 | 1 | 57.1237 | 0 | 0 | 0 | 0 | 0.30065 | 190 | RM | RM |  | 79063_96147_1 | FALSE
| FALSE | WACM | 345 | WACM | 345 | 79064 | SHIPROCK | 96146 | mid_96146 | 1 | 114.0471 | 0 | 0 | 0 | 0 | 0.20008 | 570 | RM | RM |  | 79064_96146_1 | FALSE
| FALSE | WACM | 230 | WACM | 345 | 79063 | SHIPROCK | 96146 | mid_96146 | 1 | -114.047 | 0 | 0 | 0 | 0 | -0.20008 | 570 | RM | RM |  | 79063_96146_1 | FALSE
| FALSE | WACM | 345 | WACM | 345 | 79072 | HESPERUS | 96145 | mid_96145 | 2 | 59.3693 | 0 | 0 | 0 | 0 | 0.22319 | 266 | RM | RM |  | 79072_96145_2 | FALSE
| FALSE | WACM | 345 | WACM | 345 | 79072 | HESPERUS | 96144 | mid_96144 | 1 | 57.8251 | 0 | 0 | 0 | 0 | 0.22054 | 262.2 | RM | RM |  | 79072_96144_1 | FALSE
| FALSE | WACM | 230 | WACM | 230 | 79142 | HDN EAST | 96143 | mid_96143 | 1 | 2.8525 | 0 | 0 | 0 | 0 | 0.012 | 237.5 | RM | RM |  | 79142_96143_1 | FALSE
| FALSE | BCHA | 230 | BCHA | 230 | 80200 | HMH 2B4 | 81909 | mid_81909 | 3 | 7.7417 | 0 | 0 | 0 | 0 | 0.10866 | 71.25 | CAN | CAN |  | 80200_81909_3 | FALSE
| FALSE | BCHA | 230 | BCHA | 230 | 80702 | MSA 230A | 81837 | mid_81837 | 5 | -11.0531 | 0 | 0 | 0 | 0 | -0.07757 | 142.5 | CAN | CAN |  | 80702_81837_5 | FALSE
| FALSE | SRP | 230 | SRP | 230 | 150019 | GRANDCTL | 150026 | GCL_MID | 1 | 0 | 0 | 0 | 0 | 0 | 0 | 250.8 | SW | SW |  | 150019_150026_1 | FALSE
| FALSE | TEPC | 345 | TEPC | 230 | 160308 | VAIL | 160202 | VAIL | 1 | 18.1595 | 0 | 0 | 0 | 0 | 0.0425 | 427.5 | SW | SW |  | 160308_160202_1 | FALSE
| FALSE | TEPC | 345 | TEPC | 230 | 160308 | VAIL | 160202 | VAIL | 2 | 18.1595 | 0 | 0 | 0 | 0 | 0.0425 | 427.5 | SW | SW |  | 160308_160202_2 | FALSE
| FALSE | TEPC | 345 | TEPC | 345 | 160316 | OSO_HV1 | 160265 | OSO.3WP1 | 1 | -52.2941 | 0 | 0 | 0 | 0 | -0.3316 | 157.7 | SW | SW |  | 160316_160265_1 | FALSE
| FALSE | TEPC | 345 | TEPC | 345 | 160316 | OSO_HV1 | 160266 | OSO.3WP2 | 1 | -50.4665 | 0 | 0 | 0 | 0 | -0.32002 | 157.7 | SW | SW |  | 160316_160266_1 | FALSE
| FALSE | TEPC | 500 | TEPC | 230 | 160500 | TORTOLITA | 160200 | TORTOLITA | 1 | 85.2633 | 0 | 0 | 0 | 0 | 0.13356 | 638.4 | SW | SW |  | 160500_160200_1 | FALSE
| FALSE | TEPC | 500 | TEPC | 230 | 160500 | TORTOLITA | 160200 | TORTOLITA | 2 | 85.2633 | 0 | 0 | 0 | 0 | 0.13356 | 638.4 | SW | SW |  | 160500_160200_2 | FALSE
| FALSE | NWMT | 230 | NWMT | 230 | 621001 | MILL CREEK | 97996 | mid_97996 | 3 | 81.4826 | 0 | 0 | 0 | 0 | 0.17154 | 475 | Inland | Inland |  | 621001_97996_3 | FALSE
| FALSE | NWMT | 230 | NWMT | 230 | 621001 | MILL CREEK | 97995 | mid_97995 | 4 | 81.4826 | 0 | 0 | 0 | 0 | 0.17154 | 475 | Inland | Inland |  | 621001_97995_4 | FALSE
| FALSE | CIPB | 230 | CIPB | 230 | 36893 | NRSriser | 38900 | NRS | 1 | 177.5979 | 0 | 0 | 0 | 0 | 0.41268 | 430.35 | CA | CA |  | 36893_38900_1 | FALSE
| FALSE | CIPB | 230 | CIPB | 230 | 36893 | NRSriser | 38900 | NRS | 2 | 177.5979 | 0 | 0 | 0 | 0 | 0.41268 | 430.35 | CA | CA |  | 36893_38900_2 | FALSE
| FALSE | NWMT | 230 | NWMT | 230 | 622001 | GTF 230SWYD | 97986 | mid_97986 | 1 | -17.8832 | 0 | 0 | 0 | 0 | -0.18824 | 95 | Inland | Inland |  | 622001_97986_1 | FALSE
| FALSE | NWMT | 230 | NWMT | 230 | 622001 | GTF 230SWYD | 97985 | mid_97985 | 3 | -37.2478 | 0 | 0 | 0 | 0 | -0.19604 | 190 | Inland | Inland |  | 622001_97985_3 | FALSE
| FALSE | NWMT | 230 | NWMT | 230 | 622001 | GTF 230SWYD | 97984 | mid_97984 | 1 | -5.0855 | 0 | 0 | 0 | 0 | -0.0535 | 95 | Inland | Inland |  | 622001_97984_1 | FALSE
| FALSE | WAUW | 161 | NWMT | 230 | 632008 | GTF WAPA | 97984 | mid_97984 | 1 | 5.0856 | 0 | 0 | 0 | 0 | 0.0535 | 95 | Inland | Inland |  | 632008_97984_1 | FALSE
| FALSE | WAUW | 13.8 | NWMT | 230 | 632914 | GTF WAPA T1 | 97984 | mid_97984 | 1 | 0 | 0 | 0 | 0 | 0 | 0 | 11.4 | Inland | Inland |  | 632914_97984_1 | FALSE
| FALSE | NWMT | 230 | NWMT | 230 | 623001 | BLG STEAMPLT | 97977 | mid_97977 | 1 | 48.8681 | 0 | 0 | 0 | 0 | 0.2572 | 190 | Inland | Inland |  | 623001_97977_1 | FALSE
| FALSE | NWMT | 230 | NWMT | 230 | 623001 | BLG STEAMPLT | 97976 | mid_97976 | 2 | 48.8681 | 0 | 0 | 0 | 0 | 0.2572 | 190 | Inland | Inland |  | 623001_97976_2 | FALSE
| FALSE | NWMT | 230 | NWMT | 230 | 623107 | COLSTRIP 230 | 97970 | mid_97970 | 2 | 6.1615 | 0 | 0 | 0 | 0 | 0.0649 | 95 | Inland | Inland |  | 623107_97970_2 | FALSE
| FALSE | NWMT | 230 | NWMT | 230 | 623107 | COLSTRIP 230 | 97969 | mid_97969 | 3 | 6.1142 | 0 | 0 | 0 | 0 | 0.06436 | 95 | Inland | Inland |  | 623107_97969_3 | FALSE
| FALSE | NWMT | 230 | NWMT | 230 | 623107 | COLSTRIP 230 | 97968 | mid_97968 | 4 | -56.9169 | 0 | 0 | 0 | 0 | -0.11983 | 475 | Inland | Inland |  | 623107_97968_4 | FALSE
| FALSE | NWMT | 500 | NWMT | 230 | 623207 | COLSTRIP 500 | 97968 | mid_97968 | 4 | 56.9169 | 0 | 0 | 0 | 0 | 0.11983 | 475 | Inland | Inland |  | 623207_97968_4 | FALSE
| FALSE | NWMT | 230 | NWMT | 230 | 623107 | COLSTRIP 230 | 97967 | mid_97967 | 5 | -57.3982 | 0 | 0 | 0 | 0 | -0.12084 | 475 | Inland | Inland |  | 623107_97967_5 | FALSE
| FALSE | NWMT | 500 | NWMT | 230 | 623207 | COLSTRIP 500 | 97967 | mid_97967 | 5 | 57.3982 | 0 | 0 | 0 | 0 | 0.12084 | 475 | Inland | Inland |  | 623207_97967_5 | FALSE
| FALSE | NWMT | 345 | NWMT | 500 | 623400 | NEXT_POI | 623207 | COLSTRIP 500 | 1 | -8.27e-13 | 0 | 0 | 0 | 0 | -1.06e-15 | 783.75 | Inland | Inland |  | 623400_623207_1 | FALSE
| FALSE | CIPV | 230 | CIPV | 230 | 36950 | INTAKE | 36973 | MOC_TAP5 | 5 | 39.5976 | 0 | 0 | 0 | 0 | 0.0879 | 450.68 | CA | CA |  | 36950_36973_5 | FALSE
| FALSE | CIPV | 230 | CIPV | 230 | 36950 | INTAKE | 36974 | MOC_TAP6 | 6 | 39.5976 | 0 | 0 | 0 | 0 | 0.087862 | 450.68 | CA | CA |  | 36950_36974_6 | FALSE
| FALSE | NWMT | 230 | NWMT | 230 | 626102 | WILSALL | 97937 | mid_97937 | 1 | 22.5718 | 0 | 0 | 0 | 0 | 0.1584 | 142.5 | Inland | Inland |  | 626102_97937_1 | FALSE
| FALSE | NWMT | 230 | NWMT | 230 | 626102 | WILSALL | 97936 | mid_97936 | 2 | 22.6505 | 0 | 0 | 0 | 0 | 0.15895 | 142.5 | Inland | Inland |  | 626102_97936_2 | FALSE
| FALSE | CIPV | 115 | BANC | 115 | 36964 | WRNRVLLE | 38230 | STANDFRD | 7 | 19.8514 | 0 | 0 | 0 | 0 | 0.0525 | 378.29 | CA | CA |  | 36964_38230_7 | FALSE
| FALSE | WAUW | 230 | WAUW | 230 | 630020 | ROSEBUD MDU | 99004 | mid_99004 | 1 | 7.1451 | 0 | 0 | 0 | 0 | 0.21489 | 33.25 | Inland | Inland |  | 630020_99004_1 | FALSE
| FALSE | WAUW | 230 | WAUW | 230 | 630030 | CUSTER WAPA | 99003 | mid_99003 | 1 | 16.0123 | 0 | 0 | 0 | 0 | 0.48157 | 33.25 | Inland | Inland |  | 630030_99003_1 | FALSE
| FALSE | IPMV | 138 | IPTV | 69 | 60245 | MILNER | 602450 | MLNR-69 | 1 | 32.2927 | 0 | 0 | 0 | 0 | 0.27413 | 117.8 | Inland | Inland |  | 60245_602450_1 | FALSE
| FALSE | IPMV | 138 | IPTV | 34.5 | 60245 | MILNER | 602453 | MLNR-34.5_3 | 1 | 4.6411 | 0 | 0 | 0 | 0 | 0.17448 | 26.6 | Inland | Inland |  | 60245_602453_1 | FALSE
| FALSE | IPMV | 138 | IPTV | 34.5 | 60245 | MILNER | 602454 | MLNR-34.5_4 | 1 | 0.51781 | 0 | 0 | 0 | 0 | 0.0243 | 21.28 | Inland | Inland |  | 60245_602454_1 | FALSE
| FALSE | IPFE | 138 | IPTV | 34.5 | 60300 | PORTNEUF | 60301 | PNUF-34.5 | 1 | 5.322 | 0 | 0 | 0 | 0 | 0.18674 | 28.5 | Inland | Inland |  | 60300_60301_1 | FALSE
| FALSE | IPMV | 138 | IPTV | 69 | 61000 | CAIRO | 61007 | CAIRO | 1 | 9.5823 | 0 | 0 | 0 | 0 | 0.21461 | 44.65 | Inland | Inland |  | 61000_61007_1 | FALSE
| FALSE | AVA | 18 | BPAT | 100 | 47568 | LANCAS G | 475680 | LANCAS S | 1 | 95.3369 | 0 | 0 | 0 | 0 | 0.2757 | 345.8 | NW | NW |  | 47568_475680_1 | FALSE
| FALSE | AVA | 13.8 | BPAT | 100 | 47569 | LANCAS S | 475680 | LANCAS S | 1 | 65.3434 | 0 | 0 | 0 | 0 | 0.18896 | 345.8 | NW | NW |  | 47569_475680_1 | FALSE
| FALSE | CIPV | 115 | BANC | 115 | 36968 | MID_TAP3 | 38230 | STANDFRD | 1 | 0 | 0 | 0 | 0 | 0 | 0 | 134.52 | CA | CA |  | 36968_38230_1 | FALSE
| FALSE | CIPV | 115 | BANC | 115 | 36969 | MID_TAP4 | 38230 | STANDFRD | 1 | 0 | 0 | 0 | 0 | 0 | 0 | 134.52 | CA | CA |  | 36969_38230_1 | FALSE
| FALSE | CIPV | 115 | CIPB | 115 | 36970 | CAL_TAP3 | 35120 | NEWARK D | 3 | 11.6957 | 0 | 0 | 0 | 0 | 0.0869 | 134.52 | CA | CA |  | 36970_35120_3 | FALSE
| FALSE | CIPV | 115 | CIPB | 115 | 36971 | CAL_TAP4 | 35120 | NEWARK D | 4 | 8.3495 | 0 | 0 | 0 | 0 | 0.0621 | 134.52 | CA | CA |  | 36971_35120_4 | FALSE
| FALSE | CIPV | 230 | CIPV | 230 | 36973 | MOC_TAP5 | 30515 | WARNERVL | 5 | 39.5976 | 0 | 0 | 0 | 0 | 0.087862 | 450.68 | CA | CA |  | 36973_30515_5 | FALSE
| FALSE | CIPV | 230 | CIPV | 230 | 36974 | MOC_TAP6 | 30515 | WARNERVL | 6 | 39.5976 | 0 | 0 | 0 | 0 | 0.0879 | 450.68 | CA | CA |  | 36974_30515_6 | FALSE
| FALSE | CIPV | 115 | BANC | 115 | 36975 | RB_TAP8 | 38230 | STANDFRD | 8 | 18.2612 | 0 | 0 | 0 | 0 | 0.0483 | 378.29 | CA | CA |  | 36975_38230_8 | FALSE
| FALSE | CIPV | 230 | CIPV | 230 | 36981 | KPH1_9 | 36950 | INTAKE | 9 | 16.6323 | 0 | 0 | 0 | 0 | 0.0369 | 450.68 | CA | CA |  | 36981_36950_9 | FALSE
| FALSE | CIPV | 230 | CIPV | 230 | 36983 | KPH2_10 | 36950 | INTAKE | 10 | 16.5771 | 0 | 0 | 0 | 0 | 0.0368 | 450.68 | CA | CA |  | 36983_36950_10 | FALSE
| FALSE | CIPV | 230 | CIPV | 230 | 36985 | KPH3_11 | 36950 | INTAKE | 11 | 16.5797 | 0 | 0 | 0 | 0 | 0.0368 | 450.68 | CA | CA |  | 36985_36950_11 | FALSE
| FALSE | CIPV | 230 | CIPV | 230 | 36987 | HPH1_1 | 36950 | INTAKE | 1 | 14.8769 | 0 | 0 | 0 | 0 | 0.03301 | 450.68 | CA | CA |  | 36987_36950_1 | FALSE
| FALSE | CIPV | 230 | CIPV | 230 | 36989 | HPH2_2 | 36950 | INTAKE | 2 | 14.5293 | 0 | 0 | 0 | 0 | 0.0322 | 450.68 | CA | CA |  | 36989_36950_2 | FALSE
| FALSE | CIPV | 115 | BANC | 115 | 36998 | HW_TAP | 38238 | HUNTWSTP | 2 | 0 | 0 | 0 | 0 | 0 | 0 | 149.91 | CA | CA |  | 36998_38238_2 | FALSE
| FALSE | BANC | 230 | BANC | 230 | 37001 | CAMINO S | 37012 | LAKE | 1 | 42.4901 | 0 | 0 | 0 | 0 | 0.0976 | 435.195 | CA | CA |  | 37001_37012_1 | FALSE
| FALSE | BANC | 230 | BANC | 230 | 37001 | CAMINO S | 37017 | UNIONVLY | 1 | -28.8312 | 0 | 0 | 0 | 0 | -0.0749 | 384.845 | CA | CA |  | 37001_37017_1 | FALSE
| FALSE | BANC | 230 | BANC | 230 | 37001 | CAMINO S | 37018 | WHITEROK | 1 | 19.4976 | 0 | 0 | 0 | 0 | 0.044337 | 439.755 | CA | CA |  | 37001_37018_1 | FALSE
| FALSE | BANC | 230 | BANC | 230 | 37002 | CAMPBELL | 37009 | HEDGE | 1 | -3.4542 | 0 | 0 | 0 | 0 | -0.00761 | 454.1 | CA | CA |  | 37002_37009_1 | FALSE
| FALSE | BANC | 230 | BANC | 230 | 37002 | CAMPBELL | 37014 | POCKET | 1 | 22.8695 | 0 | 0 | 0 | 0 | 0.0504 | 454.1 | CA | CA |  | 37002_37014_1 | FALSE
| FALSE | BANC | 230 | BANC | 230 | 37003 | CARMICAL | 37010 | HURLEY S | 1 | -43.3874 | 0 | 0 | 0 | 0 | -0.14872 | 291.745 | CA | CA |  | 37003_37010_1 | FALSE
| FALSE | BANC | 230 | BANC | 230 | 37003 | CARMICAL | 37013 | ORANGEVL | 1 | -11.0235 | 0 | 0 | 0 | 0 | -0.0378 | 291.745 | CA | CA |  | 37003_37013_1 | FALSE
| FALSE | BANC | 230 | BANC | 230 | 37004 | ELKGROVE | 37009 | HEDGE | 1 | 58.9369 | 0 | 0 | 0 | 0 | 0.12979 | 454.1 | CA | CA |  | 37004_37009_1 | FALSE
| FALSE | BANC | 230 | BANC | 230 | 37004 | ELKGROVE | 37009 | HEDGE | 2 | 58.9369 | 0 | 0 | 0 | 0 | 0.12979 | 454.1 | CA | CA |  | 37004_37009_2 | FALSE
| FALSE | BANC | 230 | BANC | 230 | 37004 | ELKGROVE | 37016 | RNCHSECO | 1 | -92.8265 | 0 | 0 | 0 | 0 | -0.12265 | 756.865 | CA | CA |  | 37004_37016_1 | FALSE
| FALSE | BANC | 230 | BANC | 230 | 37004 | ELKGROVE | 37016 | RNCHSECO | 2 | -92.8265 | 0 | 0 | 0 | 0 | -0.12265 | 756.865 | CA | CA |  | 37004_37016_2 | FALSE
| FALSE | CHPD | 115 | BPAT | 115 | 46807 | MCKENZIN | 41105 | VALHALLA | XX | 103.3791 | 0 | 0 | 0 | 0 | 0.27314 | 378.48 | NW | NW |  | 46807_41105_XX | FALSE
| FALSE | BANC | 230 | BANC | 230 | 37005 | ELVERTAS | 37008 | FOOTHILL | 1 | 59.1854 | 0 | 0 | 0 | 0 | 0.136 | 435.195 | CA | CA |  | 37005_37008_1 | FALSE
| FALSE | BANC | 230 | BANC | 230 | 37005 | ELVERTAS | 37013 | ORANGEVL | 1 | 32.8868 | 0 | 0 | 0 | 0 | 0.0756 | 435.195 | CA | CA |  | 37005_37013_1 | FALSE
| FALSE | BANC | 230 | BANC | 230 | 37008 | FOOTHILL | 37013 | ORANGEVL | 1 | -4.5905 | 0 | 0 | 0 | 0 | -0.0105 | 435.195 | CA | CA |  | 37008_37013_1 | FALSE
| FALSE | NEVP | 12.47 | SPPC | 230 | 641110 | MCGINESS3A | 64955 | MCGINESS | 1 | 0 | 0 | 0 | 0 | 0 | 0 | 71.25 | SW | Inland |  | 641110_64955_1 | FALSE
| FALSE | BANC | 230 | BANC | 230 | 37009 | HEDGE | 37028 | CORDOVA | 1 | -22.2699 | 0 | 0 | 0 | 0 | -0.0512 | 435.195 | CA | CA |  | 37009_37028_1 | FALSE
| FALSE | BANC | 230 | BANC | 230 | 37011 | JAYBIRD | 37017 | UNIONVLY | 1 | 7.6271 | 0 | 0 | 0 | 0 | 0.0196 | 389.025 | CA | CA |  | 37011_37017_1 | FALSE
| FALSE | BANC | 230 | BANC | 230 | 37011 | JAYBIRD | 37018 | WHITEROK | 1 | 37.4459 | 0 | 0 | 0 | 0 | 0.0973 | 384.845 | CA | CA |  | 37011_37018_1 | FALSE
| FALSE | BANC | 230 | BANC | 230 | 37012 | LAKE | 37028 | CORDOVA | 1 | 50.7069 | 0 | 0 | 0 | 0 | 0.11651 | 435.195 | CA | CA |  | 37012_37028_1 | FALSE
| FALSE | BANC | 230 | BANC | 230 | 37013 | ORANGEVL | 37018 | WHITEROK | 1 | -49.7232 | 0 | 0 | 0 | 0 | -0.11426 | 435.195 | CA | CA |  | 37013_37018_1 | FALSE
| FALSE | BANC | 230 | BANC | 230 | 37014 | POCKET | 37028 | CORDOVA | 1 | -16.7501 | 0 | 0 | 0 | 0 | -0.0385 | 435.195 | CA | CA |  | 37014_37028_1 | FALSE
| FALSE | BANC | 230 | BANC | 230 | 37014 | POCKET | 37029 | FRANKLN | 1 | -34.6566 | 0 | 0 | 0 | 0 | -0.0458 | 756.865 | CA | CA |  | 37014_37029_1 | FALSE
| FALSE | BANC | 230 | BANC | 230 | 37015 | PROCTER | 37009 | HEDGE | 1 | 56.0481 | 0 | 0 | 0 | 0 | 0.12879 | 435.195 | CA | CA |  | 37015_37009_1 | FALSE
| FALSE | BANC | 230 | BANC | 230 | 37015 | PROCTER | 37010 | HURLEY S | 1 | -52.5472 | 0 | 0 | 0 | 0 | -0.0948 | 554.04 | CA | CA |  | 37015_37010_1 | FALSE
| FALSE | BANC | 230 | CIPV | 230 | 37016 | RNCHSECO | 30500 | BELLOTA | 1 | -39.5031 | 0 | 0 | 0 | 0 | -0.0652 | 605.53 | CA | CA |  | 37016_30500_1 | FALSE
| FALSE | BANC | 230 | CIPV | 230 | 37016 | RNCHSECO | 30510 | CAMANCH | 2 | -41.6745 | 0 | 0 | 0 | 0 | -0.0688 | 605.53 | CA | CA |  | 37016_30510_2 | FALSE
| FALSE | BANC | 230 | BANC | 230 | 37016 | RNCHSECO | 37029 | FRANKLN | 1 | 85.6032 | 0 | 0 | 0 | 0 | 0.1131 | 756.865 | CA | CA |  | 37016_37029_1 | FALSE
| FALSE | BANC | 230 | BANC | 230 | 37018 | WHITEROK | 37028 | CORDOVA | 1 | 51.5985 | 0 | 0 | 0 | 0 | 0.11856 | 435.195 | CA | CA |  | 37018_37028_1 | FALSE
| FALSE | BANC | 230 | BANC | 230 | 37021 | NATOMAS | 37010 | HURLEY S | 1 | 8.7397 | 0 | 0 | 0 | 0 | 0.0201 | 435.195 | CA | CA |  | 37021_37010_1 | FALSE
| FALSE | BANC | 230 | BANC | 230 | 37022 | COSUMNE1 | 37016 | RNCHSECO | 1 | 78.2456 | 0 | 0 | 0 | 0 | 0.20094 | 389.405 | CA | CA |  | 37022_37016_1 | FALSE
| FALSE | BANC | 230 | BANC | 230 | 37023 | COSUMNE2 | 37016 | RNCHSECO | 1 | 74.2099 | 0 | 0 | 0 | 0 | 0.19057 | 389.405 | CA | CA |  | 37023_37016_1 | FALSE
| FALSE | BANC | 230 | BANC | 230 | 37024 | COSUMNE3 | 37016 | RNCHSECO | 1 | 76.3981 | 0 | 0 | 0 | 0 | 0.19619 | 389.405 | CA | CA |  | 37024_37016_1 | FALSE
| FALSE | BANC | 230 | BANC | 230 | 37520 | OBANION | 37005 | ELVERTAS | 1 | 124.4075 | 0 | 0 | 0 | 0 | 0.16431 | 757.15 | CA | CA |  | 37520_37005_1 | FALSE
| FALSE | BANC | 230 | BANC | 230 | 37520 | OBANION | 37021 | NATOMAS | 1 | 129.903 | 0 | 0 | 0 | 0 | 0.17157 | 757.15 | CA | CA |  | 37520_37021_1 | FALSE
| FALSE | BANC | 230 | BANC | 230 | 37520 | OBANION | 37546 | ELVERTAW | 1 | 94.581 | 0 | 0 | 0 | 0 | 0.24106 | 392.35 | CA | CA |  | 37520_37546_1 | FALSE
| FALSE | BANC | 230 | BANC | 230 | 37524 | SUTTER | 37520 | OBANION | 1 | 226.2804 | 0 | 0 | 0 | 0 | 0.29886 | 757.15 | CA | CA |  | 37524_37520_1 | TRUE | CA: Gen Connect
| FALSE | BANC | 230 | BANC | 230 | 37531 | WHISKEYF | 37555 | J.F.CARR | 1 | -21.6332 | 0 | 0 | 0 | 0 | -0.06698 | 323 | CA | CA |  | 37531_37555_1 | FALSE
| FALSE | BANC | 230 | BANC | 230 | 37544 | AIRPORTW | 37545 | COTWDWAP | 1 | -14.6622 | 0 | 0 | 0 | 0 | -0.0323 | 454.1 | CA | CA |  | 37544_37545_1 | FALSE
| FALSE | BANC | 230 | CIPV | 230 | 37545 | COTWDWAP | 30245 | ROUND MT | 1 | -78.9741 | 0 | 0 | 0 | 0 | -0.1656 | 476.9 | CA | CA |  | 37545_30245_1 | FALSE
| FALSE | BANC | 230 | BANC | 230 | 37546 | ELVERTAW | 37010 | HURLEY S | 2 | 47.5546 | 0 | 0 | 0 | 0 | 0.1212 | 392.35 | CA | CA |  | 37546_37010_2 | FALSE
| FALSE | BANC | 230 | BANC | 230 | 37548 | FOLSOM | 37012 | LAKE | 1 | 24.7659 | 0 | 0 | 0 | 0 | 0.0764 | 323.95 | CA | CA |  | 37548_37012_1 | FALSE
| FALSE | BANC | 230 | BANC | 230 | 37548 | FOLSOM | 37013 | ORANGEVL | 1 | 59.8937 | 0 | 0 | 0 | 0 | 0.18489 | 323.95 | CA | CA |  | 37548_37013_1 | FALSE
| FALSE | BANC | 230 | BANC | 230 | 37558 | KE_NORTH | 37544 | AIRPORTW | 1 | 19.3631 | 0 | 0 | 0 | 0 | 0.032 | 604.2 | CA | CA |  | 37558_37544_1 | FALSE
| FALSE | BANC | 230 | BANC | 230 | 37558 | KE_NORTH | 37555 | J.F.CARR | 2 | -22.7849 | 0 | 0 | 0 | 0 | -0.0705 | 323 | CA | CA |  | 37558_37555_2 | FALSE
| FALSE | BANC | 230 | BANC | 230 | 37558 | KE_NORTH | 37641 | SPRINGCR | 2 | -14.4254 | 0 | 0 | 0 | 0 | -0.0713 | 202.35 | CA | CA |  | 37558_37641_2 | FALSE
| FALSE | BANC | 230 | BANC | 230 | 37565 | OLINDAW | 37520 | OBANION | 1 | 114.3317 | 0 | 0 | 0 | 0 | 0.21453 | 532.95 | CA | CA |  | 37565_37520_1 | FALSE
| FALSE | BANC | 230 | BANC | 230 | 37565 | OLINDAW | 37545 | COTWDWAP | 1 | -46.4346 | 0 | 0 | 0 | 0 | -0.0622 | 746.7 | CA | CA |  | 37565_37545_1 | FALSE
| FALSE | BANC | 230 | BANC | 230 | 37567 | ROSEVILL | 37546 | ELVERTAW | 1 | -17.3111 | 0 | 0 | 0 | 0 | -0.0441 | 392.35 | CA | CA |  | 37567_37546_1 | FALSE
| FALSE | BANC | 230 | BANC | 230 | 37567 | ROSEVILL | 37548 | FOLSOM | 1 | 11.7698 | 0 | 0 | 0 | 0 | 0.0363 | 323.95 | CA | CA |  | 37567_37548_1 | FALSE
| FALSE | BANC | 230 | BANC | 230 | 37568 | FIDDYMNT | 37567 | ROSEVILL | 1 | -23.4422 | 0 | 0 | 0 | 0 | -0.0566 | 414.2 | CA | CA |  | 37568_37567_1 | FALSE
| FALSE | BANC | 230 | BANC | 230 | 37580 | SHASTA | 37569 | FLANAGAN | 1 | 121.0129 | 0 | 0 | 0 | 0 | 0.15983 | 757.15 | CA | CA |  | 37580_37569_1 | FALSE
| FALSE | BANC | 230 | CIPV | 230 | 37585 | TRCY PMP | 30625 | TESLA D | 1 | 94.4107 | 0 | 0 | 0 | 0 | 0.13322 | 708.7 | CA | CA |  | 37585_30625_1 | FALSE
| FALSE | BANC | 230 | CIPV | 230 | 37585 | TRCY PMP | 30625 | TESLA D | 2 | 94.4107 | 0 | 0 | 0 | 0 | 0.13322 | 708.7 | CA | CA |  | 37585_30625_2 | FALSE
| FALSE | BANC | 230 | TIDC | 230 | 37585 | TRCY PMP | 30670 | WESTLEY | 1 | 78.7139 | 0 | 0 | 0 | 0 | 0.10475 | 751.45 | CA | CA |  | 37585_30670_1 | FALSE
| FALSE | BANC | 230 | TIDC | 230 | 37585 | TRCY PMP | 30670 | WESTLEY | 2 | 78.7139 | 0 | 0 | 0 | 0 | 0.10475 | 751.45 | CA | CA |  | 37585_30670_2 | FALSE
| FALSE | BANC | 230 | BANC | 230 | 37585 | TRCY PMP | 37010 | HURLEY S | 2 | 100.4277 | 0 | 0 | 0 | 0 | 0.22116 | 454.1 | CA | CA |  | 37585_37010_2 | FALSE
| FALSE | BANC | 230 | BANC | 230 | 37585 | TRCY PMP | 37560 | LLNL | 1 | 58.331 | 0 | 0 | 0 | 0 | 0.16287 | 358.15 | CA | CA |  | 37585_37560_1 | FALSE
| FALSE | BANC | 230 | BANC | 230 | 37640 | TRINITY | 37555 | J.F.CARR | 2 | 21.0787 | 0 | 0 | 0 | 0 | 0.0696 | 303.05 | CA | CA |  | 37640_37555_2 | FALSE
| FALSE | BANC | 115 | CIPV | 115 | 37649 | LLNLAB | 33574 | LLNL TAP | 1 | 35.7942 | 0 | 0 | 0 | 0 | 0.31398 | 114 | CA | CA |  | 37649_33574_1 | FALSE
| FALSE | CIPV | 230 | CIPV | 230 | 38000 | LODI | 30622 | EIGHT MI | 1 | 77.5529 | 0 | 0 | 0 | 0 | 0.12369 | 627 | CA | CA |  | 38000_30622_1 | FALSE
| FALSE | CIPV | 230 | CIPV | 230 | 38002 | LODIEC | 38000 | LODI | 1 | 48.9417 | 0 | 0 | 0 | 0 | 0.0625 | 782.8 | CA | CA |  | 38002_38000_1 | FALSE
| FALSE | BANC | 230 | TIDC | 230 | 38204 | PRKR MID | 30670 | WESTLEY | 1 | -109.648 | 0 | 0 | 0 | 0 | -0.14482 | 757.15 | CA | CA |  | 38204_30670_1 | FALSE
| FALSE | BANC | 230 | BANC | 230 | 38204 | PRKR MID | 38202 | PARKER2M | 1 | 47.311 | 0 | 0 | 0 | 0 | 0.21346 | 221.635 | CA | CA |  | 38204_38202_1 | FALSE
| FALSE | BANC | 230 | BANC | 230 | 38204 | PRKR MID | 38210 | PARKER1M | 1 | 45.6214 | 0 | 0 | 0 | 0 | 0.20584 | 221.635 | CA | CA |  | 38204_38210_1 | FALSE
| FALSE | BANC | 230 | TIDC | 230 | 38204 | PRKR MID | 38400 | WALNT | 1 | 16.716 | 0 | 0 | 0 | 0 | 0.0222 | 751.45 | CA | CA |  | 38204_38400_1 | FALSE
| FALSE | TIDC | 230 | TIDC | 230 | 38400 | WALNT | 30670 | WESTLEY | 1 | -119.549 | 0 | 0 | 0 | 0 | -0.19755 | 605.15 | CA | CA |  | 38400_30670_1 | FALSE
| FALSE | TIDC | 115 | CIPV | 115 | 38446 | OAK-TAP1 | 36962 | MOCCASIN | 3 | -18.7119 | 0 | 0 | 0 | 0 | -0.1391 | 134.52 | CA | CA |  | 38446_36962_3 | FALSE
| FALSE | TIDC | 115 | CIPV | 115 | 38446 | OAK-TAP1 | 36967 | RB_TAP3 | 3 | 7.8219 | 0 | 0 | 0 | 0 | 0.0581 | 134.52 | CA | CA |  | 38446_36967_3 | FALSE
| FALSE | TIDC | 115 | CIPV | 115 | 38448 | OAK-TAP2 | 36962 | MOCCASIN | 4 | -18.7127 | 0 | 0 | 0 | 0 | -0.13911 | 134.52 | CA | CA |  | 38448_36962_4 | FALSE
| FALSE | TIDC | 115 | CIPV | 115 | 38448 | OAK-TAP2 | 36969 | MID_TAP4 | 4 | 8.3495 | 0 | 0 | 0 | 0 | 0.0621 | 134.52 | CA | CA |  | 38448_36969_4 | FALSE
| FALSE | CIPV | 230 | CIPV | 230 | 38600 | BUENAVJ1 | 30970 | MIDWAY | 1 | -79.9452 | 0 | 0 | 0 | 0 | -0.16404 | 487.35 | CA | CA |  | 38600_30970_1 | FALSE
| FALSE | CIPV | 230 | CIPV | 230 | 38600 | BUENAVJ1 | 38601 | BUENAVT1 | 1 | 18.5346 | 0 | 0 | 0 | 0 | 0.038 | 487.35 | CA | CA |  | 38600_38601_1 | FALSE
| FALSE | CIPV | 230 | CIPV | 230 | 38600 | BUENAVJ1 | 38640 | WHLR RJ1 | 1 | 61.4106 | 0 | 0 | 0 | 0 | 0.12601 | 487.35 | CA | CA |  | 38600_38640_1 | FALSE
| FALSE | CIPV | 230 | CIPV | 230 | 38605 | BUENAVJ2 | 30970 | MIDWAY | 1 | -78.7553 | 0 | 0 | 0 | 0 | -0.1616 | 487.35 | CA | CA |  | 38605_30970_1 | FALSE
| FALSE | CIPV | 230 | CIPV | 230 | 38605 | BUENAVJ2 | 38606 | BUENAVT2 | 1 | 16.5173 | 0 | 0 | 0 | 0 | 0.0339 | 487.35 | CA | CA |  | 38605_38606_1 | FALSE
| FALSE | CIPB | 230 | CIPV | 230 | 38610 | DELTAPMP | 30580 | SANDHLWJCT | 1 | -94.7441 | 0 | 0 | 0 | 0 | -0.20437 | 463.6 | CA | CA |  | 38610_30580_1 | FALSE
| FALSE | CIPV | 230 | CIPV | 230 | 38615 | DS AMIGO | 30790 | PANOCHE | 1 | -36.2181 | 0 | 0 | 0 | 0 | -0.05776 | 627.095 | CA | CA |  | 38615_30790_1 | FALSE
| FALSE | CIPV | 230 | CIPV | 230 | 38623 | THM JCT2 | 30303 | TBL MT E | 3 | 87.4418 | 0 | 0 | 0 | 0 | 0.14441 | 605.53 | CA | CA |  | 38623_30303_3 | FALSE
| FALSE | CIPV | 230 | CIPV | 230 | 38623 | THM JCT2 | 38622 | HYATT3 | 3 | -49.0473 | 0 | 0 | 0 | 0 | -0.12959 | 378.48 | CA | CA |  | 38623_38622_3 | FALSE
| FALSE | CIPV | 230 | CIPV | 230 | 38623 | THM JCT2 | 38630 | THERMLTO | 1 | -38.3945 | 0 | 0 | 0 | 0 | -0.13268 | 289.37 | CA | CA |  | 38623_38630_1 | FALSE
| FALSE | CIPV | 230 | CIPV | 230 | 38635 | THM JCT | 38620 | HYATT | 1 | -49.0473 | 0 | 0 | 0 | 0 | -0.12959 | 378.48 | CA | CA |  | 38635_38620_1 | FALSE
| FALSE | CIPV | 230 | CIPV | 230 | 38640 | WHLR RJ1 | 38641 | WHLR RT1 | 1 | 16.9629 | 0 | 0 | 0 | 0 | 0.0348 | 487.35 | CA | CA |  | 38640_38641_1 | FALSE
| FALSE | CIPV | 230 | CIPV | 230 | 38640 | WHLR RJ1 | 38650 | WND GPJ1 | 1 | 44.4476 | 0 | 0 | 0 | 0 | 0.0912 | 487.35 | CA | CA |  | 38640_38650_1 | FALSE
| FALSE | CIPV | 230 | CIPV | 230 | 38645 | WHLR RJ2 | 38646 | WHLR RT2 | 1 | 19.3862 | 0 | 0 | 0 | 0 | 0.039779 | 487.35 | CA | CA |  | 38645_38646_1 | FALSE
| FALSE | CIPV | 230 | CIPV | 230 | 38645 | WHLR RJ2 | 38655 | WND GPJ2 | 1 | 42.8518 | 0 | 0 | 0 | 0 | 0.087928 | 487.35 | CA | CA |  | 38645_38655_1 | FALSE
| FALSE | CIPV | 230 | CIPV | 230 | 38650 | WND GPJ1 | 30994 | WHEELER | 1 | 7.0543 | 0 | 0 | 0 | 0 | 0.0175 | 402.705 | CA | CA |  | 38650_30994_1 | FALSE
| FALSE | CIPV | 230 | CIPV | 230 | 38650 | WND GPJ1 | 38651 | WND GPT1 | 1 | 37.3933 | 0 | 0 | 0 | 0 | 0.0767 | 487.35 | CA | CA |  | 38650_38651_1 | FALSE
| FALSE | CIPV | 230 | CIPV | 230 | 38655 | WND GPJ2 | 30994 | WHEELER | 1 | 0.11678 | 0 | 0 | 0 | 0 | 0.00029 | 402.705 | CA | CA |  | 38655_30994_1 | FALSE
| FALSE | CIPV | 230 | CIPV | 230 | 38655 | WND GPJ2 | 38656 | WND GPT2 | 1 | 42.7351 | 0 | 0 | 0 | 0 | 0.0877 | 487.35 | CA | CA |  | 38655_38656_1 | FALSE
| FALSE | CIPB | 230 | CIPB | 230 | 38901 | SSS | 36893 | NRSriser | 1 | 355.1959 | 0 | 0 | 0 | 0 | 0.51008 | 696.35 | CA | CA |  | 38901_36893_1 | FALSE
| FALSE | BPAT | 230 | BPAT | 230 | 40001 | A9 | 41348 | MIDWAYB3 | 1 | -63.5358 | 0 | 0 | 0 | 0 | -0.22473 | 282.72 | NW | NW |  | 40001_41348_1 | FALSE
| FALSE | BPAT | 230 | BPAT | 230 | 40009 | ABERDEEN_1 | 40947 | SATSOP | 2 | -53.0552 | 0 | 0 | 0 | 0 | -0.10619 | 499.605 | NW | NW |  | 40009_40947_2 | FALSE
| FALSE | BPAT | 230 | BPAT | 230 | 40011 | ABERDEEN_2 | 40947 | SATSOP | 3 | -51.7749 | 0 | 0 | 0 | 0 | -0.0782 | 662.34 | NW | NW |  | 40011_40947_3 | FALSE
| FALSE | BPAT | 115 | AVA | 115 | 40017 | ADDY | 48071 | CHEWELAH | 1 | 22.2056 | 0 | 0 | 0 | 0 | 0.13243 | 167.675 | NW | NW |  | 40017_48071_1 | FALSE
| FALSE | BPAT | 115 | AVA | 115 | 40017 | ADDY | 48135 | GIFFORD | 1 | 3.6358 | 0 | 0 | 0 | 0 | 0.0847 | 42.94 | NW | NW |  | 40017_48135_1 | FALSE
| FALSE | BPAT | 115 | AVA | 115 | 40017 | ADDY | 48213 | LOON LK | 1 | 41.4796 | 0 | 0 | 0 | 0 | 0.12179 | 340.575 | NW | NW |  | 40017_48213_1 | FALSE
| FALSE | BPAT | 115 | AVA | 115 | 40017 | ADDY | 48223 | METCHIP | 1 | -6.7511 | 0 | 0 | 0 | 0 | -0.0403 | 167.675 | NW | NW |  | 40017_48223_1 | FALSE
| FALSE | BPAT | 230 | BPAT | 230 | 40019 | ADDY_S | 40319 | CUSICK | 1 | 0 | 0 | 0 | 0 | 0 | 0 | 522.31 | NW | NW |  | 40019_40319_1 | FALSE
| FALSE | BPAT | 115 | AVA | 115 | 40023 | AHSAHKA# | 48303 | OROFINO | 1 | 47.6102 | 0 | 0 | 0 | 0 | 0.27704 | 171.855 | NW | NW |  | 40023_48303_1 | FALSE
| FALSE | BPAT | 115 | PACW | 115 | 40025 | ALBANY | 45131 | HAZELWOD | 1 | 66.5909 | 0 | 0 | 0 | 0 | 0.15752 | 422.75 | NW | NW |  | 40025_45131_1 | FALSE
| FALSE | BPAT | 115 | AVA | 115 | 40029 | ALBENI F | 47027 | DIAM LAK TAP | 1 | -0.37392 | 0 | 0 | 0 | 0 | -0.0015 | 249.755 | NW | NW |  | 40029_47027_1 | FALSE
| FALSE | BPAT | 230 | PACW | 230 | 40039 | ALFALFA+ | 45229 | OUTLOOK | 1 | -101.846 | 0 | 0 | 0 | 0 | -0.19499 | 522.31 | NW | NW |  | 40039_45229_1 | FALSE
| FALSE | BPAT | 115 | PGE | 115 | 40041 | ALLSTON | 43776 | RAINIER# | 1 | 33.2383 | 0 | 0 | 0 | 0 | 0.16733 | 198.645 | NW | NW |  | 40041_43776_1 | FALSE
| FALSE | BPAT | 230 | BPAT | 230 | 40043 | ALLSTN E | 40357 | DRISCOL# | 1 | 66.9757 | 0 | 0 | 0 | 0 | 0.10472 | 639.54 | NW | NW |  | 40043_40357_1 | FALSE
| FALSE | BPAT | 230 | BPAT | 230 | 40043 | ALLSTN E | 40672 | LONGVANX | 3 | 95.2163 | 0 | 0 | 0 | 0 | 0.14376 | 662.34 | NW | NW |  | 40043_40672_3 | FALSE
| FALSE | BPAT | 230 | BPAT | 230 | 40044 | ALLSTN W | 40355 | DRISCOLL | 1 | 66.53 | 0 | 0 | 0 | 0 | 0.10403 | 639.54 | NW | NW |  | 40044_40355_1 | FALSE
| FALSE | BPAT | 500 | BPAT | 500 | 40045 | ALLSTON | 40601 | KEELER | 1 | 146.5798 | 0 | 0 | 0 | 0 | 0.0414 | 3537.705 | NW | NW |  | 40045_40601_1 | FALSE
| FALSE | BPAT | 500 | BPAT | 500 | 40045 | ALLSTON | 40821 | PAUL | 2 | -182.025 | 0 | 0 | 0 | 0 | -0.0533 | 3414.3 | NW | NW |  | 40045_40821_2 | FALSE
| FALSE | BPAT | 115 | PACW | 115 | 40047 | ALVEY | 45115 | GOSHN | 1 | 17.5682 | 0 | 0 | 0 | 0 | 0.078 | 225.15 | NW | NW |  | 40047_45115_1 | FALSE
| FALSE | BPAT | 230 | BPAT | 230 | 40049 | ALVEY_S | 40701 | MARTIN# | 1 | 42.6744 | 0 | 0 | 0 | 0 | 0.0854 | 499.605 | NW | NW |  | 40049_40701_1 | FALSE
| FALSE | BPAT | 230 | BPAT | 230 | 40059 | ASHE | 40065 | ASHE# | 1 | -117.851 | 0 | 0 | 0 | 0 | -0.2887 | 408.215 | NW | NW |  | 40059_40065_1 | FALSE
| FALSE | BPAT | 230 | BPAT | 230 | 40059 | ASHE | 41149 | WHITE BL | 1 | 117.4209 | 0 | 0 | 0 | 0 | 0.22481 | 522.31 | NW | NW |  | 40059_41149_1 | FALSE
| FALSE | BPAT | 500 | BPAT | 500 | 40061 | ASHE | 40062 | ASHE R1 | 2 | 520.618 | 0 | 0 | 0 | 0 | 0.10206 | 5100.93 | NW | NW |  | 40061_40062_2 | FALSE
| FALSE | BPAT | 500 | BPAT | 500 | 40061 | ASHE | 40499 | HANFORD | 1 | 620.7361 | 0 | 0 | 0 | 0 | 0.12169 | 5100.93 | NW | NW |  | 40061_40499_1 | FALSE
| FALSE | BPAT | 500 | BPAT | 500 | 40061 | ASHE | 40683 | LOW MON | 1 | -382.419 | 0 | 0 | 0 | 0 | -0.0917 | 4171.165 | NW | NW |  | 40061_40683_1 | FALSE
| FALSE | BPAT | 500 | BPAT | 500 | 40061 | ASHE | 40989 | SLATT | 1 | 386.2881 | 0 | 0 | 0 | 0 | 0.0757 | 5100.93 | NW | NW |  | 40061_40989_1 | FALSE
| FALSE | BPAT | 500 | BPAT | 500 | 40062 | ASHE R1 | 40699 | MARION | 2 | 520.618 | 0 | 0 | 0 | 0 | 0.10302 | 5053.62 | NW | NW |  | 40062_40699_2 | FALSE
| FALSE | EPE | 345 | EPE | 345 | 13401 | ARTESIAR | 13400 | ARTESIA | 1 | 0 | 0 | 0 | 0 | 0 | 0 | 209 | SW | SW |  | 13401_13400_1 | FALSE
| FALSE | BPAT | 115 | BPAT | 115 | 40087 | BELL BPA | 41015 | SPRNGHIL | 1 | 15.6074 | 0 | 0 | 0 | 0 | 0.0625 | 249.85 | NW | NW |  | 40087_41015_1 | FALSE
| FALSE | BPAT | 115 | AVA | 115 | 40087 | BELL BPA | 41089 | TRENTWOD | 1 | 51.1069 | 0 | 0 | 0 | 0 | 0.1957 | 261.155 | NW | NW |  | 40087_41089_1 | FALSE
| FALSE | BPAT | 115 | AVA | 115 | 40087 | BELL BPA | 48033 | BELL TAP | 1 | 0 | 0 | 0 | 0 | 0 | 0 | 128.25 | NW | NW |  | 40087_48033_1 | FALSE
| FALSE | BPAT | 115 | AVA | 115 | 40087 | BELL BPA | 48449 | WAIKIKIT | 1 | 10.4806 | 0 | 0 | 0 | 0 | 0.061 | 171.855 | NW | NW |  | 40087_48449_1 | FALSE
| FALSE | BPAT | 230 | BPAT | 230 | 40088 | BELL S2 | 41358 | GND_COULE_S3 | 5 | 10.3205 | 0 | 0 | 0 | 0 | 0.0148 | 696.35 | NW | NW |  | 40088_41358_5 | FALSE
| FALSE | BPAT | 230 | AVA | 230 | 40088 | BELL S2 | 47091 | USK | 1 | -103.731 | 0 | 0 | 0 | 0 | -0.16124 | 643.34 | NW | NW |  | 40088_47091_1 | FALSE
| FALSE | BPAT | 230 | BPAT | 230 | 40090 | BELL S3 | 40624 | LANCASTR | 1 | -63.2272 | 0 | 0 | 0 | 0 | -0.0966 | 654.74 | NW | NW |  | 40090_40624_1 | FALSE
| FALSE | BPAT | 230 | BPAT | 230 | 40090 | BELL S3 | 41356 | GND_COULE_S1 | 3 | 10.9033 | 0 | 0 | 0 | 0 | 0.0157 | 692.55 | NW | NW |  | 40090_41356_3 | FALSE
| FALSE | BPAT | 500 | BPAT | 500 | 40091 | BELL BPA | 40096 | BELL SC | 1 | -334.172 | 0 | 0 | 0 | 0 | -0.18462 | 1810.035 | NW | NW |  | 40091_40096_1 | FALSE
| FALSE | BPAT | 500 | BPAT | 500 | 40091 | BELL BPA | 40288 | G_COULEE_ R1 | 6 | 304.6103 | 0 | 0 | 0 | 0 | 0.062 | 4911.69 | NW | NW |  | 40091_40288_6 | FALSE
| FALSE | BPAT | 115 | PSEI | 115 | 40093 | BELLNGHM | 42002 | BELNGM E | 3 | -1.8618 | 0 | 0 | 0 | 0 | -0.00592 | 314.26 | NW | NW |  | 40093_42002_3 | FALSE
| FALSE | BPAT | 115 | PSEI | 115 | 40093 | BELLNGHM | 42055 | TEN MILE | 1 | 17.9915 | 0 | 0 | 0 | 0 | 0.11844 | 151.905 | NW | NW |  | 40093_42055_1 | FALSE
| FALSE | BPAT | 230 | BPAT | 230 | 40095 | BELLNGHM | 40321 | CUSTER | 1 | 29.8527 | 0 | 0 | 0 | 0 | 0.0325 | 919.6 | NW | NW |  | 40095_40321_1 | FALSE
| FALSE | BPAT | 500 | BPAT | 500 | 40096 | BELL SC | 41057 | TAFT | 1 | -334.172 | 0 | 0 | 0 | 0 | -0.0836 | 3998.455 | NW | NW |  | 40096_41057_1 | FALSE
| FALSE | BPAT | 230 | BPAT | 230 | 40099 | BENTON | 41347 | MIDWAYB2 | 2 | -101.487 | 0 | 0 | 0 | 0 | -0.22164 | 457.9 | NW | NW |  | 40099_41347_2 | FALSE
| FALSE | BPAT | 500 | BPAT | 500 | 40111 | BIG EDDY | 40585 | JOHN DAY | 1 | -417.75 | 0 | 0 | 0 | 0 | -0.11284 | 3702.245 | NW | NW |  | 40111_40585_1 | FALSE
| FALSE | BPAT | 500 | BPAT | 500 | 40111 | BIG EDDY | 40585 | JOHN DAY | 2 | -417.75 | 0 | 0 | 0 | 0 | -0.10746 | 3887.4 | NW | NW |  | 40111_40585_2 | FALSE
| FALSE | BPAT | 500 | BPAT | 500 | 40111 | BIG EDDY | 40809 | OSTRNDER | 1 | 774.4543 | 0 | 0 | 0 | 0 | 0.22056 | 3511.39 | NW | NW |  | 40111_40809_1 | FALSE
| FALSE | BPAT | 500 | BPAT | 500 | 40111 | BIG EDDY | 41311 | CELILO1 | 1 | 61.1485 | 0 | 0 | 0 | 0 | 0.0137 | 4467.09 | NW | NW |  | 40111_41311_1 | FALSE
| FALSE | BPAT | 500 | BPAT | 500 | 40111 | BIG EDDY | 41312 | CELILO2 | 2 | 60.8714 | 0 | 0 | 0 | 0 | 0.013627 | 4467.09 | NW | NW |  | 40111_41312_2 | FALSE
| FALSE | BPAT | 500 | BPAT | 500 | 40111 | BIG EDDY | 41450 | KNIGHT | 1 | 185.5384 | 0 | 0 | 0 | 0 | 0.0378 | 4911.5 | NW | NW |  | 40111_41450_1 | FALSE
| FALSE | BPAT | 69 | PACW | 69 | 40115 | BINGEN | 45057 | CONDITPH | 1 | -14.6085 | 0 | 0 | 0 | 0 | -0.29572 | 49.4 | NW | NW |  | 40115_45057_1 | FALSE
| FALSE | BPAT | 69 | PACW | 69 | 40115 | BINGEN | 45251 | POWERDLE | 1 | 0 | 0 | 0 | 0 | 0 | 0 | 49.4 | NW | NW |  | 40115_45251_1 | FALSE
| FALSE | BPAT | 230 | BPAT | 230 | 40121 | BOARDMAN_1# | 40129 | BOARDMAN | 1 | 197.0311 | 0 | 0 | 0 | 0 | 0.29414 | 669.845 | NW | NW |  | 40121_40129_1 | FALSE
| FALSE | BPAT | 230 | PACW | 230 | 40123 | BOARDMAN_2# | 45160 | DR E TP | 1 | -15.2831 | 0 | 0 | 0 | 0 | -0.02376 | 643.15 | NW | NW |  | 40123_45160_1 | FALSE
| FALSE | BPAT | 230 | BPAT | 230 | 40141 | NBONVL E | 40977 | SIFTON2# | 2 | 180.4122 | 0 | 0 | 0 | 0 | 0.35286 | 511.29 | NW | NW |  | 40141_40977_2 | FALSE
| FALSE | BPAT | 230 | BPAT | 230 | 40142 | NBONVL W | 40975 | SIFTON1# | 1 | 178.1848 | 0 | 0 | 0 | 0 | 0.35403 | 503.31 | NW | NW |  | 40142_40975_1 | FALSE
| FALSE | BPAT | 230 | BPAT | 230 | 40142 | NBONVL W | 41092 | TROUTD E | 1 | 103.0987 | 0 | 0 | 0 | 0 | 0.20794 | 495.805 | NW | NW |  | 40142_41092_1 | FALSE
| FALSE | BPAT | 115 | AVA | 115 | 40143 | BOUNDARY | 40732 | METALINE# | 1 | 23.5019 | 0 | 0 | 0 | 0 | 0.10946 | 214.7 | NW | NW |  | 40143_40732_1 | FALSE
| FALSE | BPAT | 230 | BPAT | 230 | 40145 | BOUNDRYE | 40319 | CUSICK | 1 | 105.4469 | 0 | 0 | 0 | 0 | 0.15143 | 696.35 | NW | NW |  | 40145_40319_1 | FALSE
| FALSE | BPAT | 230 | BPAT | 230 | 40145 | BOUNDRYE | 40909 | SACHEEN | 1 | 117.7548 | 0 | 0 | 0 | 0 | 0.18304 | 643.34 | NW | NW |  | 40145_40909_1 | FALSE
| FALSE | BPAT | 230 | SCL | 230 | 40145 | BOUNDRYE | 46482 | BOUNDPH4 | 1 | -70.9404 | 0 | 0 | 0 | 0 | -0.28943 | 245.1 | NW | NW |  | 40145_46482_1 | FALSE
| FALSE | BPAT | 230 | SCL | 230 | 40145 | BOUNDRYE | 46484 | BOUNDPH5 | 1 | -87.8517 | 0 | 0 | 0 | 0 | -0.26197 | 335.35 | NW | NW |  | 40145_46484_1 | FALSE
| FALSE | BPAT | 230 | SCL | 230 | 40145 | BOUNDRYE | 46486 | BOUNDPH6 | 1 | -87.8517 | 0 | 0 | 0 | 0 | -0.26197 | 335.35 | NW | NW |  | 40145_46486_1 | FALSE
| FALSE | BPAT | 230 | SCL | 230 | 40146 | BOUNDRYW | 46476 | BOUNDPH1 | 1 | -69.5786 | 0 | 0 | 0 | 0 | -0.28388 | 245.1 | NW | NW |  | 40146_46476_1 | FALSE
| FALSE | BPAT | 230 | SCL | 230 | 40146 | BOUNDRYW | 46478 | BOUNDPH2 | 1 | -70.9404 | 0 | 0 | 0 | 0 | -0.28943 | 245.1 | NW | NW |  | 40146_46478_1 | FALSE
| FALSE | BPAT | 230 | SCL | 230 | 40146 | BOUNDRYW | 46480 | BOUNDPH3 | 1 | -69.5786 | 0 | 0 | 0 | 0 | -0.28388 | 245.1 | NW | NW |  | 40146_46480_1 | FALSE
| FALSE | DOPD | 115 | BPAT | 115 | 40147 | BREWSTER+ | 47209 | PATEROS# | 1 | 17.7038 | 0 | 0 | 0 | 0 | 0.2142 | 82.65 | NW | NW |  | 40147_47209_1 | FALSE
| FALSE | BPAT | 500 | BPAT | 500 | 40155 | BUCKLEY | 40489 | GRIZZLY | 1 | 579.2166 | 0 | 0 | 0 | 0 | 0.13886 | 4171.165 | NW | NW |  | 40155_40489_1 | FALSE
| FALSE | BPAT | 500 | BPAT | 500 | 40155 | BUCKLEY | 40699 | MARION | 1 | 606.0172 | 0 | 0 | 0 | 0 | 0.13129 | 4615.86 | NW | NW |  | 40155_40699_1 | FALSE
| FALSE | AZPS | 500 | LDWP | 500 | 14003 | NAVAJO | 26123 | CRYSTAL | 1 | 203.7548 | 0 | 0 | 0 | 0 | 0.11016 | 1849.65 | SW | CA |  | 14003_26123_1 | TRUE | SW 4C-SoNev
| FALSE | BPAT | 230 | BPAT | 230 | 40169 | CANBY | 40171 | CANBY# | 1 | -14.2932 | 0 | 0 | 0 | 0 | -0.035 | 408.69 | NW | NW |  | 40169_40171_1 | FALSE
| FALSE | BPAT | 230 | BPAT | 230 | 40171 | CANBY# | 40537 | HILL TOP | 1 | -77.1611 | 0 | 0 | 0 | 0 | -0.11142 | 692.55 | NW | NW |  | 40171_40537_1 | FALSE
| FALSE | BPAT | 230 | PACW | 230 | 40171 | CANBY# | 45189 | MALIN | 1 | 62.8678 | 0 | 0 | 0 | 0 | 0.0908 | 692.55 | NW | NW |  | 40171_45189_1 | FALSE
| FALSE | BPAT | 230 | BPAT | 230 | 40181 | CARLTON | 40185 | CASCADE# | 1 | -115.788 | 0 | 0 | 0 | 0 | -0.177 | 654.17 | NW | NW |  | 40181_40185_1 | FALSE
| FALSE | BPAT | 230 | BPAT | 230 | 40181 | CARLTON | 41075 | TILLAMOK | 1 | 38.4535 | 0 | 0 | 0 | 0 | 0.077 | 499.605 | NW | NW |  | 40181_41075_1 | FALSE
| FALSE | BPAT | 230 | BPAT | 230 | 40185 | CASCADE# | 41155 | CASCADE_STL | 1 | 61.2017 | 0 | 0 | 0 | 0 | 0.10171 | 601.73 | NW | NW |  | 40185_41155_1 | FALSE
| FALSE | BPAT | 230 | PGE | 230 | 40185 | CASCADE# | 43527 | SHERWOOD | 1 | -176.99 | 0 | 0 | 0 | 0 | -0.26093 | 678.3 | NW | NW |  | 40185_43527_1 | FALSE
| FALSE | BPAT | 115 | PACW | 115 | 40189 | DRISCOLL | 45163 | KNAPPA | 1 | 22.8936 | 0 | 0 | 0 | 0 | 0.16574 | 138.13 | NW | NW |  | 40189_45163_1 | FALSE
| FALSE | BPAT | 115 | PACW | 115 | 40193 | CEDRVIL_JCT+ | 45007 | ALTURAS | 1 | -10.4402 | 0 | 0 | 0 | 0 | -0.0639 | 163.4 | NW | NW |  | 40193_45007_1 | FALSE
| FALSE | BPAT | 230 | BPAT | 230 | 40207 | CHEHALIS | 40673 | LONGVIEW# | 1 | 27.7175 | 0 | 0 | 0 | 0 | 0.0555 | 499.605 | NW | NW |  | 40207_40673_1 | FALSE
| FALSE | BPAT | 230 | BPAT | 230 | 40207 | CHEHALIS | 40987 | SILVR CK | 1 | -100.643 | 0 | 0 | 0 | 0 | -0.20145 | 499.605 | NW | NW |  | 40207_40987_1 | FALSE
| FALSE | AZPS | 500 | AZPS | 500 | 14005 | WESTWING | 14011 | MORGAN | 1 | 694.2282 | 0 | 0 | 0 | 0 | 0.30576 | 2270.5 | SW | SW |  | 14005_14011_1 | TRUE | SW AZ No PHX
| FALSE | BPAT | 230 | TPWR | 230 | 40207 | CHEHALIS | 46630 | MOSSYRCK | 1 | -92.4013 | 0 | 0 | 0 | 0 | -0.14195 | 650.94 | NW | NW |  | 40207_46630_1 | FALSE
| FALSE | BPAT | 59.8 | PGE | 59.8 | 40209 | CHEMAWA | 43097 | CLAXTAR | 1 | 9.1216 | 0 | 0 | 0 | 0 | 0.12802 | 71.25 | NW | NW |  | 40209_43097_1 | FALSE
| FALSE | BPAT | 59.8 | PGE | 59.8 | 40209 | CHEMAWA | 43633 | WALACERD | 1 | 11.0559 | 0 | 0 | 0 | 0 | 0.0939 | 117.8 | NW | NW |  | 40209_43633_1 | FALSE
| FALSE | BPAT | 59.8 | PGE | 59.8 | 40209 | CHEMAWA | 43823 | CLAXTAR# | 1 | 6.2631 | 0 | 0 | 0 | 0 | 0.0559 | 112.1 | NW | NW |  | 40209_43823_1 | FALSE
| FALSE | BPAT | 115 | PGE | 115 | 40211 | CHEMAWA | 43265 | INDIAN | 1 | 25.0631 | 0 | 0 | 0 | 0 | 0.0739 | 339.15 | NW | NW |  | 40211_43265_1 | FALSE
| FALSE | BPAT | 230 | BPAT | 230 | 40213 | CHEMAWA | 40923 | SALEM | 1 | 104.1059 | 0 | 0 | 0 | 0 | 0.15919 | 653.98 | NW | NW |  | 40213_40923_1 | FALSE
| FALSE | SRP | 500 | AZPS | 500 | 15034 | PERKINS | 14005 | WESTWING | 1 | -344.457 | 0 | 0 | 0 | 0 | -0.13845 | 2487.955 | SW | SW |  | 15034_14005_1 | TRUE | SW AZ No PHX
| FALSE | BPAT | 345 | BPAT | 345 | 40223 | CHIEF_JO_3 | 40993 | SNOHOMS3 | 3 | 285.9114 | 0 | 0 | 0 | 0 | 0.27372 | 1044.525 | NW | NW |  | 40223_40993_3 | FALSE
| FALSE | BPAT | 345 | BPAT | 345 | 40225 | CHIEF_JO_4 | 40994 | SNOHOMS4 | 4 | 286.3025 | 0 | 0 | 0 | 0 | 0.29668 | 965.0099 | NW | NW |  | 40225_40994_4 | FALSE
| FALSE | BPAT | 230 | BPAT | 230 | 40230 | CHIEF_JO_1 | 40373 | E OMAK | 1 | 42.0024 | 0 | 0 | 0 | 0 | 0.0606 | 692.55 | NW | NW |  | 40230_40373_1 | FALSE
| FALSE | BPAT | 230 | BPAT | 230 | 40230 | CHIEF_JO_1 | 41358 | GND_COULE_S3 | 2 | -56.6699 | 0 | 0 | 0 | 0 | -0.1085 | 522.31 | NW | NW |  | 40230_41358_2 | FALSE
| FALSE | BPAT | 230 | BPAT | 230 | 40230 | CHIEF_JO_1 | 44162 | CHEF_JO_PH1 | 1 | -202.087 | 0 | 0 | 0 | 0 | -0.29021 | 696.35 | NW | NW |  | 40230_44162_1 | FALSE
| FALSE | BPAT | 230 | BPAT | 230 | 40230 | CHIEF_JO_1 | 44163 | CHEF_JO_PH2 | 2 | -202.087 | 0 | 0 | 0 | 0 | -0.29021 | 696.35 | NW | NW |  | 40230_44163_2 | FALSE
| FALSE | BPAT | 230 | BPAT | 230 | 40232 | CHIEF_JO_2 | 41358 | GND_COULE_S3 | 1 | -56.4398 | 0 | 0 | 0 | 0 | -0.10806 | 522.31 | NW | NW |  | 40232_41358_1 | FALSE
| FALSE | BPAT | 230 | BPAT | 230 | 40232 | CHIEF_JO_2 | 44164 | CHEF_JO_PH3 | 3 | -202.087 | 0 | 0 | 0 | 0 | -0.44503 | 454.1 | NW | NW |  | 40232_44164_3 | FALSE
| FALSE | BPAT | 230 | BPAT | 230 | 40232 | CHIEF_JO_2 | 44165 | CHEF_JO_PH4 | 4 | -202.087 | 0 | 0 | 0 | 0 | -0.44503 | 454.1 | NW | NW |  | 40232_44165_4 | FALSE
| FALSE | BPAT | 500 | BPAT | 500 | 40233 | CHIEF_JO | 40749 | MONROE | 1 | 845.4287 | 0 | 0 | 0 | 0 | 0.26349 | 3208.625 | NW | NW |  | 40233_40749_1 | FALSE
| FALSE | BPAT | 500 | BPAT | 500 | 40233 | CHIEF_JO | 40973 | SICKLER | 1 | 340.4942 | 0 | 0 | 0 | 0 | 0.0958 | 3554.14 | NW | NW |  | 40233_40973_1 | FALSE
| FALSE | BPAT | 500 | BPAT | 500 | 40233 | CHIEF_JO | 44166 | CHEF_JO_PH5 | 5 | -246.881 | 0 | 0 | 0 | 0 | -0.0667 | 3702.245 | NW | NW |  | 40233_44166_5 | FALSE
| FALSE | BPAT | 500 | BPAT | 500 | 40233 | CHIEF_JO | 44167 | CHEF_JO_PH6 | 6 | -413.427 | 0 | 0 | 0 | 0 | -0.11167 | 3702.245 | NW | NW |  | 40233_44167_6 | FALSE
| FALSE | AZPS | 500 | AZPS | 500 | 14010 | SNVLY | 14011 | MORGAN | 1 | 610.071 | 0 | 0 | 0 | 0 | 0.24558 | 2484.25 | SW | SW |  | 14010_14011_1 | TRUE | SW AZ No PHX
| FALSE | BPAT | 115 | AVA | 115 | 40239 | CLARKSTN | 48253 | N LEWIST | 1 | 3.1038 | 0 | 0 | 0 | 0 | 0.0151 | 205.105 | NW | NW |  | 40239_48253_1 | FALSE
| FALSE | BPAT | 230 | BPAT | 230 | 40243 | CLATSOP | 40357 | DRISCOL# | 1 | -26.8691 | 0 | 0 | 0 | 0 | -0.055 | 488.205 | NW | NW |  | 40243_40357_1 | FALSE
| FALSE | BPAT | 115 | AVA | 115 | 40245 | CLAYTON | 40337 | DEER_PARK+ | 1 | 37.0577 | 0 | 0 | 0 | 0 | 0.10851 | 341.525 | NW | NW |  | 40245_40337_1 | FALSE
| FALSE | BPAT | 115 | AVA | 115 | 40245 | CLAYTON | 48213 | LOON LK | 1 | -39.1467 | 0 | 0 | 0 | 0 | -0.11462 | 341.525 | NW | NW |  | 40245_48213_1 | FALSE
| FALSE | BPAT | 230 | BPAT | 230 | 40248 | COLMBA_FLS_E | 40557 | HUNGRY H | 1 | -59.1507 | 0 | 0 | 0 | 0 | -0.1383 | 427.69 | NW | NW |  | 40248_40557_1 | FALSE
| FALSE | BPAT | 230 | BPAT | 230 | 40249 | COLMBA_FLS_W | 40421 | FLATHEAD_S | 1 | 25.3295 | 0 | 0 | 0 | 0 | 0.0416 | 609.33 | NW | NW |  | 40249_40421_1 | FALSE
| FALSE | BPAT | 115 | BPAT | 115 | 40259 | COLUMBIA | 41105 | VALHALLA | 1 | -66.1845 | 0 | 0 | 0 | 0 | -0.25343 | 261.155 | NW | NW |  | 40259_41105_1 | FALSE
| FALSE | BPAT | 115 | BPAT | 115 | 40259 | COLUMBIA | 41105 | VALHALLA | 2 | -66.85 | 0 | 0 | 0 | 0 | -0.25598 | 261.155 | NW | NW |  | 40259_41105_2 | FALSE
| FALSE | AZPS | 500 | AZPS | 500 | 14012 | DELANY | 14010 | SNVLY | 1 | 810.6294 | 0 | 0 | 0 | 0 | 0.32593 | 2487.1 | SW | SW |  | 14012_14010_1 | TRUE | SW PV Area
| FALSE | BPAT | 115 | GCPD | 115 | 40259 | COLUMBIA | 46033 | GB55 | 1 | 50.5626 | 0 | 0 | 0 | 0 | 0.29684 | 170.335 | NW | NW |  | 40259_46033_1 | FALSE
| FALSE | BPAT | 115 | DOPD | 115 | 40259 | COLUMBIA | 47071 | PALISADS | 1 | 51.2017 | 0 | 0 | 0 | 0 | 0.30059 | 170.335 | NW | NW |  | 40259_47071_1 | FALSE
| FALSE | BPAT | 230 | BPAT | 230 | 40261 | COLUMBIA_N | 41112 | VANTAGE_S | 1 | -15.3391 | 0 | 0 | 0 | 0 | -0.033 | 465.5 | NW | NW |  | 40261_41112_1 | FALSE
| FALSE | BPAT | 230 | BPAT | 230 | 40261 | COLUMBIA_N | 41356 | GND_COULE_S1 | 1 | -82.1258 | 0 | 0 | 0 | 0 | -0.15724 | 522.31 | NW | NW |  | 40261_41356_1 | FALSE
| FALSE | BPAT | 230 | BPAT | 230 | 40261 | COLUMBIA_N | 41358 | GND_COULE_S3 | 3 | -84.8659 | 0 | 0 | 0 | 0 | -0.13191 | 643.34 | NW | NW |  | 40261_41358_3 | FALSE
| FALSE | BPAT | 230 | CHPD | 230 | 40261 | COLUMBIA_N | 46832 | ROCKYRH2 | 1 | -120.064 | 0 | 0 | 0 | 0 | -0.18663 | 643.34 | NW | NW |  | 40261_46832_1 | FALSE
| FALSE | AZPS | 500 | AZPS | 500 | 14014 | CEDARMT | 14006 | YAVAPAI | 1 | -99.0606 | 0 | 0 | 0 | 0 | -0.0436 | 2270.5 | SW | SW |  | 14014_14006_1 | TRUE | SW AZ No PHX
| FALSE | BPAT | 115 | AVA | 115 | 40263 | COLV BPA | 48399 | SPIRIT | 1 | -31.7924 | 0 | 0 | 0 | 0 | -0.084 | 378.48 | NW | NW |  | 40263_48399_1 | FALSE
| FALSE | BPAT | 230 | BPAT | 230 | 40267 | FLATHEAD# | 47360 | TRUMBUL_CRK+ | 1 | 45.4527 | 0 | 0 | 0 | 0 | 0.0665 | 683.05 | NW | NW |  | 40267_47360_1 | FALSE
| FALSE | BPAT | 230 | BPAT | 230 | 40280 | G_COULEE_ PG | 41356 | GND_COULE_S1 | 1 | -0.00945 | 0 | 0 | 0 | 0 | -1.24e-05 | 759.905 | NW | NW |  | 40280_41356_1 | FALSE
| FALSE | BPAT | 115 | DOPD | 115 | 40281 | GND_COULE_S2 | 47067 | NILLES C | 1 | 10.6501 | 0 | 0 | 0 | 0 | 0.10419 | 102.22 | NW | NW |  | 40281_47067_1 | FALSE
| FALSE | BPAT | 300 | BPAT | 300 | 40285 | GRAND_COULEE | 40795 | OLYMPIA | 1 | 153.6961 | 0 | 0 | 0 | 0 | 0.24136 | 636.785 | NW | NW |  | 40285_40795_1 | FALSE
| FALSE | BPAT | 500 | BPAT | 500 | 40287 | GRAND_COULEE | 40499 | HANFORD | 1 | 268.3376 | 0 | 0 | 0 | 0 | 0.0618 | 4343.97 | NW | NW |  | 40287_40499_1 | FALSE
| FALSE | AZPS | 500 | AZPS | 500 | 14018 | DUGAS | 14011 | MORGAN | 1 | -86.2403 | 0 | 0 | 0 | 0 | -0.038 | 2270.5 | SW | SW |  | 14018_14011_1 | TRUE | SW AZ No PHX
| FALSE | BPAT | 500 | BPAT | 500 | 40287 | GRAND_COULEE | 41739 | GND_COULE_19 | 1 | -271.236 | 0 | 0 | 0 | 0 | -0.0597 | 4541.475 | NW | NW |  | 40287_41739_1 | FALSE
| FALSE | BPAT | 500 | BPAT | 500 | 40288 | G_COULEE_ R1 | 40287 | GRAND_COULEE | 6 | 304.6103 | 0 | 0 | 0 | 0 | 0.0622 | 4895.255 | NW | NW |  | 40288_40287_6 | FALSE
| FALSE | AZPS | 500 | CISD | 500 | 14021 | AGUACAL | 22342 | HDWSH | 1 | 68.8261 | 0 | 0 | 0 | 0 | 0.0837 | 822.7 | SW | CA |  | 14021_22342_1 | TRUE | SW AZ to NoGila
| FALSE | BPAT | 500 | BPAT | 500 | 40302 | COVINGT4 | 40869 | RAVER | 1 | -414.144 | 0 | 0 | 0 | 0 | -0.16779 | 2468.195 | NW | NW |  | 40302_40869_1 | FALSE
| FALSE | BPAT | 230 | BPAT | 230 | 40303 | COVINGTW | 41049 | TACOMA N | 3 | 42.8806 | 0 | 0 | 0 | 0 | 0.067 | 639.54 | NW | NW |  | 40303_41049_3 | FALSE
| FALSE | BPAT | 230 | BPAT | 230 | 40304 | COVINGTE | 40692 | MAPLEVLY_V12 | 2 | 58.3728 | 0 | 0 | 0 | 0 | 0.0791 | 737.96 | NW | NW |  | 40304_40692_2 | FALSE
| FALSE | BPAT | 230 | BPAT | 230 | 40304 | COVINGTE | 41053 | COWLITZ# | 1 | 44.9773 | 0 | 0 | 0 | 0 | 0.09 | 499.605 | NW | NW |  | 40304_41053_1 | FALSE
| FALSE | BPAT | 230 | PSEI | 230 | 40304 | COVINGTE | 42700 | WHITE RV | 1 | 144.1041 | 0 | 0 | 0 | 0 | 0.21757 | 662.34 | NW | NW |  | 40304_42700_1 | FALSE
| FALSE | BPAT | 230 | PSEI | 230 | 40305 | COVINGTM | 42700 | WHITE RV | 2 | 156.8464 | 0 | 0 | 0 | 0 | 0.24594 | 637.735 | NW | NW |  | 40305_42700_2 | FALSE
| FALSE | BPAT | 500 | BPAT | 500 | 40306 | COVINGT5 | 40869 | RAVER | 2 | -416.449 | 0 | 0 | 0 | 0 | -0.11772 | 3537.705 | NW | NW |  | 40306_40869_2 | FALSE
| FALSE | BPAT | 230 | BPAT | 230 | 40307 | COWFALLS | 47049 | GLENOMA | 1 | 26.6128 | 0 | 0 | 0 | 0 | 0.11721 | 227.05 | NW | NW |  | 40307_47049_1 | FALSE
| FALSE | BPAT | 230 | AVA | 230 | 40319 | CUSICK | 47091 | USK | 1 | 105.5782 | 0 | 0 | 0 | 0 | 0.17241 | 612.37 | NW | NW |  | 40319_47091_1 | FALSE
| FALSE | BPAT | 230 | BPAT | 230 | 40321 | CUSTER | 40573 | INTALCO | 2 | 5.9409 | 0 | 0 | 0 | 0 | 0.00908 | 653.98 | NW | NW |  | 40321_40573_2 | FALSE
| FALSE | BPAT | 500 | BPAT | 500 | 40323 | CUSTER | 40749 | MONROE | 1 | -456.991 | 0 | 0 | 0 | 0 | -0.12101 | 3776.345 | NW | NW |  | 40323_40749_1 | FALSE
| FALSE | BPAT | 500 | BPAT | 500 | 40323 | CUSTER | 40749 | MONROE | 2 | -363.386 | 0 | 0 | 0 | 0 | -0.14434 | 2517.5 | NW | NW |  | 40323_40749_2 | FALSE
| FALSE | AZPS | 345 | AZPS | 345 | 14100 | CHOLLA | 14103 | PRECHCYN | 1 | 114.663 | 0 | 0 | 0 | 0 | 0.16072 | 713.45 | SW | SW |  | 14100_14103_1 | FALSE
| FALSE | BPAT | 69 | PACW | 69 | 40341 | DEMOSS | 45204 | GORDNHOL | 1 | 1.8043 | 0 | 0 | 0 | 0 | 0.0176 | 102.41 | NW | NW |  | 40341_45204_1 | FALSE
| FALSE | AZPS | 345 | AZPS | 345 | 14100 | CHOLLA | 14107 | MAZATZAL | 1 | 88.334 | 0 | 0 | 0 | 0 | 0.12381 | 713.45 | SW | SW |  | 14100_14107_1 | FALSE
| FALSE | BPAT | 230 | BPAT | 230 | 40348 | DIXON+ | 40551 | HOT SPR | 1 | -40.6392 | 0 | 0 | 0 | 0 | -0.0778 | 522.31 | NW | NW |  | 40348_40551_1 | FALSE
| FALSE | BPAT | 115 | PACW | 115 | 40351 | DORENA# | 45321 | VILLAGEG | 1 | 0 | 0 | 0 | 0 | 0 | 0 | 97.85 | NW | NW |  | 40351_45321_1 | FALSE
| FALSE | BPAT | 230 | BPAT | 230 | 40355 | DRISCOLL | 40357 | DRISCOL# | 1 | -11.4726 | 0 | 0 | 0 | 0 | -0.0172 | 666.045 | NW | NW |  | 40355_40357_1 | FALSE
| FALSE | BPAT | 230 | BPAT | 230 | 40355 | DRISCOLL | 47260 | WAUNA | 1 | 78.0026 | 0 | 0 | 0 | 0 | 0.537 | 145.255 | NW | NW |  | 40355_47260_1 | FALSE
| FALSE | AZPS | 345 | PNM | 345 | 14101 | FOURCORN | 10292 | SAN_JUAN | 1 | -11.2632 | 0 | 0 | 0 | 0 | -0.00992 | 1135.25 | SW | SW |  | 14101_10292_1 | FALSE
| FALSE | BPAT | 500 | BPAT | 500 | 40369 | DWORSHAK | 40521 | HATWAI | 1 | 381.7954 | 0 | 0 | 0 | 0 | 0.0881 | 4335.8 | NW | NW |  | 40369_40521_1 | FALSE
| FALSE | BPAT | 115 | DOPD | 115 | 40371 | E OMAK | 40799 | OMAK | 1 | 7.3003 | 0 | 0 | 0 | 0 | 0.19211 | 38 | NW | NW |  | 40371_40799_1 | FALSE
| FALSE | BPAT | 115 | DOPD | 115 | 40371 | E OMAK | 40932 | SANDFLAT+ | 1 | 10.7611 | 0 | 0 | 0 | 0 | 0.063282 | 170.05 | NW | NW |  | 40371_40932_1 | FALSE
| FALSE | BPAT | 230 | BPAT | 230 | 40375 | ALVEY_JMP | 41321 | MARC SW2 | 2 | -41.0836 | 0 | 0 | 0 | 0 | -0.0719 | 571.425 | NW | NW |  | 40375_41321_2 | FALSE
| FALSE | BPAT | 230 | BPAT | 230 | 40375 | ALVEY_JMP | 47284 | MARCOLA | 1 | -35.9139 | 0 | 0 | 0 | 0 | -0.084 | 427.69 | NW | NW |  | 40375_47284_1 | FALSE
| FALSE | BPAT | 500 | BPAT | 500 | 40381 | ECHOLAKE | 40869 | RAVER | 1 | -121.171 | 0 | 0 | 0 | 0 | -0.0343 | 3537.705 | NW | NW |  | 40381_40869_1 | FALSE
| FALSE | BPAT | 500 | BPAT | 500 | 40381 | ECHOLAKE | 41001 | SNOKING# | 1 | 556.8015 | 0 | 0 | 0 | 0 | 0.15739 | 3537.705 | NW | NW |  | 40381_41001_1 | FALSE
| FALSE | BPAT | 230 | BPAT | 230 | 40403 | FAIRMONT | 40845 | PORT_ANG_1 | 1 | 61.2089 | 0 | 0 | 0 | 0 | 0.12345 | 495.805 | NW | NW |  | 40403_40845_1 | FALSE
| FALSE | BPAT | 230 | BPAT | 230 | 40403 | FAIRMONT | 40971 | SHELTON | 3 | -88.0722 | 0 | 0 | 0 | 0 | -0.13223 | 666.045 | NW | NW |  | 40403_40971_3 | FALSE
| FALSE | BPAT | 230 | BPAT | 230 | 40403 | FAIRMONT | 40971 | SHELTON | 4 | -88.0418 | 0 | 0 | 0 | 0 | -0.13219 | 666.045 | NW | NW |  | 40403_40971_4 | FALSE
| FALSE | BPAT | 115 | PACW | 115 | 40407 | FAIRVIEW | 45067 | COQUILLE | 1 | -31.5598 | 0 | 0 | 0 | 0 | -0.19092 | 165.3 | NW | NW |  | 40407_45067_1 | FALSE
| FALSE | BPAT | 230 | BPAT | 230 | 40409 | FAIRVIEW | 40881 | RESTON# | 1 | -13.791 | 0 | 0 | 0 | 0 | -0.0287 | 480.605 | NW | NW |  | 40409_40881_1 | FALSE
| FALSE | BPAT | 230 | BPAT | 230 | 40410 | FAIRVEW2 | 40883 | RESTON | 2 | -38.1049 | 0 | 0 | 0 | 0 | -0.0763 | 499.605 | NW | NW |  | 40410_40883_2 | FALSE
| FALSE | BPAT | 230 | BPAT | 230 | 40410 | FAIRVEW2 | 40895 | ROGUE | 1 | 25.2141 | 0 | 0 | 0 | 0 | 0.0529 | 476.805 | NW | NW |  | 40410_40895_1 | FALSE
| FALSE | BPAT | 230 | PACW | 230 | 40410 | FAIRVEW2 | 45153 | ISTHMUS | 1 | 25.2259 | 0 | 0 | 0 | 0 | 0.0556 | 454.1 | NW | NW |  | 40410_45153_1 | FALSE
| FALSE | BPAT | 230 | BPAT | 230 | 40421 | FLATHEAD_S | 47359 | LION_MTN+ | 1 | 66.7781 | 0 | 0 | 0 | 0 | 0.10891 | 613.13 | NW | NW |  | 40421_47359_1 | FALSE
| FALSE | BPAT | 115 | PACW | 115 | 40435 | FOSTER | 45285 | SWEETHOM | 1 | 17.459 | 0 | 0 | 0 | 0 | 0.10685 | 163.4 | NW | NW |  | 40435_45285_1 | FALSE
| FALSE | AZPS | 230 | WALC | 230 | 14201 | BUCKEYE | 19052 | LIBERTY | 1 | -11.9658 | 0 | 0 | 0 | 0 | -0.0309 | 386.65 | SW | SW |  | 14201_19052_1 | FALSE
| FALSE | BPAT | 230 | BPAT | 230 | 40443 | FRANKLIN | 41353 | MCNRY S3 | 2 | -109.789 | 0 | 0 | 0 | 0 | -0.2102 | 522.31 | NW | NW |  | 40443_41353_2 | FALSE
| FALSE | BPAT | 500 | BPAT | 500 | 40451 | GAR1EAST | 40459 | GARRISON | 1 | 318.0637 | 0 | 0 | 0 | 0 | 0.19329 | 1645.495 | NW | NW |  | 40451_40459_1 | FALSE
| FALSE | AZPS | 230 | AZPS | 230 | 14202 | CACTUS | 14278 | PPAPS N | 1 | -78.5648 | 0 | 0 | 0 | 0 | -0.22172 | 354.35 | SW | SW |  | 14202_14278_1 | FALSE
| FALSE | BPAT | 230 | BPAT | 230 | 40458 | ANA BPA | 40457 | GARRISON | 1 | -96.9282 | 0 | 0 | 0 | 0 | -0.18558 | 522.31 | NW | NW |  | 40458_40457_1 | FALSE
| FALSE | AZPS | 230 | SRP | 230 | 14203 | CASGRAPS | 15235 | DBG | 1 | -99.0075 | 0 | 0 | 0 | 0 | -0.13076 | 757.15 | SW | SW |  | 14203_15235_1 | FALSE
| FALSE | BPAT | 69 | PACW | 69 | 40465 | GILMER | 45149 | HUSUM | 1 | -5.8275 | 0 | 0 | 0 | 0 | -0.27883 | 20.9 | NW | NW |  | 40465_45149_1 | FALSE
| FALSE | BPAT | 69 | PACW | 69 | 40471 | GLENWOD | 45149 | HUSUM | 1 | -0.61936 | 0 | 0 | 0 | 0 | -0.0112 | 55.1 | NW | NW |  | 40471_45149_1 | FALSE
| FALSE | AZPS | 230 | AZPS | 230 | 14204 | CHOLLA | 14215 | LEUPP | 1 | 25.4076 | 0 | 0 | 0 | 0 | 0.0925 | 274.55 | SW | SW |  | 14204_14215_1 | FALSE
| FALSE | BPAT | 115 | PACW | 115 | 40481 | GRANDVEW | 45119 | GRANDVW2 | 1 | 0 | 0 | 0 | 0 | 0 | 0 | 128.25 | NW | NW |  | 40481_45119_1 | FALSE
| FALSE | BPAT | 230 | BPAT | 230 | 40487 | GRN_VALLEY+ | 40701 | MARTIN# | 1 | -22.7219 | 0 | 0 | 0 | 0 | -0.05664 | 401.185 | NW | NW |  | 40487_40701_1 | FALSE
| FALSE | BPAT | 230 | BPAT | 230 | 40487 | GRN_VALLEY+ | 40881 | RESTON# | 1 | 13.791 | 0 | 0 | 0 | 0 | 0.0276 | 499.605 | NW | NW |  | 40487_40881_1 | FALSE
| FALSE | BPAT | 500 | BPAT | 500 | 40488 | GRIZZ R3 | 40837 | PONDROSA | 1 | 585.0243 | 0 | 0 | 0 | 0 | 0.15009 | 3897.755 | NW | NW |  | 40488_40837_1 | FALSE
| FALSE | BPAT | 500 | BPAT | 500 | 40489 | GRIZZLY | 40488 | GRIZZ R3 | 1 | 585.0243 | 0 | 0 | 0 | 0 | 0.13357 | 4379.785 | NW | NW |  | 40489_40488_1 | FALSE
| FALSE | BPAT | 500 | BPAT | 500 | 40489 | GRIZZLY | 40834 | PONDROSB | 1 | 807.6356 | 0 | 0 | 0 | 0 | 0.21815 | 3702.245 | NW | NW |  | 40489_40834_1 | FALSE
| FALSE | AZPS | 230 | AZPS | 230 | 14205 | COCONINO | 14247 | VERDE S | 1 | -9.2931 | 0 | 0 | 0 | 0 | -0.04467 | 208.05 | SW | SW |  | 14205_14247_1 | FALSE
| FALSE | BPAT | 500 | PGE | 500 | 40489 | GRIZZLY | 43485 | ROUND BU | 1 | 66.1483 | 0 | 0 | 0 | 0 | 0.10048 | 658.35 | NW | NW |  | 40489_43485_1 | FALSE
| FALSE | BPAT | 500 | BPAT | 500 | 40499 | HANFORD | 40683 | LOW MON | 1 | -417.207 | 0 | 0 | 0 | 0 | -0.11739 | 3554.14 | NW | NW |  | 40499_40683_1 | FALSE
| FALSE | BPAT | 500 | BPAT | 500 | 40499 | HANFORD | 41113 | VANTAGE | 1 | 130.4519 | 0 | 0 | 0 | 0 | 0.035236 | 3702.245 | NW | NW |  | 40499_41113_1 | FALSE
| FALSE | BPAT | 500 | BPAT | 500 | 40499 | HANFORD | 41138 | WAUTOMA | 1 | 589.9772 | 0 | 0 | 0 | 0 | 0.15936 | 3702.245 | NW | NW |  | 40499_41138_1 | FALSE
| FALSE | BPAT | 500 | BPAT | 500 | 40499 | HANFORD | 41138 | WAUTOMA | 2 | 585.8515 | 0 | 0 | 0 | 0 | 0.15824 | 3702.245 | NW | NW |  | 40499_41138_2 | FALSE
| FALSE | BPAT | 230 | BPAT | 230 | 40513 | HASKILL+ | 40657 | LIBBY | 1 | -111.813 | 0 | 0 | 0 | 0 | -0.16692 | 669.845 | NW | NW |  | 40513_40657_1 | FALSE
| FALSE | AVA | 230 | AVA | 230 | 40519 | HATWAI | 48197 | LOLO | 1 | 93.3994 | 0 | 0 | 0 | 0 | 0.10767 | 867.445 | NW | NW |  | 40519_48197_1 | FALSE
| FALSE | AVA | 230 | AVA | 230 | 40519 | HATWAI | 48249 | MOSCOW | 1 | 6.6263 | 0 | 0 | 0 | 0 | 0.0106 | 624.435 | NW | NW |  | 40519_48249_1 | FALSE
| FALSE | AVA | 230 | AVA | 230 | 40519 | HATWAI | 48255 | N LEWIST | 1 | 81.1856 | 0 | 0 | 0 | 0 | 0.10727 | 756.865 | NW | NW |  | 40519_48255_1 | FALSE
| FALSE | BPAT | 500 | BPAT | 500 | 40521 | HATWAI | 40679 | LOW GRAN | 1 | 200.5841 | 0 | 0 | 0 | 0 | 0.0464 | 4327.535 | NW | NW |  | 40521_40679_1 | FALSE
| FALSE | BPAT | 230 | BPAT | 230 | 40537 | HILL TOP | 41135 | WARNER | 1 | 15.1205 | 0 | 0 | 0 | 0 | 0.0218 | 692.55 | NW | NW |  | 40537_41135_1 | FALSE
| FALSE | BPAT | 230 | BPAT | 230 | 40549 | HORSE HV | 41351 | MCNRY S1 | 1 | -109.697 | 0 | 0 | 0 | 0 | -0.16058 | 683.145 | NW | NW |  | 40549_41351_1 | FALSE
| FALSE | BPAT | 230 | BPAT | 230 | 40551 | HOT SPR | 41091 | TROUT_CREEK+ | 1 | -47.6444 | 0 | 0 | 0 | 0 | -0.0741 | 643.34 | NW | NW |  | 40551_41091_1 | FALSE
| FALSE | AZPS | 230 | SRP | 230 | 14207 | DEERVALY | 15202 | ALEXANDR | 1 | 74.7129 | 0 | 0 | 0 | 0 | 0.10863 | 687.8 | SW | SW |  | 14207_15202_1 | FALSE
| FALSE | BPAT | 230 | BPAT | 230 | 40551 | HOT SPR | 47367 | LAKESIDE+ | 1 | -34.454 | 0 | 0 | 0 | 0 | -0.0562 | 613.13 | NW | NW |  | 40551_47367_1 | FALSE
| FALSE | BPAT | 230 | AVA | 230 | 40551 | HOT SPR | 48281 | NOXON_EAST | 2 | -48.0356 | 0 | 0 | 0 | 0 | -0.0857 | 560.5 | NW | NW |  | 40551_48281_2 | FALSE
| FALSE | BPAT | 500 | BPAT | 500 | 40553 | HOT SPR | 41057 | TAFT | 1 | 99.2765 | 0 | 0 | 0 | 0 | 0.0359 | 2764.31 | NW | NW |  | 40553_41057_1 | FALSE
| FALSE | AZPS | 230 | SRP | 230 | 14207 | DEERVALY | 15211 | PINPKSRP | 1 | -53.5682 | 0 | 0 | 0 | 0 | -0.0779 | 687.99 | SW | SW |  | 14207_15211_1 | FALSE
| FALSE | BPAT | 500 | BPAT | 500 | 40585 | JOHN DAY | 40699 | MARION | 1 | 531.0282 | 0 | 0 | 0 | 0 | 0.15666 | 3389.6 | NW | NW |  | 40585_40699_1 | FALSE
| FALSE | BPAT | 500 | BPAT | 500 | 40585 | JOHN DAY | 40989 | SLATT | 1 | -343.783 | 0 | 0 | 0 | 0 | -0.0929 | 3702.245 | NW | NW |  | 40585_40989_1 | FALSE
| FALSE | BPAT | 500 | BPAT | 500 | 40585 | JOHN DAY | 41401 | ROCK CK | 1 | -534.267 | 0 | 0 | 0 | 0 | -0.14431 | 3702.245 | NW | NW |  | 40585_41401_1 | FALSE
| FALSE | BPAT | 500 | BPAT | 500 | 40585 | JOHN DAY | 44086 | JOHNDAY_PH1 | 1 | -288.884 | 0 | 0 | 0 | 0 | -0.23409 | 1234.05 | NW | NW |  | 40585_44086_1 | FALSE
| FALSE | BPAT | 500 | BPAT | 500 | 40585 | JOHN DAY | 44087 | JOHNDAY_PH2 | 2 | -288.884 | 0 | 0 | 0 | 0 | -0.23409 | 1234.05 | NW | NW |  | 40585_44087_2 | FALSE
| FALSE | BPAT | 500 | BPAT | 500 | 40585 | JOHN DAY | 44088 | JOHNDAY_PH3 | 3 | -288.884 | 0 | 0 | 0 | 0 | -0.23409 | 1234.05 | NW | NW |  | 40585_44088_3 | FALSE
| FALSE | BPAT | 500 | BPAT | 500 | 40585 | JOHN DAY | 44089 | JOHNDAY_PH4 | 4 | -288.884 | 0 | 0 | 0 | 0 | -0.23409 | 1234.05 | NW | NW |  | 40585_44089_4 | FALSE
| FALSE | BPAT | 230 | PGE | 230 | 40598 | KEELER E | 43541 | ST MARYS | 1 | 22.9573 | 0 | 0 | 0 | 0 | 0.025491 | 900.6 | NW | NW |  | 40598_43541_1 | FALSE
| FALSE | BPAT | 230 | PGE | 230 | 40599 | KEELER W | 43740 | HORIZN | 1 | 310.3015 | 0 | 0 | 0 | 0 | 0.33194 | 934.7999 | NW | NW |  | 40599_43740_1 | FALSE
| FALSE | BPAT | 500 | BPAT | 500 | 40601 | KEELER | 40827 | PEARL | 1 | -451.222 | 0 | 0 | 0 | 0 | -0.17086 | 2640.905 | NW | NW |  | 40601_40827_1 | FALSE
| FALSE | AZPS | 230 | SRP | 230 | 14210 | EL SOL | 15201 | AGUAFRIA | 1 | 51.7222 | 0 | 0 | 0 | 0 | 0.12374 | 418 | SW | SW |  | 14210_15201_1 | FALSE
| FALSE | BPAT | 115 | AVA | 115 | 40607 | KETTLE# | 48175 | KETTLEAV | 1 | -5.8412 | 0 | 0 | 0 | 0 | -0.0848 | 68.875 | NW | NW |  | 40607_48175_1 | FALSE
| FALSE | BPAT | 115 | PSEI | 115 | 40611 | KITSAPS | 42901 | S.BREM W | 1 | 53.3802 | 0 | 0 | 0 | 0 | 0.16986 | 314.26 | NW | NW |  | 40611_42901_1 | FALSE
| FALSE | BPAT | 230 | BPAT | 230 | 40615 | KITSAP 2 | 40971 | SHELTON | 4 | -103.123 | 0 | 0 | 0 | 0 | -0.16316 | 632.035 | NW | NW |  | 40615_40971_4 | FALSE
| FALSE | AZPS | 230 | PNM | 230 | 14211 | FOURCORN | 10248 | PILLAR | 1 | 23.3273 | 0 | 0 | 0 | 0 | 0.0611 | 381.9 | SW | SW |  | 14211_10248_1 | FALSE
| FALSE | BPAT | 230 | BPAT | 230 | 40621 | LAGRANDE | 40905 | ROUNDUP | 1 | -7.0512 | 0 | 0 | 0 | 0 | -0.0135 | 522.31 | NW | NW |  | 40621_40905_1 | FALSE
| FALSE | BPAT | 230 | IPTV | 230 | 40621 | LAGRANDE | 60312 | N POWDER | 1 | -39.249 | 0 | 0 | 0 | 0 | -0.0816 | 480.985 | NW | Inland |  | 40621_60312_1 | FALSE
| FALSE | BPAT | 230 | AVA | 230 | 40624 | LANCASTR | 40787 | NOXON_WEST | 1 | -80.2862 | 0 | 0 | 0 | 0 | -0.15046 | 533.615 | NW | NW |  | 40624_40787_1 | FALSE
| FALSE | BPAT | 230 | BPAT | 230 | 40627 | LANE S1 | 41141 | WENDSON | 2 | 50.2278 | 0 | 0 | 0 | 0 | 0.10534 | 476.805 | NW | NW |  | 40627_41141_2 | FALSE
| FALSE | BPAT | 500 | BPAT | 500 | 40629 | LANE | 40699 | MARION | 1 | -278.092 | 0 | 0 | 0 | 0 | -0.0919 | 3027.65 | NW | NW |  | 40629_40699_1 | FALSE
| FALSE | AZPS | 230 | AZPS | 230 | 14212 | GLENDALE | 14270 | GRNDTRML | 1 | 43.0873 | 0 | 0 | 0 | 0 | 0.12484 | 345.135 | SW | SW |  | 14212_14270_1 | FALSE
| FALSE | BPAT | 230 | PACW | 230 | 40635 | LAPINE | 45239 | PILOTBT | 1 | -97.9075 | 0 | 0 | 0 | 0 | -0.18745 | 522.31 | NW | NW |  | 40635_45239_1 | FALSE
| FALSE | BPAT | 230 | BPAT | 230 | 40651 | LEXINGTN | 40672 | LONGVANX | 2 | -25.3306 | 0 | 0 | 0 | 0 | -0.0507 | 499.605 | NW | NW |  | 40651_40672_2 | FALSE
| FALSE | BPAT | 230 | BPAT | 230 | 40651 | LEXINGTN | 41161 | WOODLAND | 1 | -21.5473 | 0 | 0 | 0 | 0 | -0.0435 | 495.805 | NW | NW |  | 40651_41161_1 | FALSE
| FALSE | AZPS | 230 | AZPS | 230 | 14215 | LEUPP | 14205 | COCONINO | 1 | 26.5436 | 0 | 0 | 0 | 0 | 0.0967 | 274.55 | SW | SW |  | 14215_14205_1 | FALSE
| FALSE | BPAT | 230 | PSEI | 230 | 40664 | CEN FERY | 42987 | PHALEN G | 1 | -87.6442 | 0 | 0 | 0 | 0 | -0.0598 | 1464.9 | NW | NW |  | 40664_42987_1 | FALSE
| FALSE | BPAT | 500 | BPAT | 500 | 40665 | LIT GOOS | 40666 | CEN FERY | 2 | -152.655 | 0 | 0 | 0 | 0 | -0.0351 | 4343.97 | NW | NW |  | 40665_40666_2 | FALSE
| FALSE | BPAT | 500 | BPAT | 500 | 40665 | LIT GOOS | 40679 | LOW GRAN | 1 | -217.949 | 0 | 0 | 0 | 0 | -0.0587 | 3712.125 | NW | NW |  | 40665_40679_1 | FALSE
| FALSE | BPAT | 500 | BPAT | 500 | 40665 | LIT GOOS | 40683 | LOW MON | 1 | 306.5876 | 0 | 0 | 0 | 0 | 0.0828 | 3702.245 | NW | NW |  | 40665_40683_1 | FALSE
| FALSE | BPAT | 500 | BPAT | 500 | 40665 | LIT GOOS | 40683 | LOW MON | 2 | 333.2474 | 0 | 0 | 0 | 0 | 0.077 | 4327.535 | NW | NW |  | 40665_40683_2 | FALSE
| FALSE | BPAT | 500 | BPAT | 500 | 40665 | LIT GOOS | 44217 | LIT_GOS_PH1 | 1 | -269.231 | 0 | 0 | 0 | 0 | -0.16362 | 1645.495 | NW | NW |  | 40665_44217_1 | FALSE
| FALSE | BPAT | 500 | BPAT | 500 | 40666 | CEN FERY | 40679 | LOW GRAN | 2 | -256.217 | 0 | 0 | 0 | 0 | -0.059 | 4343.97 | NW | NW |  | 40666_40679_2 | FALSE
| FALSE | BPAT | 500 | BPAT | 500 | 40666 | CEN FERY | 40683 | LOW MON | 1 | 260.0582 | 0 | 0 | 0 | 0 | 0.052947 | 4911.69 | NW | NW |  | 40666_40683_1 | FALSE
| FALSE | BPAT | 230 | BPAT | 230 | 40671 | LONGVIEW_M | 40673 | LONGVIEW# | 1 | -57.1167 | 0 | 0 | 0 | 0 | -0.0729 | 783.37 | NW | NW |  | 40671_40673_1 | FALSE
| FALSE | BPAT | 230 | BPAT | 230 | 40672 | LONGVANX | 47677 | MINTFARM | 1 | -194.788 | 0 | 0 | 0 | 0 | -0.2127 | 915.8 | NW | NW |  | 40672_47677_1 | FALSE
| FALSE | BPAT | 500 | BPAT | 500 | 40679 | LOW GRAN | 44237 | LOW_GRN_PH1 | 1 | -273.583 | 0 | 0 | 0 | 0 | -0.16626 | 1645.495 | NW | NW |  | 40679_44237_1 | FALSE
| FALSE | AZPS | 230 | AZPS | 230 | 14216 | LINCSTRT | 14239 | WPHXAPSN | 1 | -213.418 | 0 | 0 | 0 | 0 | -0.25045 | 852.15 | SW | SW |  | 14216_14239_1 | FALSE
| FALSE | BPAT | 500 | BPAT | 500 | 40683 | LOW MON | 40917 | SACJWA# | 1 | 371.7621 | 0 | 0 | 0 | 0 | 0.10042 | 3702.245 | NW | NW |  | 40683_40917_1 | FALSE
| FALSE | BPAT | 500 | BPAT | 500 | 40683 | LOW MON | 44257 | LOW_MON_PH1 | 1 | -271.495 | 0 | 0 | 0 | 0 | -0.13095 | 2073.28 | NW | NW |  | 40683_44257_1 | FALSE
| FALSE | TH_Malin | 500 | TH_Malin | 500 | 40684 | MALIN R1 | 40687 | MALIN | 1 | -6.9946 | 0 | 0 | 0 | 0 | -0.00189 | 3702.245 | NW | NW |  | 40684_40687_1 | FALSE
| FALSE | BPAT | 230 | BPAT | 230 | 40685 | MABTON+ | 40686 | SPRING_CK | 1 | -14.986 | 0 | 0 | 0 | 0 | -0.0246 | 609.33 | NW | NW |  | 40685_40686_1 | FALSE
| FALSE | BPAT | 230 | BPAT | 230 | 40685 | MABTON+ | 41291 | WINECTRY | 1 | 10.3712 | 0 | 0 | 0 | 0 | 0.0181 | 571.425 | NW | NW |  | 40685_41291_1 | FALSE
| FALSE | AZPS | 230 | AZPS | 230 | 14217 | LONEPEAK | 14227 | SUNYSLOP | 1 | -32.7722 | 0 | 0 | 0 | 0 | -0.07499 | 437 | SW | SW |  | 14217_14227_1 | FALSE
| FALSE | BPAT | 230 | SCL | 230 | 40689 | MAPLE V3 | 46435 | MASS | 1 | 165.5007 | 0 | 0 | 0 | 0 | 0.34912 | 474.05 | NW | NW |  | 40689_46435_1 | FALSE
| FALSE | BPAT | 345 | BPAT | 345 | 40691 | MAPLEVLY_VL | 40891 | ROCKY RH | 1 | -263.271 | 0 | 0 | 0 | 0 | -0.25205 | 1044.525 | NW | NW |  | 40691_40891_1 | FALSE
| FALSE | BPAT | 500 | BPAT | 500 | 40699 | MARION | 40827 | PEARL | 1 | 405.1598 | 0 | 0 | 0 | 0 | 0.16415 | 2468.195 | NW | NW |  | 40699_40827_1 | FALSE
| FALSE | BPAT | 500 | BPAT | 500 | 40699 | MARION | 40941 | SANTIAM | 1 | 426.0048 | 0 | 0 | 0 | 0 | 0.1072 | 3973.85 | NW | NW |  | 40699_40941_1 | FALSE
| FALSE | AZPS | 230 | AZPS | 230 | 14217 | LONEPEAK | 14261 | PPAPS E | 1 | -78.2663 | 0 | 0 | 0 | 0 | -0.18724 | 418 | SW | SW |  | 14217_14261_1 | FALSE
| FALSE | BPAT | 230 | BPAT | 230 | 40701 | MARTIN# | 40705 | MARTN CR | 1 | 20.1609 | 0 | 0 | 0 | 0 | 0.0404 | 499.605 | NW | NW |  | 40701_40705_1 | FALSE
| FALSE | BPAT | 230 | BPAT | 230 | 40709 | MAUPIN | 40875 | RDMND_E | 1 | 99.0185 | 0 | 0 | 0 | 0 | 0.20603 | 480.605 | NW | NW |  | 40709_40875_1 | FALSE
| FALSE | BPAT | 69 | PACW | 69 | 40715 | MCNARY | 45313 | UMATILLA | 1 | -1.8489 | 0 | 0 | 0 | 0 | -0.013 | 142.12 | NW | NW |  | 40715_45313_1 | FALSE
| FALSE | BPAT | 345 | BPAT | 345 | 40721 | MCNARY | 40901 | ROSS | 1 | 222.2498 | 0 | 0 | 0 | 0 | 0.2151 | 1033.22 | NW | NW |  | 40721_40901_1 | FALSE
| FALSE | BPAT | 500 | BPAT | 500 | 40723 | MCNARY | 40585 | JOHN DAY | 2 | 395.668 | 0 | 0 | 0 | 0 | 0.0808 | 4895.255 | NW | NW |  | 40723_40585_2 | FALSE
| FALSE | AZPS | 230 | AZPS | 230 | 14218 | MEADOWBK | 14206 | CTRYCLUB | 1 | -173.849 | 0 | 0 | 0 | 0 | -0.35721 | 486.685 | SW | SW |  | 14218_14206_1 | FALSE
| FALSE | BPAT | 500 | BPAT | 500 | 40723 | MCNARY | 40917 | SACJWA# | 1 | -263.971 | 0 | 0 | 0 | 0 | -0.07427 | 3554.14 | NW | NW |  | 40723_40917_1 | FALSE
| FALSE | AZPS | 230 | AZPS | 230 | 14218 | MEADOWBK | 14227 | SUNYSLOP | 1 | 130.4112 | 0 | 0 | 0 | 0 | 0.38238 | 341.05 | SW | SW |  | 14218_14227_1 | FALSE
| FALSE | BPAT | 115 | PACW | 115 | 40745 | MONMOUTH | 45354 | MONPAC | 1 | 0 | 0 | 0 | 0 | 0 | 0 | 211.85 | NW | NW |  | 40745_45354_1 | FALSE
| FALSE | BPAT | 230 | BPAT | 230 | 40747 | MONROE | 40751 | MONROE_JMP | 1 | 115.2513 | 0 | 0 | 0 | 0 | 0.11579 | 995.315 | NW | NW |  | 40747_40751_1 | FALSE
| FALSE | BPAT | 500 | BPAT | 500 | 40749 | MONROE | 41001 | SNOKING# | 1 | -207.963 | 0 | 0 | 0 | 0 | -0.0588 | 3537.705 | NW | NW |  | 40749_41001_1 | FALSE
| FALSE | BPAT | 115 | PACW | 115 | 40755 | MOXEE | 45147 | HOPLAND | 1 | 4.8593 | 0 | 0 | 0 | 0 | 0.02 | 243.2 | NW | NW |  | 40755_45147_1 | FALSE
| FALSE | AZPS | 230 | AZPS | 230 | 14220 | REACH | 14217 | LONEPEAK | 1 | -19.7641 | 0 | 0 | 0 | 0 | -0.0282 | 700.15 | SW | SW |  | 14220_14217_1 | FALSE
| FALSE | BPAT | 230 | BPAT | 230 | 40767 | MURRAY | 41327 | SNOHOMISH_S1 | 1 | -101.401 | 0 | 0 | 0 | 0 | -0.20296 | 499.605 | NW | NW |  | 40767_41327_1 | FALSE
| FALSE | BPAT | 230 | PSEI | 230 | 40767 | MURRAY | 42103 | SEDRO NT | 1 | 9.8747 | 0 | 0 | 0 | 0 | 0.0199 | 495.805 | NW | NW |  | 40767_42103_1 | FALSE
| FALSE | BPAT | 500 | BPAT | 500 | 40774 | NAPAVINE | 40821 | PAUL | 1 | 58.0234 | 0 | 0 | 0 | 0 | 0.0164 | 3537.705 | NW | NW |  | 40774_40821_1 | FALSE
| FALSE | AZPS | 230 | AZPS | 230 | 14220 | REACH | 14260 | PPAPS C | 1 | -62.9237 | 0 | 0 | 0 | 0 | -0.10398 | 605.15 | SW | SW |  | 14220_14260_1 | FALSE
| FALSE | BPAT | 115 | AVA | 115 | 40779 | NEWPORTB | 47086 | PINE ST | 1 | 9.7352 | 0 | 0 | 0 | 0 | 0.0858 | 113.525 | NW | NW |  | 40779_47086_1 | FALSE
| FALSE | BPAT | 115 | PACW | 115 | 40783 | NORWAY+ | 45364 | NORWAYTI | 1 | 0 | 0 | 0 | 0 | 0 | 0 | 114.95 | NW | NW |  | 40783_45364_1 | FALSE
| FALSE | BPAT | 230 | BPAT | 230 | 40792 | OLYMPIA_W | 40207 | CHEHALIS | 1 | -53.6309 | 0 | 0 | 0 | 0 | -0.10735 | 499.605 | NW | NW |  | 40792_40207_1 | FALSE
| FALSE | BPAT | 230 | BPAT | 230 | 40792 | OLYMPIA_W | 40947 | SATSOP | 2 | -111.187 | 0 | 0 | 0 | 0 | -0.22255 | 499.605 | NW | NW |  | 40792_40947_2 | FALSE
| FALSE | BPAT | 230 | BPAT | 230 | 40792 | OLYMPIA_W | 40971 | SHELTON | 4 | 132.8216 | 0 | 0 | 0 | 0 | 0.2031 | 653.98 | NW | NW |  | 40792_40971_4 | FALSE
| FALSE | BPAT | 230 | BPAT | 230 | 40793 | OLYMPIA | 40971 | SHELTON | 5 | 134.8655 | 0 | 0 | 0 | 0 | 0.20362 | 662.34 | NW | NW |  | 40793_40971_5 | FALSE
| FALSE | AZPS | 230 | WALC | 230 | 14221 | PPAPS W | 19062 | PINPK | 1 | -101.649 | 0 | 0 | 0 | 0 | -0.16797 | 605.15 | SW | SW |  | 14221_19062_1 | FALSE
| FALSE | BPAT | 230 | BPAT | 230 | 40794 | OLYMPIA_E | 40971 | SHELTON | 3 | 136.7156 | 0 | 0 | 0 | 0 | 0.20905 | 653.98 | NW | NW |  | 40794_40971_3 | FALSE
| FALSE | BPAT | 500 | BPAT | 500 | 40797 | OLYMPIA | 40821 | PAUL | 1 | -273.63 | 0 | 0 | 0 | 0 | -0.066 | 4146.56 | NW | NW |  | 40797_40821_1 | FALSE
| FALSE | BPAT | 500 | BPAT | 500 | 40809 | OSTRNDER | 40827 | PEARL | 1 | 772.9019 | 0 | 0 | 0 | 0 | 0.32507 | 2377.66 | NW | NW |  | 40809_40827_1 | FALSE
| FALSE | BPAT | 500 | BPAT | 500 | 40809 | OSTRNDER | 41095 | TROUTDAL | 1 | 321.5885 | 0 | 0 | 0 | 0 | 0.12177 | 2640.905 | NW | NW |  | 40809_41095_1 | FALSE
| FALSE | BPAT | 500 | BPAT | 500 | 40809 | OSTRNDER | 41450 | KNIGHT | 1 | -588.639 | 0 | 0 | 0 | 0 | -0.159 | 3702.245 | NW | NW |  | 40809_41450_1 | FALSE
| FALSE | BPAT | 230 | BPAT | 230 | 40813 | PARKDALE | 41092 | TROUTD E | 1 | 163.4703 | 0 | 0 | 0 | 0 | 0.24996 | 653.98 | NW | NW |  | 40813_41092_1 | FALSE
| FALSE | BPAT | 500 | BPAT | 500 | 40821 | PAUL | 40869 | RAVER | 1 | -517.899 | 0 | 0 | 0 | 0 | -0.16141 | 3208.625 | NW | NW |  | 40821_40869_1 | FALSE
| FALSE | BPAT | 500 | BPAT | 500 | 40821 | PAUL | 40949 | SATSOP | 1 | 41.7236 | 0 | 0 | 0 | 0 | 0.00867 | 4812.89 | NW | NW |  | 40821_40949_1 | FALSE
| FALSE | BPAT | 500 | BPAT | 500 | 40821 | PAUL | 47741 | BIG_HAN_STA# | 1 | 0.77206 | 0 | 0 | 0 | 0 | 0.000447 | 1727.1 | NW | NW |  | 40821_47741_1 | FALSE
| FALSE | BPAT | 500 | BPAT | 500 | 40821 | PAUL | 47745 | CENTRLIA_P2 | 2 | 0.77206 | 0 | 0 | 0 | 0 | 0.000447 | 1727.1 | NW | NW |  | 40821_47745_2 | FALSE
| FALSE | AZPS | 230 | AZPS | 230 | 14225 | SAGUARO | 14229 | TATMOMLI | 1 | 0.58661 | 0 | 0 | 0 | 0 | 0.00215 | 272.65 | SW | SW |  | 14225_14229_1 | FALSE
| FALSE | BPAT | 500 | BPAT | 500 | 40869 | RAVER | 40957 | SCHULTZ | 3 | -482.322 | 0 | 0 | 0 | 0 | -0.18264 | 2640.905 | NW | NW |  | 40869_40957_3 | FALSE
| FALSE | BPAT | 500 | BPAT | 500 | 40869 | RAVER | 40957 | SCHULTZ | 4 | -554.078 | 0 | 0 | 0 | 0 | -0.22009 | 2517.5 | NW | NW |  | 40869_40957_4 | FALSE
| FALSE | BPAT | 500 | BPAT | 500 | 40869 | RAVER | 41051 | TACOMA | 1 | 504.4992 | 0 | 0 | 0 | 0 | 0.12748 | 3957.32 | NW | NW |  | 40869_41051_1 | FALSE
| FALSE | AZPS | 230 | AZPS | 230 | 14225 | SAGUARO | 14271 | MILLIGAN | 1 | -75.5878 | 0 | 0 | 0 | 0 | -0.18166 | 416.1 | SW | SW |  | 14225_14271_1 | FALSE
| FALSE | BPAT | 115 | PACW | 115 | 40873 | RDMND_E | 45263 | RDMNDPPL | 1 | 0.08 | 0 | 0 | 0 | 0 | 0.000253 | 316.35 | NW | NW |  | 40873_45263_1 | FALSE
| FALSE | BPAT | 115 | PACW | 115 | 40874 | RDMND_W | 44958 | YEW AV T | 1 | 15.0923 | 0 | 0 | 0 | 0 | 0.1023 | 147.535 | NW | NW |  | 40874_44958_1 | FALSE
| FALSE | BPAT | 230 | PGE | 230 | 40876 | RDMND_W | 43482 | ROUNDB S | 1 | -101.405 | 0 | 0 | 0 | 0 | -0.18727 | 541.5 | NW | NW |  | 40876_43482_1 | FALSE
| FALSE | BPAT | 230 | PACW | 230 | 40883 | RESTON | 45093 | DIXONVLE | 1 | -44.3268 | 0 | 0 | 0 | 0 | -0.10013 | 442.7 | NW | NW |  | 40883_45093_1 | FALSE
| FALSE | AZPS | 230 | AZPS | 230 | 14226 | SNTAROSA | 14229 | TATMOMLI | 1 | 9.3997 | 0 | 0 | 0 | 0 | 0.0345 | 272.65 | SW | SW |  | 14226_14229_1 | FALSE
| FALSE | BPAT | 230 | BPAT | 230 | 40899 | ROSS_W | 40975 | SIFTON1# | 1 | -79.8452 | 0 | 0 | 0 | 0 | -0.15864 | 503.31 | NW | NW |  | 40899_40975_1 | FALSE
| FALSE | BPAT | 69 | PACW | 69 | 40903 | ROUNDUP | 45413 | PILOT RK | 1 | 6.1095 | 0 | 0 | 0 | 0 | 0.19488 | 31.35 | NW | NW |  | 40903_45413_1 | FALSE
| FALSE | PNM | 230 | PNM | 230 | 10011 | AMBROSIA | 10041 | BISTI | 1 | 16.2273 | 0 | 0 | 0 | 0 | 0.0425 | 381.9 | SW | SW |  | 10011_10041_1 | FALSE
| FALSE | AZPS | 230 | SRP | 230 | 14226 | SNTAROSA | 15235 | DBG | 1 | -227.404 | 0 | 0 | 0 | 0 | -0.30034 | 757.15 | SW | SW |  | 14226_15235_1 | FALSE
| FALSE | BPAT | 500 | BPAT | 500 | 40913 | SACJAWEA | 40917 | SACJWA# | 1 | -107.791 | 0 | 0 | 0 | 0 | -0.0258 | 4171.165 | NW | NW |  | 40913_40917_1 | FALSE
| FALSE | BPAT | 115 | PACW | 115 | 40921 | SALEM | 45142 | DALLAS | 1 | 30.2152 | 0 | 0 | 0 | 0 | 0.18492 | 163.4 | NW | NW |  | 40921_45142_1 | FALSE
| FALSE | BPAT | 115 | PGE | 115 | 40925 | SALEM_AL# | 43781 | SALEMAL# | 1 | 0 | 0 | 0 | 0 | 0 | 0 | 252.7 | NW | NW |  | 40925_43781_1 | FALSE
| FALSE | AZPS | 230 | WALC | 230 | 14226 | SNTAROSA | 19068 | TESTTRAK | 1 | -148.125 | 0 | 0 | 0 | 0 | -0.19564 | 757.15 | SW | SW |  | 14226_19068_1 | FALSE
| FALSE | BPAT | 115 | AVA | 115 | 40933 | DOVER_NLI | 48376 | SAGLE | 1 | 3.7836 | 0 | 0 | 0 | 0 | 0.0278 | 136.04 | NW | NW |  | 40933_48376_1 | FALSE
| FALSE | BPAT | 230 | BPAT | 230 | 40937 | SANTIAM_JMP | 40939 | SANTIAM WEST | 1 | -81.9072 | 0 | 0 | 0 | 0 | -0.0866 | 946.105 | NW | NW |  | 40937_40939_1 | FALSE
| FALSE | BPAT | 230 | BPAT | 230 | 40939 | SANTIAM WEST | 41079 | TUMBL_CREEK+ | 1 | -115.353 | 0 | 0 | 0 | 0 | -0.23266 | 495.805 | NW | NW |  | 40939_41079_1 | FALSE
| FALSE | BPAT | 230 | BPAT | 230 | 40939 | SANTIAM WEST | 41165 | WREN+ | 1 | 90.0856 | 0 | 0 | 0 | 0 | 0.21063 | 427.69 | NW | NW |  | 40939_41165_1 | FALSE
| FALSE | BPAT | 230 | BPAT | 230 | 40947 | SATSOP | 40971 | SHELTON | 1 | 157.9223 | 0 | 0 | 0 | 0 | 0.23843 | 662.34 | NW | NW |  | 40947_40971_1 | FALSE
| FALSE | BPAT | 115 | GCPD | 115 | 40955 | SCHRAG | 46091 | SCHRAG T | 1 | -12.6029 | 0 | 0 | 0 | 0 | -0.10405 | 121.125 | NW | NW |  | 40955_46091_1 | FALSE
| FALSE | BPAT | 500 | BPAT | 500 | 40957 | SCHULTZ | 40973 | SICKLER | 1 | -611.512 | 0 | 0 | 0 | 0 | -0.17954 | 3406.035 | NW | NW |  | 40957_40973_1 | FALSE
| FALSE | BPAT | 500 | BPAT | 500 | 40957 | SCHULTZ | 41113 | VANTAGE | 1 | -432.382 | 0 | 0 | 0 | 0 | -0.17518 | 2468.195 | NW | NW |  | 40957_41113_1 | FALSE
| FALSE | BPAT | 230 | BPAT | 230 | 40963 | HORSERANCH# | 40751 | MONROE_JMP | 1 | -57.6256 | 0 | 0 | 0 | 0 | -0.12086 | 476.805 | NW | NW |  | 40963_40751_1 | FALSE
| FALSE | AZPS | 230 | AZPS | 230 | 14228 | SURPRISE | 14210 | EL SOL | 1 | 131.1261 | 0 | 0 | 0 | 0 | 0.22928 | 571.9 | SW | SW |  | 14228_14210_1 | FALSE
| FALSE | BPAT | 230 | BPAT | 230 | 40963 | HORSERANCH# | 40751 | MONROE_JMP | 2 | -57.6256 | 0 | 0 | 0 | 0 | -0.12086 | 476.805 | NW | NW |  | 40963_40751_2 | FALSE
| FALSE | BPAT | 230 | BPAT | 230 | 40963 | HORSERANCH# | 41330 | SNOHOMISH_S4 | 1 | -2.2448 | 0 | 0 | 0 | 0 | -0.00453 | 495.805 | NW | NW |  | 40963_41330_1 | FALSE
| FALSE | BPAT | 230 | BPAT | 230 | 40963 | HORSERANCH# | 41330 | SNOHOMISH_S4 | 2 | -2.2597 | 0 | 0 | 0 | 0 | -0.00456 | 495.805 | NW | NW |  | 40963_41330_2 | FALSE
| FALSE | BPAT | 230 | BPAT | 230 | 40971 | SHELTON | 40613 | KITSAP | 3 | 98.068 | 0 | 0 | 0 | 0 | 0.19779 | 495.805 | NW | NW |  | 40971_40613_3 | FALSE
| FALSE | BPAT | 230 | BPAT | 230 | 40975 | SIFTON1# | 40981 | SIFTON_E | 1 | 98.3396 | 0 | 0 | 0 | 0 | 0.14847 | 662.34 | NW | NW |  | 40975_40981_1 | FALSE
| FALSE | AZPS | 230 | AZPS | 230 | 14228 | SURPRISE | 14231 | WESTWNGW | 1 | -275.296 | 0 | 0 | 0 | 0 | -0.2425 | 1135.25 | SW | SW |  | 14228_14231_1 | FALSE
| FALSE | BPAT | 230 | BPAT | 230 | 40986 | SLATT | 47394 | MONTG 1 | 1 | -97.5257 | 0 | 0 | 0 | 0 | -0.15769 | 618.45 | NW | NW |  | 40986_47394_1 | FALSE
| FALSE | BPAT | 230 | BPAT | 230 | 40986 | SLATT | 47849 | SHPD FLT | 1 | -95.9361 | 0 | 0 | 0 | 0 | -0.0933 | 1028.375 | NW | NW |  | 40986_47849_1 | FALSE
| FALSE | BPAT | 230 | BPAT | 230 | 40986 | SLATT | 47849 | SHPD FLT | 2 | -95.9361 | 0 | 0 | 0 | 0 | -0.0933 | 1028.375 | NW | NW |  | 40986_47849_2 | FALSE
| FALSE | BPAT | 500 | BPAT | 500 | 41001 | SNOKING# | 41007 | SNOKING | 1 | 348.8385 | 0 | 0 | 0 | 0 | 0.11553 | 3019.385 | NW | NW |  | 41001_41007_1 | FALSE
| FALSE | BPAT | 115 | PACW | 115 | 41019 | ST JOHNS | 45281 | STJOHNSS | 1 | -13.6408 | 0 | 0 | 0 | 0 | -0.0462 | 295.45 | NW | NW |  | 41019_45281_1 | FALSE
| FALSE | AZPS | 230 | WALC | 230 | 14231 | WESTWNGW | 19062 | PINPK | 1 | 162.813 | 0 | 0 | 0 | 0 | 0.26905 | 605.15 | SW | SW |  | 14231_19062_1 | FALSE
| FALSE | BPAT | 230 | TPWR | 230 | 41055 | S TACOMA | 46633 | CANYONTA | 1 | 53.2021 | 0 | 0 | 0 | 0 | 0.11638 | 457.14 | NW | NW |  | 41055_46633_1 | FALSE
| FALSE | BPAT | 230 | BPAT | 230 | 41083 | TOLEDO | 41141 | WENDSON | 1 | -19.3022 | 0 | 0 | 0 | 0 | -0.0526 | 367.08 | NW | NW |  | 41083_41141_1 | FALSE
| FALSE | BPAT | 230 | BPAT | 230 | 41083 | TOLEDO | 41165 | WREN+ | 1 | -75.305 | 0 | 0 | 0 | 0 | -0.15073 | 499.605 | NW | NW |  | 41083_41165_1 | FALSE
| FALSE | AVA | 115 | BPAT | 115 | 41089 | TRENTWOD | 41117 | VERA# | 1 | 54.1712 | 0 | 0 | 0 | 0 | 0.35352 | 153.235 | NW | NW |  | 41089_41117_1 | FALSE
| FALSE | BPAT | 230 | PACW | 230 | 41092 | TROUTD E | 45301 | TROUTPP1 | 1 | 170.2293 | 0 | 0 | 0 | 0 | 0.1733 | 982.3 | NW | NW |  | 41092_45301_1 | FALSE
| FALSE | BPAT | 230 | GCPD | 230 | 41111 | VANTAGE_N | 46169 | WANAPUM | 1 | -97.1037 | 0 | 0 | 0 | 0 | -0.08554 | 1135.25 | NW | NW |  | 41111_46169_1 | FALSE
| FALSE | BPAT | 115 | AVA | 115 | 41125 | WAGNERLK | 48469 | WILBURT | 1 | -6.3081 | 0 | 0 | 0 | 0 | -0.0695 | 90.82 | NW | NW |  | 41125_48469_1 | FALSE
| FALSE | BPAT | 115 | AVA | 115 | 41127 | WILBUR# | 48469 | WILBURT | 1 | 8.8178 | 0 | 0 | 0 | 0 | 0.10268 | 85.88 | NW | NW |  | 41127_48469_1 | FALSE
| FALSE | BPAT | 69 | PACW | 69 | 41129 | WALA BPA | 45325 | WALAWALA | 1 | -13.7626 | 0 | 0 | 0 | 0 | -0.0732 | 188.1 | NW | NW |  | 41129_45325_1 | FALSE
| FALSE | AZPS | 230 | SRP | 230 | 14232 | WHTNKAPS | 15230 | RUDD | 1 | 0 | 0 | 0 | 0 | 0 | 0 | 1135.25 | SW | SW |  | 14232_15230_1 | FALSE
| FALSE | BPAT | 115 | PACW | 115 | 41136 | WARNER | 45007 | ALTURAS | 1 | 15.1205 | 0 | 0 | 0 | 0 | 0.0925 | 163.4 | NW | NW |  | 41136_45007_1 | FALSE
| FALSE | BPAT | 115 | DOPD | 115 | 41157 | WIN_TWI_CIO | 41159 | WINTHROP | 1 | 5.5211 | 0 | 0 | 0 | 0 | 0.0679 | 81.32 | NW | NW |  | 41157_41159_1 | FALSE
| FALSE | BPAT | 230 | BPAT | 230 | 41161 | WOODLAND | 45543 | SWIFT 2 | 1 | -85.3451 | 0 | 0 | 0 | 0 | -0.18223 | 468.35 | NW | NW |  | 41161_45543_1 | FALSE
| FALSE | BPAT | 69 | PACW | 69 | 41163 | WILRDJON | 45083 | DEE TAP | 1 | -13.6518 | 0 | 0 | 0 | 0 | -0.38839 | 35.15 | NW | NW |  | 41163_45083_1 | FALSE
| FALSE | BPAT | 69 | PACW | 69 | 41163 | WILRDJON | 45178 | FARMRIRR | 1 | 0 | 0 | 0 | 0 | 0 | 0 | 49.4 | NW | NW |  | 41163_45178_1 | FALSE
| FALSE | BPAT | 69 | PACW | 69 | 41185 | BALD MT | 45057 | CONDITPH | 1 | 14.6085 | 0 | 0 | 0 | 0 | 0.16714 | 87.4 | NW | NW |  | 41185_45057_1 | FALSE
| FALSE | BPAT | 69 | PACW | 69 | 41185 | BALD MT | 45149 | HUSUM | 1 | 7.1043 | 0 | 0 | 0 | 0 | 0.12893 | 55.1 | NW | NW |  | 41185_45149_1 | FALSE
| FALSE | AZPS | 230 | SRP | 230 | 14233 | WPHXAPSS | 15230 | RUDD | 1 | -68.6511 | 0 | 0 | 0 | 0 | -0.053 | 1296.465 | SW | SW |  | 14233_15230_1 | FALSE
| FALSE | AZPS | 230 | AZPS | 230 | 14234 | YAVAPAI | 14230 | VERDE N | 1 | 52.8305 | 0 | 0 | 0 | 0 | 0.16903 | 312.55 | SW | SW |  | 14234_14230_1 | FALSE
| FALSE | AZPS | 230 | AZPS | 230 | 14234 | YAVAPAI | 14249 | WILOWLKE | 1 | 51.0821 | 0 | 0 | 0 | 0 | 0.16196 | 315.4 | SW | SW |  | 14234_14249_1 | FALSE
| FALSE | BPAT | 69 | PACW | 69 | 41248 | PENDLT# | 45235 | PENDLTON | 1 | 13.1189 | 0 | 0 | 0 | 0 | 0.15344 | 85.5 | NW | NW |  | 41248_45235_1 | FALSE
| FALSE | BPAT | 69 | PACW | 69 | 41250 | REDMOND | 45463 | RDMNDPPL | 1 | 0 | 0 | 0 | 0 | 0 | 0 | 85.5 | NW | NW |  | 41250_45463_1 | FALSE
| FALSE | BPAT | 69 | PACW | 69 | 41253 | ROUNDUP2 | 45322 | MCKAY | 1 | 17.9992 | 0 | 0 | 0 | 0 | 0.13533 | 133 | NW | NW |  | 41253_45322_1 | FALSE
| FALSE | BPAT | 230 | BPAT | 230 | 41321 | MARC SW2 | 40937 | SANTIAM_JMP | 2 | -41.0836 | 0 | 0 | 0 | 0 | -0.0719 | 571.425 | NW | NW |  | 41321_40937_2 | FALSE
| FALSE | AZPS | 230 | AZPS | 230 | 14238 | PANDA | 14235 | GILABEND | 1 | 18.7567 | 0 | 0 | 0 | 0 | 0.0627 | 298.965 | SW | SW |  | 14238_14235_1 | FALSE
| FALSE | BPAT | 230 | BPAT | 230 | 41341 | BIG_EDDY1 | 40686 | SPRING_CK | 1 | -73.3794 | 0 | 0 | 0 | 0 | -0.11474 | 639.54 | NW | NW |  | 41341_40686_1 | FALSE
| FALSE | BPAT | 230 | BPAT | 230 | 41341 | BIG_EDDY1 | 40813 | PARKDALE | 1 | 167.025 | 0 | 0 | 0 | 0 | 0.23986 | 696.35 | NW | NW |  | 41341_40813_1 | FALSE
| FALSE | BPAT | 230 | BPAT | 230 | 41341 | BIG_EDDY1 | 44057 | T_DALES_PH3 | 3 | -156.082 | 0 | 0 | 0 | 0 | -0.24119 | 647.14 | NW | NW |  | 41341_44057_3 | FALSE
| FALSE | BPAT | 230 | BPAT | 230 | 41342 | BIG_EDDY2 | 40213 | CHEMAWA | 1 | 130.4954 | 0 | 0 | 0 | 0 | 0.2463 | 529.815 | NW | NW |  | 41342_40213_1 | FALSE
| FALSE | BPAT | 230 | BPAT | 230 | 41342 | BIG_EDDY2 | 40709 | MAUPIN | 1 | 100.2244 | 0 | 0 | 0 | 0 | 0.20854 | 480.605 | NW | NW |  | 41342_40709_1 | FALSE
| FALSE | BPAT | 230 | BPAT | 230 | 41342 | BIG_EDDY2 | 44058 | T_DALES_PH4 | 4 | -156.082 | 0 | 0 | 0 | 0 | -0.18392 | 848.6349 | NW | NW |  | 41342_44058_4 | FALSE
| FALSE | AZPS | 230 | AZPS | 230 | 14239 | WPHXAPSN | 14232 | WHTNKAPS | 1 | 19.0308 | 0 | 0 | 0 | 0 | 0.0168 | 1134.015 | SW | SW |  | 14239_14232_1 | FALSE
| FALSE | BPAT | 230 | BPAT | 230 | 41343 | BIG_EDDY3 | 44059 | T_DALES_PH5 | 5 | -164.036 | 0 | 0 | 0 | 0 | -0.19265 | 851.485 | NW | NW |  | 41343_44059_5 | FALSE
| FALSE | BPAT | 230 | BPAT | 230 | 41346 | MIDWAYB1 | 40851 | POTHOLES | 1 | 40.5864 | 0 | 0 | 0 | 0 | 0.0844 | 480.605 | NW | NW |  | 41346_40851_1 | FALSE
| FALSE | BPAT | 230 | PACW | 230 | 41346 | MIDWAYB1 | 45229 | OUTLOOK | 1 | 140.053 | 0 | 0 | 0 | 0 | 0.26814 | 522.31 | NW | NW |  | 41346_45229_1 | FALSE
| FALSE | BPAT | 230 | BPAT | 230 | 41347 | MIDWAYB2 | 41112 | VANTAGE_S | 1 | -85.3001 | 0 | 0 | 0 | 0 | -0.11326 | 753.16 | NW | NW |  | 41347_41112_1 | FALSE
| FALSE | AZPS | 230 | AZPS | 230 | 14240 | FORTROCK | 14223 | ROUNDVLY | 1 | 17.9708 | 0 | 0 | 0 | 0 | 0.11875 | 151.335 | SW | SW |  | 14240_14223_1 | FALSE
| FALSE | BPAT | 230 | BPAT | 230 | 41348 | MIDWAYB3 | 41291 | WINECTRY | 1 | 38.7348 | 0 | 0 | 0 | 0 | 0.0602 | 643.34 | NW | NW |  | 41348_41291_1 | FALSE
| FALSE | BPAT | 230 | PACW | 230 | 41348 | MIDWAYB3 | 45317 | UNIONGAP | 1 | 37.9959 | 0 | 0 | 0 | 0 | 0.0715 | 531.05 | NW | NW |  | 41348_45317_1 | FALSE
| FALSE | BPAT | 230 | GCPD | 230 | 41348 | MIDWAYB3 | 46156 | ROCKYFD | 1 | -10.7846 | 0 | 0 | 0 | 0 | -0.0187 | 575.225 | NW | NW |  | 41348_46156_1 | FALSE
| FALSE | BPAT | 230 | BPAT | 230 | 41351 | MCNRY S1 | 40905 | ROUNDUP | 1 | 44.2788 | 0 | 0 | 0 | 0 | 0.0848 | 522.31 | NW | NW |  | 41351_40905_1 | FALSE
| FALSE | BPAT | 230 | BPAT | 230 | 41351 | MCNRY S1 | 44122 | MCNARY_PH1 | 1 | -92.455 | 0 | 0 | 0 | 0 | -0.17701 | 522.31 | NW | NW |  | 41351_44122_1 | FALSE
| FALSE | BPAT | 230 | BPAT | 230 | 41351 | MCNRY S1 | 44123 | MCNARY_PH2 | 2 | -93.2254 | 0 | 0 | 0 | 0 | -0.17849 | 522.31 | NW | NW |  | 41351_44123_2 | FALSE
| FALSE | AZPS | 230 | AZPS | 230 | 14240 | FORTROCK | 14264 | JUNIPRMT | 1 | -11.2232 | 0 | 0 | 0 | 0 | -0.0966 | 116.185 | SW | SW |  | 14240_14264_1 | FALSE
| FALSE | BPAT | 230 | BPAT | 230 | 41353 | MCNRY S3 | 44127 | MCNARY_PH5 | 5 | -186.451 | 0 | 0 | 0 | 0 | -0.37327 | 499.51 | NW | NW |  | 41353_44127_5 | FALSE
| FALSE | BPAT | 230 | BPAT | 230 | 41356 | GND_COULE_S1 | 40851 | POTHOLES | 1 | 132.3067 | 0 | 0 | 0 | 0 | 0.25331 | 522.31 | NW | NW |  | 41356_40851_1 | FALSE
| FALSE | BPAT | 230 | BPAT | 230 | 41357 | GND_COULE_S2 | 41276 | WESTBPA2 | 1 | 1.0881 | 0 | 0 | 0 | 0 | 0.00157 | 692.55 | NW | NW |  | 41357_41276_1 | FALSE
| FALSE | BPAT | 230 | GCPD | 230 | 41357 | GND_COULE_S2 | 46156 | ROCKYFD | 1 | 130.3016 | 0 | 0 | 0 | 0 | 0.18712 | 696.35 | NW | NW |  | 41357_46156_1 | FALSE
| FALSE | BPAT | 500 | BPAT | 500 | 41401 | ROCK CK | 41138 | WAUTOMA | 1 | -123.914 | 0 | 0 | 0 | 0 | -0.0334 | 3714.595 | NW | NW |  | 41401_41138_1 | FALSE
| FALSE | BPAT | 230 | BPAT | 230 | 41402 | ROCK CK | 47822 | IMRIE | 1 | -35.9733 | 0 | 0 | 0 | 0 | -0.0689 | 522.31 | NW | NW |  | 41402_47822_1 | FALSE
| FALSE | BPAT | 230 | BPAT | 230 | 41402 | ROCK CK | 47823 | ENRGZR | 1 | -134.34 | 0 | 0 | 0 | 0 | -0.28742 | 467.4 | NW | NW |  | 41402_47823_1 | FALSE
| FALSE | BPAT | 230 | BPAT | 230 | 41402 | ROCK CK | 47827 | WHITE CK | 1 | -106.078 | 0 | 0 | 0 | 0 | -0.22695 | 467.4 | NW | NW |  | 41402_47827_1 | FALSE
| FALSE | AZPS | 230 | AZPS | 230 | 14247 | VERDE S | 14230 | VERDE N | 1 | -30.6067 | 0 | 0 | 0 | 0 | -0.14711 | 208.05 | SW | SW |  | 14247_14230_1 | FALSE
| FALSE | BPAT | 500 | BPAT | 500 | 41450 | KNIGHT | 41138 | WAUTOMA | 1 | -403.101 | 0 | 0 | 0 | 0 | -0.10888 | 3702.245 | NW | NW |  | 41450_41138_1 | FALSE
| FALSE | AZPS | 230 | AZPS | 230 | 14212 | GLENDALE | 14248 | GLENDALW | 1 | -48.0877 | 0 | 0 | 0 | 0 | -0.06359 | 756.2 | SW | SW |  | 14212_14248_1 | FALSE
| FALSE | BPAT | 230 | BPAT | 230 | 41751 | G_COULE_0105 | 41356 | GND_COULE_S1 | 1 | 232.3972 | 0 | 0 | 0 | 0 | 0.30582 | 759.905 | NW | NW |  | 41751_41356_1 | FALSE
| FALSE | BPAT | 230 | BPAT | 230 | 41752 | G_COULE_0609 | 41357 | GND_COULE_S2 | 1 | 192.1929 | 0 | 0 | 0 | 0 | 0.25292 | 759.905 | NW | NW |  | 41752_41357_1 | FALSE
| FALSE | BPAT | 230 | BPAT | 230 | 41753 | G_COULE_1013 | 41357 | GND_COULE_S2 | 1 | 192.1929 | 0 | 0 | 0 | 0 | 0.25292 | 759.905 | NW | NW |  | 41753_41357_1 | FALSE
| FALSE | BPAT | 230 | BPAT | 230 | 41754 | G_COULE_1418 | 41358 | GND_COULE_S3 | 1 | 240.2411 | 0 | 0 | 0 | 0 | 0.31615 | 759.905 | NW | NW |  | 41754_41358_1 | FALSE
| FALSE | AZPS | 230 | SRP | 230 | 14248 | GLENDALW | 15201 | AGUAFRIA | 1 | -60.2211 | 0 | 0 | 0 | 0 | -0.13751 | 437.95 | SW | SW |  | 14248_15201_1 | FALSE
| FALSE | AZPS | 230 | AZPS | 230 | 14250 | WILOWLKW | 14249 | WILOWLKE | 1 | -3.1644 | 0 | 0 | 0 | 0 | -0.00418 | 756.865 | SW | SW |  | 14250_14249_1 | FALSE
| FALSE | AZPS | 230 | AZPS | 230 | 14253 | AVERY | 14257 | SCTWSH | 1 | -125.05 | 0 | 0 | 0 | 0 | -0.11015 | 1135.25 | SW | SW |  | 14253_14257_1 | FALSE
| FALSE | PSEI | 230 | PSEI | 230 | 42100 | SEDRO | 42103 | SEDRO NT | 1 | 23.0473 | 0 | 0 | 0 | 0 | 0.0305 | 756.865 | NW | NW |  | 42100_42103_1 | FALSE
| FALSE | AZPS | 230 | AZPS | 230 | 14265 | SNVLY | 14254 | TRLBY | 1 | 134.8893 | 0 | 0 | 0 | 0 | 0.11506 | 1172.3 | SW | SW |  | 14265_14254_1 | FALSE
| FALSE | PSEI | 230 | PSEI | 230 | 42113 | FREDONIA | 42100 | SEDRO | 1 | -39.373 | 0 | 0 | 0 | 0 | -0.0648 | 607.81 | NW | NW |  | 42113_42100_1 | FALSE
| FALSE | PSEI | 230 | PSEI | 230 | 42113 | FREDONIA | 42104 | MARCH PT | 1 | 43.1039 | 0 | 0 | 0 | 0 | 0.0686 | 628.615 | NW | NW |  | 42113_42104_1 | FALSE
| FALSE | AZPS | 230 | AZPS | 230 | 14257 | SCTWSH | 14221 | PPAPS W | 1 | -158.988 | 0 | 0 | 0 | 0 | -0.14005 | 1135.25 | SW | SW |  | 14257_14221_1 | FALSE
| FALSE | AZPS | 230 | AZPS | 230 | 14263 | SOLANA | 14238 | PANDA | 1 | 65.6725 | 0 | 0 | 0 | 0 | 0.15819 | 415.15 | SW | SW |  | 14263_14238_1 | FALSE
| FALSE | PSEI | 230 | PSEI | 230 | 42300 | SAMMAMSH | 42318 | SAMMSH W | 1 | -26.0874 | 0 | 0 | 0 | 0 | -0.0265 | 984.2 | NW | NW |  | 42300_42318_1 | FALSE
| FALSE | PSEI | 230 | PSEI | 230 | 42300 | SAMMAMSH | 42319 | SAMMSH E | 1 | 28.3832 | 0 | 0 | 0 | 0 | 0.0192 | 1476.3 | NW | NW |  | 42300_42319_1 | FALSE
| FALSE | PSEI | 230 | PSEI | 230 | 42304 | NOVELTY | 42300 | SAMMAMSH | 2 | 2.2958 | 0 | 0 | 0 | 0 | 0.00291 | 789.0699 | NW | NW |  | 42304_42300_2 | FALSE
| FALSE | AZPS | 230 | AZPS | 230 | 14264 | JUNIPRMT | 14244 | SELIGMAN | 1 | -4.5246 | 0 | 0 | 0 | 0 | -0.0949 | 47.69 | SW | SW |  | 14264_14244_1 | FALSE
| FALSE | AZPS | 230 | AZPS | 230 | 14267 | N.GILA | 14262 | ORCHRD | 1 | 84.8371 | 0 | 0 | 0 | 0 | 0.0747 | 1135.25 | SW | SW |  | 14267_14262_1 | FALSE
| FALSE | PSEI | 230 | CHPD | 230 | 42312 | CASCADEP | 46831 | ROCKYRH1 | 1 | -160.658 | 0 | 0 | 0 | 0 | -0.29158 | 551 | NW | NW |  | 42312_46831_1 | FALSE
| FALSE | AZPS | 230 | AZPS | 230 | 14271 | MILLIGAN | 14203 | CASGRAPS | 1 | -57.25 | 0 | 0 | 0 | 0 | -0.13759 | 416.1 | SW | SW |  | 14271_14203_1 | FALSE
| FALSE | PSEI | 230 | PSEI | 230 | 42320 | HORSRNCH | 42100 | SEDRO | 1 | 61.0707 | 0 | 0 | 0 | 0 | 0.0972 | 628.615 | NW | NW |  | 42320_42100_1 | FALSE
| FALSE | PSEI | 230 | PSEI | 230 | 42320 | HORSRNCH | 42321 | HRNCHTAP | 1 | 58.685 | 0 | 0 | 0 | 0 | 0.0646 | 908.2 | NW | NW |  | 42320_42321_1 | FALSE
| FALSE | PSEI | 230 | PSEI | 230 | 42321 | HRNCHTAP | 42100 | SEDRO | 1 | 61.1109 | 0 | 0 | 0 | 0 | 0.0807 | 756.865 | NW | NW |  | 42321_42100_1 | FALSE
| FALSE | PSEI | 230 | PSEI | 230 | 42361 | WIND RDG | 42373 | POISN SP | 1 | -117.726 | 0 | 0 | 0 | 0 | -0.18728 | 628.615 | NW | NW |  | 42361_42373_1 | FALSE
| FALSE | PSEI | 230 | GCPD | 230 | 42361 | WIND RDG | 46169 | WANAPUM | 1 | 107.1642 | 0 | 0 | 0 | 0 | 0.17698 | 605.53 | NW | NW |  | 42361_46169_1 | FALSE
| FALSE | PSEI | 230 | PSEI | 230 | 42373 | POISN SP | 42363 | WLD HORS | 1 | -86.5426 | 0 | 0 | 0 | 0 | -0.17852 | 484.785 | NW | NW |  | 42373_42363_1 | FALSE
| FALSE | PSEI | 230 | PSEI | 230 | 42373 | POISN SP | 42374 | SCHNEBLY | 1 | -31.1839 | 0 | 0 | 0 | 0 | -0.10942 | 285 | NW | NW |  | 42373_42374_1 | FALSE
| FALSE | AZPS | 230 | SRP | 230 | 14278 | PPAPS N | 15211 | PINPKSRP | 1 | -20.1466 | 0 | 0 | 0 | 0 | -0.0586 | 343.995 | SW | SW |  | 14278_15211_1 | FALSE
| FALSE | PSEI | 115 | BPAT | 115 | 42389 | CLYMER | 40387 | ELLENSBG | 1 | 6.9647 | 0 | 0 | 0 | 0 | 0.049737 | 140.03 | NW | NW |  | 42389_40387_1 | FALSE
| FALSE | PSEI | 115 | BPAT | 115 | 42389 | CLYMER | 40755 | MOXEE | 1 | -7.8494 | 0 | 0 | 0 | 0 | -0.0561 | 140.03 | NW | NW |  | 42389_40755_1 | FALSE
| FALSE | AZPS | 230 | SRP | 230 | 14278 | PPAPS N | 15211 | PINPKSRP | 2 | -20.1466 | 0 | 0 | 0 | 0 | -0.0586 | 343.995 | SW | SW |  | 14278_15211_2 | FALSE
| FALSE | PSEI | 115 | BPAT | 115 | 42399 | GLDBRTIE | 45663 | GOLD BAR | 1 | 0 | 0 | 0 | 0 | 0 | 0 | 140.79 | NW | NW |  | 42399_45663_1 | FALSE
| FALSE | PSEI | 115 | BPAT | 115 | 42402 | HILTNLKT | 45683 | HILTON LK | 1 | 7.7422 | 0 | 0 | 0 | 0 | 0.0316 | 245.1 | NW | NW |  | 42402_45683_1 | FALSE
| FALSE | AZPS | 115 | WALC | 115 | 14350 | ADAMS | 19060 | ADAMSTAP | 1 | -16.6602 | 0 | 0 | 0 | 0 | -0.19486 | 85.5 | SW | SW |  | 14350_19060_1 | FALSE
| FALSE | PSEI | 230 | BPAT | 230 | 42412 | KLAHANIE | 40689 | MAPLE V3 | 1 | -79.5478 | 0 | 0 | 0 | 0 | -0.13693 | 580.925 | NW | NW |  | 42412_40689_1 | FALSE
| FALSE | PSEI | 115 | BPAT | 115 | 42435 | OLYCANYT | 45743 | OLYMPIC | 1 | 2.5722 | 0 | 0 | 0 | 0 | 0.0143 | 179.55 | NW | NW |  | 42435_45743_1 | FALSE
| FALSE | PSEI | 115 | CHPD | 115 | 42448 | SCENIC | 46827 | SUMMIT | 1 | -43.5026 | 0 | 0 | 0 | 0 | -0.40275 | 108.015 | NW | NW |  | 42448_46827_1 | FALSE
| FALSE | PSEI | 230 | PSEI | 230 | 42503 | OBRIEN N | 42500 | TALBOT230 | 1 | -41.691 | 0 | 0 | 0 | 0 | -0.0373 | 1118.72 | NW | NW |  | 42503_42500_1 | FALSE
| FALSE | AZPS | 115 | WALC | 115 | 14356 | SAG.EAST | 19057 | ORACLE | 1 | 41.775 | 0 | 0 | 0 | 0 | 0.36645 | 114 | SW | SW |  | 14356_19057_1 | FALSE
| FALSE | PSEI | 230 | BPAT | 230 | 42505 | CHRISTOP | 40304 | COVINGTE | 2 | -196.553 | 0 | 0 | 0 | 0 | -0.24156 | 813.675 | NW | NW |  | 42505_40304_2 | FALSE
| FALSE | AZPS | 115 | WALC | 115 | 14357 | SAG.WEST | 19067 | ED-5 | 2 | -7.8158 | 0 | 0 | 0 | 0 | -0.0517 | 151.05 | SW | SW |  | 14357_19067_2 | FALSE
| FALSE | PSEI | 230 | PSEI | 230 | 42568 | BALDI | 42312 | CASCADEP | 1 | -146.714 | 0 | 0 | 0 | 0 | -0.26627 | 551 | NW | NW |  | 42568_42312_1 | FALSE
| FALSE | PSEI | 230 | PSEI | 230 | 42568 | BALDI | 42700 | WHITE RV | 1 | 146.7142 | 0 | 0 | 0 | 0 | 0.26627 | 551 | NW | NW |  | 42568_42700_1 | FALSE
| FALSE | SRP | 500 | SRP | 500 | 15001 | CORONADO | 15041 | SILVERKG | 1 | 297.915 | 0 | 0 | 0 | 0 | 0.18106 | 1645.4 | SW | SW |  | 15001_15041_1 | TRUE | SW SunZ East Area
| FALSE | TH_PV | 500 | AZPS | 500 | 15021 | PALOVRDE | 14005 | WESTWING | 1 | 1167.885 | 0 | 0 | 0 | 0 | 0.46942 | 2487.955 | SW | SW |  | 15021_14005_1 | FALSE
| FALSE | PSEI | 230 | PSEI | 230 | 42703 | ALDERTON | 42700 | WHITE RV | 1 | -131.769 | 0 | 0 | 0 | 0 | -0.18923 | 696.35 | NW | NW |  | 42703_42700_1 | FALSE
| FALSE | TH_PV | 500 | AZPS | 500 | 15021 | PALOVRDE | 14005 | WESTWING | 2 | 1167.885 | 0 | 0 | 0 | 0 | 0.46942 | 2487.955 | SW | SW |  | 15021_14005_2 | FALSE
| FALSE | TH_PV | 500 | AZPS | 500 | 15021 | PALOVRDE | 14012 | DELANY | 1 | 796.562 | 0 | 0 | 0 | 0 | 0.32016 | 2488.05 | SW | SW |  | 15021_14012_1 | FALSE
| FALSE | TH_PV | 500 | SRP | 500 | 15021 | PALOVRDE | 15061 | RUDD | 1 | 1166.142 | 0 | 0 | 0 | 0 | 0.46564 | 2504.39 | SW | SW |  | 15021_15061_1 | FALSE
| FALSE | SRP | 500 | SRP | 500 | 15041 | SILVERKG | 15051 | BROWNING | 1 | -25.0494 | 0 | 0 | 0 | 0 | -0.01 | 2504.39 | SW | SW |  | 15041_15051_1 | TRUE | SW SunZ East Area
| FALSE | SRP | 500 | SRP | 500 | 15051 | BROWNING | 15011 | KYRENE | 1 | -315.397 | 0 | 0 | 0 | 0 | -0.11502 | 2742.175 | SW | SW |  | 15051_15011_1 | TRUE | SW SunZ East Area
| FALSE | PSEI | 115 | BPAT | 115 | 42902 | BREMERTN | 41023 | STATION_FG+ | 1 | -31.0508 | 0 | 0 | 0 | 0 | -0.13814 | 224.77 | NW | NW |  | 42902_41023_1 | FALSE
| FALSE | PSEI | 115 | BPAT | 115 | 42934 | CHICO | 40612 | KITSAPN | 1 | -48.9704 | 0 | 0 | 0 | 0 | -0.21478 | 228 | NW | NW |  | 42934_40612_1 | FALSE
| FALSE | SRP | 500 | SRP | 500 | 15087 | DUKE | 15080 | PINAL_C | 1 | 525.6807 | 0 | 0 | 0 | 0 | 0.164 | 3205.3 | SW | SW |  | 15087_15080_1 | TRUE | SW SunZ East Area
| FALSE | SRP | 500 | SRP | 500 | 15087 | DUKE | 15088 | PINAL_W | 1 | -717.67 | 0 | 0 | 0 | 0 | -0.2239 | 3205.3 | SW | SW |  | 15087_15088_1 | TRUE | SW SunZ East Area
| FALSE | PSEI | 230 | PSEI | 230 | 42987 | PHALEN G | 42991 | DODGE JN | 1 | -48.8281 | 0 | 0 | 0 | 0 | -0.0383 | 1275.85 | NW | NW |  | 42987_42991_1 | FALSE
| FALSE | TH_PV | 500 | SRP | 500 | 15089 | JOJOBA | 15011 | KYRENE | 1 | 1414.821 | 0 | 0 | 0 | 0 | 0.44853 | 3154.38 | SW | SW |  | 15089_15011_1 | FALSE
| FALSE | TH_PV | 500 | TH_PV | 500 | 15090 | HASSYAMP | 14009 | REDHAWK | 1 | -324.322 | 0 | 0 | 0 | 0 | -0.11495 | 2821.5 | SW | SW |  | 15090_14009_1 | FALSE
| FALSE | PGE | 115 | PACW | 115 | 43014 | BASIN TP | 45001 | ALBINA | 1 | -6.7883 | 0 | 0 | 0 | 0 | -0.0299 | 227.05 | NW | NW |  | 43014_45001_1 | FALSE
| FALSE | TH_PV | 500 | TH_PV | 500 | 15090 | HASSYAMP | 14009 | REDHAWK | 2 | -324.322 | 0 | 0 | 0 | 0 | -0.11495 | 2821.5 | SW | SW |  | 15090_14009_2 | FALSE
| FALSE | PGE | 230 | PGE | 230 | 43021 | BEAVER | 43909 | PORTW | 1 | 28.5225 | 0 | 0 | 0 | 0 | 0.0294 | 969.95 | NW | NW |  | 43021_43909_1 | FALSE
| FALSE | PGE | 230 | PGE | 230 | 43039 | BETHEL | 43483 | ROUNDB N | 1 | -86.3891 | 0 | 0 | 0 | 0 | -0.19024 | 454.1 | NW | NW |  | 43039_43483_1 | FALSE
| FALSE | PGE | 230 | PACW | 230 | 43039 | BETHEL | 45588 | PARISHGP | 1 | 116.6162 | 0 | 0 | 0 | 0 | 0.25681 | 454.1 | NW | NW |  | 43039_45588_1 | FALSE
| FALSE | TH_PV | 500 | TH_PV | 500 | 15090 | HASSYAMP | 15089 | JOJOBA | 1 | 569.4042 | 0 | 0 | 0 | 0 | 0.18052 | 3154.285 | SW | SW |  | 15090_15089_1 | FALSE
| FALSE | PGE | 230 | PGE | 230 | 43089 | CARVER | 43215 | GRESHAM | 1 | -34.7195 | 0 | 0 | 0 | 0 | -0.0512 | 678.3 | NW | NW |  | 43089_43215_1 | FALSE
| FALSE | PGE | 230 | PGE | 230 | 43089 | CARVER | 43314 | MCLOUGE5 | 1 | -77.3732 | 0 | 0 | 0 | 0 | -0.11407 | 678.3 | NW | NW |  | 43089_43314_1 | FALSE
| FALSE | PGE | 230 | PGE | 230 | 43089 | CARVER | 43314 | MCLOUGE5 | 2 | -79.4457 | 0 | 0 | 0 | 0 | -0.08499 | 934.7999 | NW | NW |  | 43089_43314_2 | FALSE
| FALSE | TH_PV | 500 | TH_PV | 500 | 15090 | HASSYAMP | 15092 | ARLINTON | 1 | -296.353 | 0 | 0 | 0 | 0 | -0.12007 | 2468.195 | SW | SW |  | 15090_15092_1 | FALSE
| FALSE | TH_PV | 500 | TH_PV | 500 | 15090 | HASSYAMP | 15093 | HARQUAHA | 1 | -622.245 | 0 | 0 | 0 | 0 | -0.24945 | 2494.51 | SW | SW |  | 15090_15093_1 | FALSE
| FALSE | PGE | 115 | BPAT | 115 | 43109 | CORNELUS | 40427 | FOR GROV | 1 | -32.4101 | 0 | 0 | 0 | 0 | -0.12826 | 252.7 | NW | NW |  | 43109_40427_1 | FALSE
| FALSE | PGE | 500 | BPAT | 500 | 43123 | COYOTE | 40989 | SLATT | 1 | 527.2725 | 0 | 0 | 0 | 0 | 0.14242 | 3702.245 | NW | NW |  | 43123_40989_1 | FALSE
| FALSE | TH_PV | 500 | TH_PV | 500 | 15090 | HASSYAMP | 15094 | MESQUIT1 | 1 | -343.692 | 0 | 0 | 0 | 0 | -0.20887 | 1645.495 | SW | SW |  | 15090_15094_1 | FALSE
| FALSE | TH_PV | 500 | CISD | 500 | 15090 | HASSYAMP | 22342 | HDWSH | 1 | 134.3865 | 0 | 0 | 0 | 0 | 0.0519 | 2590.65 | SW | CA |  | 15090_22342_1 | FALSE
| FALSE | PGE | 115 | BPAT | 115 | 43181 | FAIRMNT | 40921 | SALEM | 1 | -4.606 | 0 | 0 | 0 | 0 | -0.0203 | 227.05 | NW | NW |  | 43181_40921_1 | FALSE
| FALSE | PGE | 115 | PACW | 115 | 43207 | GLNDOVER | 45269 | RUSSELLV | 1 | 80.2427 | 0 | 0 | 0 | 0 | 0.31754 | 252.7 | NW | NW |  | 43207_45269_1 | FALSE
| FALSE | PGE | 230 | PGE | 230 | 43215 | GRESHAM | 43291 | LINNEMAN | 1 | -98.3439 | 0 | 0 | 0 | 0 | -0.14499 | 678.3 | NW | NW |  | 43215_43291_1 | FALSE
| FALSE | PGE | 230 | PGE | 230 | 43229 | HARBORTN | 43459 | RIVRGATE | 1 | -45.5931 | 0 | 0 | 0 | 0 | -0.0672 | 678.3 | NW | NW |  | 43229_43459_1 | FALSE
| FALSE | SRP | 115 | AZPS | 115 | 15103 | BONNEYTP | 14352 | BONNYBRK | 1 | 2.4818 | 0 | 0 | 0 | 0 | 0.0184 | 134.9 | SW | SW |  | 15103_14352_1 | FALSE
| FALSE | PGE | 115 | PACW | 115 | 43241 | HEMLCK | 45305 | HEMLCKTP | 1 | 0 | 0 | 0 | 0 | 0 | 0 | 304 | NW | NW |  | 43241_45305_1 | FALSE
| FALSE | PGE | 115 | PACW | 115 | 43263 | HYDN ISL | 45224 | HAYDEN T | 1 | 0 | 0 | 0 | 0 | 0 | 0 | 227.05 | NW | NW |  | 43263_45224_1 | FALSE
| FALSE | PGE | 230 | PGE | 230 | 43313 | MCLOUGLN | 43773 | PEARL # | 1 | 72.6008 | 0 | 0 | 0 | 0 | 0.10703 | 678.3 | NW | NW |  | 43313_43773_1 | FALSE
| FALSE | PGE | 230 | BPAT | 230 | 43314 | MCLOUGE5 | 40810 | OSTRNDER | 1 | -268.603 | 0 | 0 | 0 | 0 | -0.17063 | 1574.15 | NW | NW |  | 43314_40810_1 | FALSE
| FALSE | PGE | 230 | PGE | 230 | 43348 | MURRAY H | 43527 | SHERWOOD | 1 | -192.518 | 0 | 0 | 0 | 0 | -0.28382 | 678.3 | NW | NW |  | 43348_43527_1 | FALSE
| FALSE | PGE | 230 | PGE | 230 | 43348 | MURRAY H | 43527 | SHERWOOD | 2 | -192.518 | 0 | 0 | 0 | 0 | -0.28382 | 678.3 | NW | NW |  | 43348_43527_2 | FALSE
| FALSE | PGE | 230 | PGE | 230 | 43348 | MURRAY H | 43541 | ST MARYS | 1 | 263.3213 | 0 | 0 | 0 | 0 | 0.28169 | 934.7999 | NW | NW |  | 43348_43541_1 | FALSE
| FALSE | PNM | 230 | PNM | 230 | 10011 | AMBROSIA | 10368 | WESTMESA | 1 | 19.8534 | 0 | 0 | 0 | 0 | 0.052 | 381.9 | SW | SW |  | 10011_10368_1 | FALSE
| FALSE | PGE | 230 | PGE | 230 | 43409 | PELTON | 43482 | ROUNDB S | 1 | 46.1451 | 0 | 0 | 0 | 0 | 0.40478 | 114 | NW | NW |  | 43409_43482_1 | FALSE
| FALSE | PGE | 230 | PACW | 230 | 43482 | ROUNDB S | 45128 | COVE 230 | 1 | 9.9806 | 0 | 0 | 0 | 0 | 0.071 | 140.6 | NW | NW |  | 43482_45128_1 | FALSE
| FALSE | PGE | 230 | PACW | 230 | 43482 | ROUNDB S | 45128 | COVE 230 | 2 | 9.9806 | 0 | 0 | 0 | 0 | 0.071 | 140.6 | NW | NW |  | 43482_45128_2 | FALSE
| FALSE | PGE | 230 | PGE | 230 | 43483 | ROUNDB N | 43482 | ROUNDB S | 1 | 46.5819 | 0 | 0 | 0 | 0 | 0.0376 | 1237.85 | NW | NW |  | 43483_43482_1 | FALSE
| FALSE | PGE | 230 | BPAT | 230 | 43685 | BLUELAKE | 41094 | TROUTD W | 1 | -158.087 | 0 | 0 | 0 | 0 | -0.16911 | 934.7999 | NW | NW |  | 43685_41094_1 | FALSE
| FALSE | PGE | 230 | PGE | 230 | 43685 | BLUELAKE | 43215 | GRESHAM | 1 | 79.0725 | 0 | 0 | 0 | 0 | 0.0846 | 934.7999 | NW | NW |  | 43685_43215_1 | FALSE
| FALSE | PGE | 115 | PACW | 115 | 43761 | GLENCOE# | 45328 | HOLLYW T | 1 | 0 | 0 | 0 | 0 | 0 | 0 | 221.35 | NW | NW |  | 43761_45328_1 | FALSE
| FALSE | PGE | 230 | PGE | 230 | 43773 | PEARL # | 43527 | SHERWOOD | 1 | 390.9459 | 0 | 0 | 0 | 0 | 0.28818 | 1356.6 | NW | NW |  | 43773_43527_1 | FALSE
| FALSE | PGE | 230 | PGE | 230 | 43909 | PORTW | 43597 | TROJAN | 1 | 234.543 | 0 | 0 | 0 | 0 | 0.17473 | 1342.35 | NW | NW |  | 43909_43597_1 | FALSE
| FALSE | PGE | 230 | PGE | 230 | 43909 | PORTW | 43597 | TROJAN | 2 | 236.2797 | 0 | 0 | 0 | 0 | 0.17602 | 1342.35 | NW | NW |  | 43909_43597_2 | FALSE
| FALSE | BPAT | 230 | BPAT | 230 | 44014 | BONVILE_PH1 | 40142 | NBONVL W | 1 | 62.4839 | 0 | 0 | 0 | 0 | 0.11879 | 526.015 | NW | NW |  | 44014_40142_1 | FALSE
| FALSE | BPAT | 230 | BPAT | 230 | 44015 | BONVILE_PH2 | 40142 | NBONVL W | 2 | 124.9677 | 0 | 0 | 0 | 0 | 0.23757 | 526.015 | NW | NW |  | 44015_40142_2 | FALSE
| FALSE | BPAT | 230 | BPAT | 230 | 44016 | BONVILE_PH3 | 40141 | NBONVL E | 3 | 145.914 | 0 | 0 | 0 | 0 | 0.21069 | 692.55 | NW | NW |  | 44016_40141_3 | FALSE
| FALSE | BPAT | 230 | BPAT | 230 | 44017 | BONVILE_PH4 | 40141 | NBONVL E | 4 | 145.914 | 0 | 0 | 0 | 0 | 0.21069 | 692.55 | NW | NW |  | 44017_40141_4 | FALSE
| FALSE | BPAT | 230 | BPAT | 230 | 44125 | MCNARY_PH34# | 44124 | MCNARY_PH3 | 3 | -83.4021 | 0 | 0 | 0 | 0 | -0.18366 | 454.1 | NW | NW |  | 44125_44124_3 | FALSE
| FALSE | BPAT | 230 | BPAT | 230 | 44125 | MCNARY_PH34# | 44126 | MCNARY_PH4 | 4 | -93.2254 | 0 | 0 | 0 | 0 | -0.2053 | 454.1 | NW | NW |  | 44125_44126_4 | FALSE
| FALSE | BPAT | 230 | BPAT | 230 | 44200 | LIBBY_PH1 | 40657 | LIBBY | 1 | 95.5353 | 0 | 0 | 0 | 0 | 0.21038 | 454.1 | NW | NW |  | 44200_40657_1 | FALSE
| FALSE | BPAT | 230 | BPAT | 230 | 44276 | BETTAS_RD | 40303 | COVINGTW | 1 | 145.1704 | 0 | 0 | 0 | 0 | 0.23974 | 605.53 | NW | NW |  | 44276_40303_1 | FALSE
| FALSE | PACW | 230 | PACW | 230 | 44856 | FPL2HT | 47572 | NINEMILE | 1 | 30.0493 | 0 | 0 | 0 | 0 | 0.0828 | 362.9 | NW | NW |  | 44856_47572_1 | FALSE
| FALSE | PACW | 230 | PACW | 230 | 44860 | MARENGO2 | 44911 | MARENGO | 1 | 25.6395 | 0 | 0 | 0 | 0 | 0.18236 | 140.6 | NW | NW |  | 44860_44911_1 | FALSE
| FALSE | PACW | 230 | PACW | 230 | 44911 | MARENGO | 44912 | TALBOT | 1 | 67.9457 | 0 | 0 | 0 | 0 | 0.15616 | 435.1 | NW | NW |  | 44911_44912_1 | FALSE
| FALSE | PACW | 230 | PACW | 230 | 44912 | TALBOT | 45327 | WALAWALA | 1 | 73.0004 | 0 | 0 | 0 | 0 | 0.12275 | 594.7 | NW | NW |  | 44912_45327_1 | FALSE
| FALSE | PACW | 230 | AVA | 230 | 44912 | TALBOT | 48451 | WALA AVA | 1 | -5.0547 | 0 | 0 | 0 | 0 | -0.01113 | 454.1 | NW | NW |  | 44912_48451_1 | FALSE
| FALSE | PACW | 230 | PACW | 230 | 44995 | NICKLMTN | 44996 | HANNATAP | 1 | -16.138 | 0 | 0 | 0 | 0 | -0.06177 | 261.25 | NW | NW |  | 44995_44996_1 | FALSE
| FALSE | PACW | 230 | PACW | 230 | 44996 | HANNATAP | 45093 | DIXONVLE | 1 | -44.8053 | 0 | 0 | 0 | 0 | -0.075 | 597.55 | NW | NW |  | 44996_45093_1 | FALSE
| FALSE | PACW | 230 | PACW | 230 | 44996 | HANNATAP | 45113 | GLENDL | 1 | 28.6673 | 0 | 0 | 0 | 0 | 0.047975 | 597.55 | NW | NW |  | 44996_45113_1 | FALSE
| FALSE | PACW | 115 | PACW | 115 | 45011 | ASTOR TP | 45013 | ASTORIA | 1 | -6.9338 | 0 | 0 | 0 | 0 | -0.0589 | 117.8 | NW | NW |  | 45011_45013_1 | FALSE
| FALSE | PACW | 115 | PACW | 115 | 45011 | ASTOR TP | 45275 | SEASIDE | 1 | 24.6009 | 0 | 0 | 0 | 0 | 0.166 | 148.2 | NW | NW |  | 45011_45275_1 | FALSE
| FALSE | PACW | 115 | PACW | 115 | 45011 | ASTOR TP | 45314 | LWSCLARK | 1 | -17.6671 | 0 | 0 | 0 | 0 | -0.11271 | 156.75 | NW | NW |  | 45011_45314_1 | FALSE
| FALSE | PACW | 230 | PACW | 230 | 45025 | BOYLE | 45063 | COPCO | 1 | 84.7954 | 0 | 0 | 0 | 0 | 0.17852 | 475 | NW | NW |  | 45025_45063_1 | FALSE
| FALSE | PACW | 230 | PACW | 230 | 45025 | BOYLE | 45161 | KLAFALLS | 1 | -84.7954 | 0 | 0 | 0 | 0 | -0.19195 | 441.75 | NW | NW |  | 45025_45161_1 | FALSE
| FALSE | PACW | 230 | PACW | 230 | 45031 | CALAPOYA | 45089 | DIA HILL | 1 | -37.5422 | 0 | 0 | 0 | 0 | -0.0827 | 454.1 | NW | NW |  | 45031_45089_1 | FALSE
| FALSE | PACW | 230 | PACW | 230 | 45031 | CALAPOYA | 45111 | FRY | 1 | 30.8124 | 0 | 0 | 0 | 0 | 0.0679 | 454.1 | NW | NW |  | 45031_45111_1 | FALSE
| FALSE | SRP | 230 | AZPS | 230 | 15201 | AGUAFRIA | 14231 | WESTWNGW | 1 | -221.704 | 0 | 0 | 0 | 0 | -0.268 | 827.2599 | SW | SW |  | 15201_14231_1 | FALSE
| FALSE | TH_Malin | 500 | TH_Malin | 500 | 45035 | CAPTJACK | 40684 | MALIN R1 | 1 | -6.9946 | 0 | 0 | 0 | 0 | -0.00189 | 3702.245 | NW | NW |  | 45035_40684_1 | FALSE
| FALSE | TH_Malin | 500 | TH_Malin | 500 | 45035 | CAPTJACK | 40688 | MALIN R3 | 2 | -7.3718 | 0 | 0 | 0 | 0 | -0.00212 | 3479.85 | NW | NW |  | 45035_40688_2 | FALSE
| FALSE | PACW | 230 | PACW | 230 | 45047 | CHILQUIN | 45161 | KLAFALLS | 1 | 12.9399 | 0 | 0 | 0 | 0 | 0.0285 | 454.1 | NW | NW |  | 45047_45161_1 | FALSE
| FALSE | PACW | 230 | BPAT | 230 | 45051 | COLD SPR | 41351 | MCNRY S1 | 1 | -20.9866 | 0 | 0 | 0 | 0 | -0.0462 | 454.1 | NW | NW |  | 45051_41351_1 | FALSE
| FALSE | PACW | 230 | PACW | 230 | 45051 | COLD SPR | 45129 | HAT ROCK | 1 | 22.5859 | 0 | 0 | 0 | 0 | 0.0375 | 602.3 | NW | NW |  | 45051_45129_1 | FALSE
| FALSE | SRP | 230 | SRP | 230 | 15201 | AGUAFRIA | 15202 | ALEXANDR | 1 | 126.1651 | 0 | 0 | 0 | 0 | 0.22433 | 562.4 | SW | SW |  | 15201_15202_1 | FALSE
| FALSE | PACW | 230 | PACW | 230 | 45063 | COPCO | 45183 | LONEPINE | 1 | -29.9423 | 0 | 0 | 0 | 0 | -0.0632 | 474.05 | NW | NW |  | 45063_45183_1 | FALSE
| FALSE | SRP | 230 | SRP | 230 | 15201 | AGUAFRIA | 15218 | WHITETNK | 1 | -102.991 | 0 | 0 | 0 | 0 | -0.1245 | 827.2599 | SW | SW |  | 15201_15218_1 | FALSE
| FALSE | SRP | 230 | SRP | 230 | 15204 | BRANDOW | 15207 | KYR-EAST | 1 | -206.284 | 0 | 0 | 0 | 0 | -0.24936 | 827.2599 | SW | SW |  | 15204_15207_1 | FALSE
| FALSE | SRP | 230 | SRP | 230 | 15204 | BRANDOW | 15209 | PAPAGOBT | 1 | 12.4659 | 0 | 0 | 0 | 0 | 0.0151 | 827.2599 | SW | SW |  | 15204_15209_1 | FALSE
| FALSE | PACW | 230 | PACW | 230 | 44900 | DIXNV230 | 45093 | DIXONVLE | 1 | 131.9884 | 0 | 0 | 0 | 0 | 0.15234 | 866.4 | NW | NW |  | 44900_45093_1 | FALSE
| FALSE | SRP | 230 | SRP | 230 | 15204 | BRANDOW | 15217 | WARD | 2 | 69.7156 | 0 | 0 | 0 | 0 | 0.19658 | 354.635 | SW | SW |  | 15204_15217_2 | FALSE
| FALSE | SRP | 230 | SRP | 230 | 15204 | BRANDOW | 15217 | WARD | 4 | 69.7156 | 0 | 0 | 0 | 0 | 0.19658 | 354.635 | SW | SW |  | 15204_15217_4 | FALSE
| FALSE | PACW | 230 | PACW | 230 | 45111 | FRY | 45588 | PARISHGP | 1 | -85.8003 | 0 | 0 | 0 | 0 | -0.18895 | 454.1 | NW | NW |  | 45111_45588_1 | FALSE
| FALSE | PACW | 230 | PACW | 230 | 45113 | GLENDL | 45123 | GRANT PS | 1 | 22.8197 | 0 | 0 | 0 | 0 | 0.038189 | 597.55 | NW | NW |  | 45113_45123_1 | FALSE
| FALSE | PACW | 230 | PACW | 230 | 45129 | HAT ROCK | 45331 | WALLULA | 1 | -22.3814 | 0 | 0 | 0 | 0 | -0.0493 | 454.1 | NW | NW |  | 45129_45331_1 | FALSE
| FALSE | SRP | 230 | SRP | 230 | 15207 | KYR-EAST | 15214 | SCHRADER | 1 | 191.5792 | 0 | 0 | 0 | 0 | 0.24717 | 775.105 | SW | SW |  | 15207_15214_1 | FALSE
| FALSE | SRP | 230 | SRP | 230 | 15208 | ORME | 15203 | ANDERSON | 1 | 160.8904 | 0 | 0 | 0 | 0 | 0.19449 | 827.2599 | SW | SW |  | 15208_15203_1 | FALSE
| FALSE | SRP | 230 | SRP | 230 | 15208 | ORME | 15203 | ANDERSON | 2 | 160.8904 | 0 | 0 | 0 | 0 | 0.19449 | 827.2599 | SW | SW |  | 15208_15203_2 | FALSE
| FALSE | SRP | 230 | SRP | 230 | 15208 | ORME | 15230 | RUDD | 1 | -301.894 | 0 | 0 | 0 | 0 | -0.18081 | 1669.72 | SW | SW |  | 15208_15230_1 | FALSE
| FALSE | PACW | 230 | PACW | 230 | 45160 | DR E TP | 45075 | DALREED | 1 | -15.2831 | 0 | 0 | 0 | 0 | -0.0337 | 454.1 | NW | NW |  | 45160_45075_1 | FALSE
| FALSE | SRP | 230 | SRP | 230 | 15208 | ORME | 15230 | RUDD | 2 | -301.894 | 0 | 0 | 0 | 0 | -0.18081 | 1669.72 | SW | SW |  | 15208_15230_2 | FALSE
| FALSE | PACW | 230 | BPAT | 230 | 45162 | DR W TP | 47814 | JONESCYN | 1 | -45.0065 | 0 | 0 | 0 | 0 | -0.07 | 643.15 | NW | NW |  | 45162_47814_1 | FALSE
| FALSE | PACW | 115 | BPAT | 115 | 45166 | EAGLE PT | 45185 | LOST CRK | 1 | -39.0117 | 0 | 0 | 0 | 0 | -0.2684 | 145.35 | NW | NW |  | 45166_45185_1 | FALSE
| FALSE | PACW | 230 | PACW | 230 | 45183 | LONEPINE | 45195 | MERIDINP | 1 | -102.589 | 0 | 0 | 0 | 0 | -0.17168 | 597.55 | NW | NW |  | 45183_45195_1 | FALSE
| FALSE | PACW | 230 | PACW | 230 | 45183 | LONEPINE | 45195 | MERIDINP | 2 | -100.054 | 0 | 0 | 0 | 0 | -0.15308 | 653.6 | NW | NW |  | 45183_45195_2 | FALSE
| FALSE | BPAT | 115 | PACW | 115 | 45185 | LOST CRK | 45500 | TAKELMA | 1 | -11.7281 | 0 | 0 | 0 | 0 | -0.0757 | 154.85 | NW | NW |  | 45185_45500_1 | FALSE
| FALSE | SRP | 230 | SRP | 230 | 15209 | PAPAGOBT | 15211 | PINPKSRP | 1 | -52.1937 | 0 | 0 | 0 | 0 | -0.069 | 756.865 | SW | SW |  | 15209_15211_1 | FALSE
| FALSE | SRP | 230 | SRP | 230 | 15211 | PINPKSRP | 15204 | BRANDOW | 1 | 46.5374 | 0 | 0 | 0 | 0 | 0.13123 | 354.635 | SW | SW |  | 15211_15204_1 | FALSE
| FALSE | PACW | 230 | PACW | 230 | 44894 | WHTSTNE | 45195 | MERIDINP | 1 | -45.856 | 0 | 0 | 0 | 0 | -0.095 | 482.6 | NW | NW |  | 44894_45195_1 | FALSE
| FALSE | BPAT | 115 | PACW | 115 | 47021 | CHELAT T | 45201 | MERWIN | 1 | 54.2923 | 0 | 0 | 0 | 0 | 0.22412 | 242.25 | NW | NW |  | 47021_45201_1 | FALSE
| FALSE | SRP | 230 | SRP | 230 | 15211 | PINPKSRP | 15204 | BRANDOW | 2 | 46.4601 | 0 | 0 | 0 | 0 | 0.13101 | 354.635 | SW | SW |  | 15211_15204_2 | FALSE
| FALSE | SRP | 230 | SRP | 230 | 15212 | ROGERS | 15216 | THUNDRST | 1 | 186.8054 | 0 | 0 | 0 | 0 | 0.22335 | 836.38 | SW | SW |  | 15212_15216_1 | FALSE
| FALSE | SRP | 230 | WALC | 230 | 15212 | ROGERS | 19502 | ROGSWAPA | 1 | -144.808 | 0 | 0 | 0 | 0 | -0.19133 | 756.865 | SW | SW |  | 15212_19502_1 | FALSE
| FALSE | SRP | 230 | WALC | 230 | 15212 | ROGERS | 19502 | ROGSWAPA | 2 | -144.808 | 0 | 0 | 0 | 0 | -0.19133 | 756.865 | SW | SW |  | 15212_19502_2 | FALSE
| FALSE | PACW | 230 | BPAT | 230 | 45239 | PILOTBT | 40836 | PONDROSA_AIS | 1 | -96.7809 | 0 | 0 | 0 | 0 | -0.1285 | 753.16 | NW | NW |  | 45239_40836_1 | FALSE
| FALSE | PACW | 230 | BPAT | 230 | 45239 | PILOTBT | 40876 | RDMND_W | 1 | -108.932 | 0 | 0 | 0 | 0 | -0.20856 | 522.31 | NW | NW |  | 45239_40876_1 | FALSE
| FALSE | SRP | 230 | SRP | 230 | 15213 | SANTAN | 15205 | CORBELL | 1 | 133.035 | 0 | 0 | 0 | 0 | 0.0797 | 1669.72 | SW | SW |  | 15213_15205_1 | FALSE
| FALSE | PACW | 230 | PACW | 230 | 45245 | POMONA H | 45317 | UNIONGAP | 1 | 94.1859 | 0 | 0 | 0 | 0 | 0.15687 | 600.4 | NW | NW |  | 45245_45317_1 | FALSE
| FALSE | SRP | 230 | SRP | 230 | 15213 | SANTAN | 15216 | THUNDRST | 1 | 185.642 | 0 | 0 | 0 | 0 | 0.22236 | 834.8599 | SW | SW |  | 15213_15216_1 | FALSE
| FALSE | SRP | 230 | SRP | 230 | 15214 | SCHRADER | 15213 | SANTAN | 1 | -41.7484 | 0 | 0 | 0 | 0 | -0.0505 | 827.2599 | SW | SW |  | 15214_15213_1 | FALSE
| FALSE | PACW | 500 | PACW | 500 | 45262 | KFALLS | 45197 | MERIDINP | 1 | 204.0175 | 0 | 0 | 0 | 0 | 0.0574 | 3553.95 | NW | NW |  | 45262_45197_1 | FALSE
| FALSE | PACW | 115 | PGE | 115 | 45269 | RUSSELLV | 43581 | TABOR | 1 | 62.7029 | 0 | 0 | 0 | 0 | 0.23914 | 262.2 | NW | NW |  | 45269_43581_1 | FALSE
| FALSE | SRP | 230 | SRP | 230 | 15215 | SILVERKG | 15206 | GOLDFELD | 1 | 102.5675 | 0 | 0 | 0 | 0 | 0.14826 | 691.79 | SW | SW |  | 15215_15206_1 | FALSE
| FALSE | SRP | 230 | SRP | 230 | 15216 | THUNDRST | 15206 | GOLDFELD | 1 | -33.0842 | 0 | 0 | 0 | 0 | -0.0791 | 418.19 | SW | SW |  | 15216_15206_1 | FALSE
| FALSE | SRP | 230 | SRP | 230 | 15216 | THUNDRST | 15206 | GOLDFELD | 2 | -33.0842 | 0 | 0 | 0 | 0 | -0.0791 | 418.19 | SW | SW |  | 15216_15206_2 | FALSE
| FALSE | SRP | 230 | AZPS | 230 | 15219 | KNOX | 14226 | SNTAROSA | 1 | -284.718 | 0 | 0 | 0 | 0 | -0.25185 | 1130.5 | SW | SW |  | 15219_14226_1 | FALSE
| FALSE | PACW | 230 | PACW | 230 | 45327 | WALAWALA | 45331 | WALLULA | 1 | 26.9833 | 0 | 0 | 0 | 0 | 0.0594 | 454.1 | NW | NW |  | 45327_45331_1 | FALSE
| FALSE | SRP | 230 | SRP | 230 | 15223 | DINOSAUR | 15222 | BROWNING | 1 | -79.9067 | 0 | 0 | 0 | 0 | -0.0957 | 834.8599 | SW | SW |  | 15223_15222_1 | FALSE
| FALSE | SRP | 230 | SRP | 230 | 15224 | ABEL | 15214 | SCHRADER | 1 | 81.9737 | 0 | 0 | 0 | 0 | 0.0991 | 827.2599 | SW | SW |  | 15224_15214_1 | FALSE
| FALSE | SRP | 230 | SRP | 230 | 15224 | ABEL | 15223 | DINOSAUR | 1 | 138.1261 | 0 | 0 | 0 | 0 | 0.16545 | 834.8599 | SW | SW |  | 15224_15223_1 | FALSE
| FALSE | BPAT | 115 | PACW | 115 | 45390 | F.VALLEY | 45224 | HAYDEN T | 1 | 88.4134 | 0 | 0 | 0 | 0 | 0.25085 | 352.45 | NW | NW |  | 45390_45224_1 | FALSE
| FALSE | SRP | 230 | SRP | 230 | 15224 | ABEL | 15240 | RANDOLPH | 1 | -374.198 | 0 | 0 | 0 | 0 | -0.27016 | 1385.1 | SW | SW |  | 15224_15240_1 | FALSE
| FALSE | PACW | 69 | BPAT | 69 | 45413 | PILOT RK | 41271 | UKIAH | 1 | 0.61506 | 0 | 0 | 0 | 0 | 0.0187 | 32.965 | NW | NW |  | 45413_41271_1 | FALSE
| FALSE | BPAT | 115 | PACW | 115 | 45442 | NEHAL TP | 45033 | CANNON B | 1 | -12.3956 | 0 | 0 | 0 | 0 | -0.10523 | 117.8 | NW | NW |  | 45442_45033_1 | FALSE
| FALSE | SRP | 230 | SRP | 230 | 15230 | RUDD | 15218 | WHITETNK | 1 | 270.8958 | 0 | 0 | 0 | 0 | 0.32746 | 827.2599 | SW | SW |  | 15230_15218_1 | FALSE
| FALSE | SRP | 230 | SRP | 230 | 15231 | PINAL_C | 15235 | DBG | 1 | -26.3026 | 0 | 0 | 0 | 0 | -0.0348 | 756.865 | SW | SW |  | 15231_15235_1 | FALSE
| FALSE | BPAT | 230 | PACW | 230 | 45543 | SWIFT 2 | 45287 | SWIFT 1 | 1 | -65.4329 | 0 | 0 | 0 | 0 | -0.13971 | 468.35 | NW | NW |  | 45543_45287_1 | FALSE
| FALSE | BPAT | 115 | PSEI | 115 | 45608 | BEVERLY | 42399 | GLDBRTIE | 1 | -41.8185 | 0 | 0 | 0 | 0 | -0.50366 | 83.03 | NW | NW |  | 45608_42399_1 | FALSE
| FALSE | BPAT | 115 | PSEI | 115 | 45608 | BEVERLY | 42402 | HILTNLKT | 1 | 43.6747 | 0 | 0 | 0 | 0 | 0.18658 | 234.08 | NW | NW |  | 45608_42402_1 | FALSE
| FALSE | GCPD | 230 | GCPD | 230 | 46001 | ANC LK T | 46005 | ANCIENTL | 1 | 54.7885 | 0 | 0 | 0 | 0 | 0.12065 | 454.1 | NW | NW |  | 46001_46005_1 | FALSE
| FALSE | GCPD | 230 | GCPD | 230 | 46001 | ANC LK T | 46169 | WANAPUM | 1 | -37.0772 | 0 | 0 | 0 | 0 | -0.0633 | 585.865 | NW | NW |  | 46001_46169_1 | FALSE
| FALSE | GCPD | 230 | GCPD | 230 | 46041 | MAE VL | 46043 | MAE VL T | 1 | -10.2581 | 0 | 0 | 0 | 0 | -0.0226 | 454.1 | NW | NW |  | 46041_46043_1 | FALSE
| FALSE | GCPD | 230 | GCPD | 230 | 46043 | MAE VL T | 46089 | SANDUNES | 1 | 158.8287 | 0 | 0 | 0 | 0 | 0.2623 | 605.53 | NW | NW |  | 46043_46089_1 | FALSE
| FALSE | GCPD | 230 | GCPD | 230 | 46043 | MAE VL T | 46166 | POTHOLEG | 1 | -169.087 | 0 | 0 | 0 | 0 | -0.27924 | 605.53 | NW | NW |  | 46043_46166_1 | FALSE
| FALSE | GCPD | 230 | GCPD | 230 | 46045 | MATTAWA | 46113 | PRIEST T | 1 | 24.5986 | 0 | 0 | 0 | 0 | 0.042 | 585.865 | NW | NW |  | 46045_46113_1 | FALSE
| FALSE | GCPD | 230 | GCPD | 230 | 46065 | PRIEST R | 46113 | PRIEST T | 1 | 112.1613 | 0 | 0 | 0 | 0 | 0.18523 | 605.53 | NW | NW |  | 46065_46113_1 | FALSE
| FALSE | GCPD | 230 | GCPD | 230 | 46069 | PRIESTR2 | 46165 | PRIESTRT | 1 | 224.3227 | 0 | 0 | 0 | 0 | 0.35191 | 637.45 | NW | NW |  | 46069_46165_1 | FALSE
| FALSE | GCPD | 115 | AVA | 115 | 46087 | SANDUNES | 48455 | WARDEN A | 1 | 1.9849 | 0 | 0 | 0 | 0 | 0.00972 | 204.25 | NW | NW |  | 46087_48455_1 | FALSE
| FALSE | GCPD | 230 | GCPD | 230 | 46143 | SILICON | 46144 | SILIC TP | 1 | -46.8648 | 0 | 0 | 0 | 0 | -0.0852 | 549.86 | NW | NW |  | 46143_46144_1 | FALSE
| FALSE | GCPD | 115 | BPAT | 115 | 46150 | COUL2GPD | 41127 | WILBUR# | 1 | 6.9412 | 0 | 0 | 0 | 0 | 0.0338 | 205.105 | NW | NW |  | 46150_41127_1 | FALSE
| FALSE | GCPD | 230 | GCPD | 230 | 46151 | LARSON | 46144 | SILIC TP | 1 | 64.1902 | 0 | 0 | 0 | 0 | 0.10601 | 605.53 | NW | NW |  | 46151_46144_1 | FALSE
| FALSE | GCPD | 230 | GCPD | 230 | 46152 | MCDONALD | 46089 | SANDUNES | 1 | -94.9949 | 0 | 0 | 0 | 0 | -0.20919 | 454.1 | NW | NW |  | 46152_46089_1 | FALSE
| FALSE | GCPD | 230 | GCPD | 230 | 46152 | MCDONALD | 46158 | SIELER | 1 | 67.2116 | 0 | 0 | 0 | 0 | 0.14801 | 454.1 | NW | NW |  | 46152_46158_1 | FALSE
| FALSE | GCPD | 230 | GCPD | 230 | 46157 | WHEELSWD | 46160 | WHEELERG | 1 | 14.1627 | 0 | 0 | 0 | 0 | 0.0224 | 630.895 | NW | NW |  | 46157_46160_1 | FALSE
| FALSE | GCPD | 230 | GCPD | 230 | 46158 | SIELER | 46157 | WHEELSWD | 1 | 14.1627 | 0 | 0 | 0 | 0 | 0.0224 | 630.895 | NW | NW |  | 46158_46157_1 | FALSE
| FALSE | GCPD | 230 | GCPD | 230 | 46159 | UPPER C | 46144 | SILIC TP | 1 | -17.3254 | 0 | 0 | 0 | 0 | -0.0286 | 605.53 | NW | NW |  | 46159_46144_1 | FALSE
| FALSE | GCPD | 230 | GCPD | 230 | 46159 | UPPER C | 46160 | WHEELERG | 1 | 15.0859 | 0 | 0 | 0 | 0 | 0.019932 | 756.865 | NW | NW |  | 46159_46160_1 | FALSE
| FALSE | GCPD | 230 | GCPD | 230 | 46161 | BK SANDS | 46162 | BKSAND T | 1 | -10.9482 | 0 | 0 | 0 | 0 | -0.0241 | 454.1 | NW | NW |  | 46161_46162_1 | FALSE
| FALSE | GCPD | 230 | GCPD | 230 | 46162 | BKSAND T | 46164 | FRENCHMN | 1 | -7.142 | 0 | 0 | 0 | 0 | -0.0149 | 479.085 | NW | NW |  | 46162_46164_1 | FALSE
| FALSE | GCPD | 230 | GCPD | 230 | 46162 | BKSAND T | 46166 | POTHOLEG | 1 | -3.8062 | 0 | 0 | 0 | 0 | -0.00794 | 479.085 | NW | NW |  | 46162_46166_1 | FALSE
| FALSE | GCPD | 230 | GCPD | 230 | 46164 | FRENCHMN | 46163 | WAHLUKE | 1 | -66.8515 | 0 | 0 | 0 | 0 | -0.13954 | 479.085 | NW | NW |  | 46164_46163_1 | FALSE
| FALSE | GCPD | 230 | GCPD | 230 | 46165 | PRIESTRT | 46163 | WAHLUKE | 1 | 85.1612 | 0 | 0 | 0 | 0 | 0.18754 | 454.1 | NW | NW |  | 46165_46163_1 | FALSE
| FALSE | GCPD | 230 | BPAT | 230 | 46166 | POTHOLEG | 40851 | POTHOLES | 1 | -172.893 | 0 | 0 | 0 | 0 | -0.35974 | 480.605 | NW | NW |  | 46166_40851_1 | FALSE
| FALSE | GCPD | 230 | PACW | 230 | 46169 | WANAPUM | 45245 | POMONA H | 1 | 71.9457 | 0 | 0 | 0 | 0 | 0.12117 | 593.75 | NW | NW |  | 46169_45245_1 | FALSE
| FALSE | BPAT | 69 | PACW | 69 | 46294 | MCKENZEW | 45384 | COBURG | 1 | 0 | 0 | 0 | 0 | 0 | 0 | 52.25 | NW | NW |  | 46294_45384_1 | FALSE
| FALSE | SCL | 230 | BPAT | 230 | 46403 | BOTHELL | 41329 | SNOHOMISH_S3 | 1 | -61.627 | 0 | 0 | 0 | 0 | -0.12335 | 499.605 | NW | NW |  | 46403_41329_1 | FALSE
| FALSE | SCL | 230 | PSEI | 230 | 46403 | BOTHELL | 42318 | SAMMSH W | 1 | 103.0071 | 0 | 0 | 0 | 0 | 0.14305 | 720.1 | NW | NW |  | 46403_42318_1 | FALSE
| FALSE | SCL | 230 | PSEI | 230 | 46403 | BOTHELL | 42321 | HRNCHTAP | 1 | 2.4259 | 0 | 0 | 0 | 0 | 0.00269 | 900.6 | NW | NW |  | 46403_42321_1 | FALSE
| FALSE | SCL | 230 | SCL | 230 | 46403 | BOTHELL | 46421 | DIABLO | 1 | -62.2319 | 0 | 0 | 0 | 0 | -0.15305 | 406.6 | NW | NW |  | 46403_46421_1 | FALSE
| FALSE | SCL | 230 | SCL | 230 | 46403 | BOTHELL | 46421 | DIABLO | 2 | -62.2077 | 0 | 0 | 0 | 0 | -0.15299 | 406.6 | NW | NW |  | 46403_46421_2 | FALSE
| FALSE | SCL | 230 | SCL | 230 | 46403 | BOTHELL | 46421 | DIABLO | 3 | -62.2604 | 0 | 0 | 0 | 0 | -0.15312 | 406.6 | NW | NW |  | 46403_46421_3 | FALSE
| FALSE | SCL | 230 | SCL | 230 | 46415 | CRESTON | 46423 | DUWAMISH | 1 | -21.773 | 0 | 0 | 0 | 0 | -0.0479 | 454.1 | NW | NW |  | 46415_46423_1 | FALSE
| FALSE | SCL | 230 | SCL | 230 | 46415 | CRESTON | 46445 | SOUTH | 1 | 117.3723 | 0 | 0 | 0 | 0 | 0.24859 | 472.15 | NW | NW |  | 46415_46445_1 | FALSE
| FALSE | SCL | 230 | SCL | 230 | 46417 | DELRIDGE | 46423 | DUWAMISH | 1 | -111.748 | 0 | 0 | 0 | 0 | -0.26082 | 428.45 | NW | NW |  | 46417_46423_1 | FALSE
| FALSE | SCL | 230 | SCL | 230 | 46417 | DELRIDGE | 46445 | SOUTH | 1 | 44.8724 | 0 | 0 | 0 | 0 | 0.10473 | 428.45 | NW | NW |  | 46417_46445_1 | FALSE
| FALSE | SCL | 230 | SCL | 230 | 46421 | DIABLO | 46431 | GORGE | 1 | -35.4799 | 0 | 0 | 0 | 0 | -0.0873 | 406.6 | NW | NW |  | 46421_46431_1 | FALSE
| FALSE | SCL | 230 | SCL | 230 | 46421 | DIABLO | 46460 | ROSS 44 | 1 | -39.3574 | 0 | 0 | 0 | 0 | -0.19728 | 199.5 | NW | NW |  | 46421_46460_1 | FALSE
| FALSE | SCL | 230 | SCL | 230 | 46421 | DIABLO | 46461 | ROSS 42 | 1 | -39.3574 | 0 | 0 | 0 | 0 | -0.19728 | 199.5 | NW | NW |  | 46421_46461_1 | FALSE
| FALSE | SCL | 230 | BPAT | 230 | 46431 | GORGE | 46463 | NORTHMTN | 1 | 71.4131 | 0 | 0 | 0 | 0 | 0.17564 | 406.6 | NW | NW |  | 46431_46463_1 | FALSE
| FALSE | SCL | 230 | SCL | 230 | 46435 | MASS | 46445 | SOUTH | 1 | 13.5441 | 0 | 0 | 0 | 0 | 0.0287 | 472.15 | NW | NW |  | 46435_46445_1 | FALSE
| FALSE | SCL | 230 | PSEI | 230 | 46445 | SOUTH | 42500 | TALBOT230 | 1 | -101.201 | 0 | 0 | 0 | 0 | -0.2286 | 442.7 | NW | NW |  | 46445_42500_1 | FALSE
| FALSE | TPWR | 230 | BPAT | 230 | 46609 | COWLITZ | 41053 | COWLITZ# | 1 | -1.2319 | 0 | 0 | 0 | 0 | -0.00283 | 435.67 | NW | NW |  | 46609_41053_1 | FALSE
| FALSE | TPWR | 115 | BPAT | 115 | 46612 | BRKDALTP | 46680 | BRKDALE | 1 | 10.5608 | 0 | 0 | 0 | 0 | 0.10587 | 99.75 | NW | NW |  | 46612_46680_1 | FALSE
| FALSE | TPWR | 230 | BPAT | 230 | 46625 | MAYFIELD | 40987 | SILVR CK | 1 | 105.5336 | 0 | 0 | 0 | 0 | 0.21123 | 499.605 | NW | NW |  | 46625_40987_1 | FALSE
| FALSE | TPWR | 230 | TPWR | 230 | 46625 | MAYFIELD | 46629 | MOSSYRK | 1 | -31.6513 | 0 | 0 | 0 | 0 | -0.0533 | 593.37 | NW | NW |  | 46625_46629_1 | FALSE
| FALSE | TPWR | 230 | TPWR | 230 | 46630 | MOSSYRCK | 46629 | MOSSYRK | 1 | -92.4013 | 0 | 0 | 0 | 0 | -0.13897 | 664.905 | NW | NW |  | 46630_46629_1 | FALSE
| FALSE | TPWR | 230 | TPWR | 230 | 46642 | S_TAC-SW | 46645 | SOUTHWST | 1 | 28.4305 | 0 | 0 | 0 | 0 | 0.0447 | 636.215 | NW | NW |  | 46642_46645_1 | FALSE
| FALSE | TPWR | 115 | BPAT | 115 | 46694 | CROFT | 47530 | MILLERTA | 1 | 10.4178 | 0 | 0 | 0 | 0 | 0.0376 | 277.4 | NW | NW |  | 46694_47530_1 | FALSE
| FALSE | TPWR | 115 | BPAT | 115 | 46708 | FARWSTTP | 46775 | STEILACM | 1 | -3.4083 | 0 | 0 | 0 | 0 | -0.0245 | 138.89 | NW | NW |  | 46708_46775_1 | FALSE
| FALSE | TPWR | 115 | BPAT | 115 | 46717 | GIGHBR-2 | 46716 | GIGHBR-T | 1 | 0 | 0 | 0 | 0 | 0 | 0 | 296.685 | NW | NW |  | 46717_46716_1 | FALSE
| FALSE | TPWR | 115 | BPAT | 115 | 46751 | MCNEILTP | 46775 | STEILACM | 1 | 8.0508 | 0 | 0 | 0 | 0 | 0.058 | 138.89 | NW | NW |  | 46751_46775_1 | FALSE
| FALSE | TPWR | 115 | BPAT | 115 | 46754 | NARROWS2 | 46753 | NARROWST | 1 | 0 | 0 | 0 | 0 | 0 | 0 | 296.685 | NW | NW |  | 46754_46753_1 | FALSE
| FALSE | TPWR | 115 | BPAT | 115 | 46756 | OHOP-1 | 41243 | OHOP-T | 1 | 0 | 0 | 0 | 0 | 0 | 0 | 296.685 | NW | NW |  | 46756_41243_1 | FALSE
| FALSE | TPWR | 115 | BPAT | 115 | 46757 | OHOP-2 | 41243 | OHOP-T | 1 | 5.5105 | 0 | 0 | 0 | 0 | 0.0186 | 296.685 | NW | NW |  | 46757_41243_1 | FALSE
| FALSE | TPWR | 115 | BPAT | 115 | 46762 | PLAZATP | 47529 | LAKGROV | 1 | 10.2572 | 0 | 0 | 0 | 0 | 0.10283 | 99.75 | NW | NW |  | 46762_47529_1 | FALSE
| FALSE | TPWR | 115 | BPAT | 115 | 46767 | PURDY-2 | 46766 | PURDY-T | 1 | 0 | 0 | 0 | 0 | 0 | 0 | 296.685 | NW | NW |  | 46767_46766_1 | FALSE
| FALSE | TPWR | 115 | BPAT | 115 | 46788 | MINTER-2 | 46787 | MINTER-T | 1 | 0 | 0 | 0 | 0 | 0 | 0 | 296.685 | NW | NW |  | 46788_46787_1 | FALSE
| FALSE | TPWR | 115 | BPAT | 115 | 46798 | MASHEL-T | 41245 | MASHEL-P | 1 | 4.0173 | 0 | 0 | 0 | 0 | 0.0328 | 122.455 | NW | NW |  | 46798_41245_1 | FALSE
| FALSE | CHPD | 115 | AVA | 115 | 46805 | CHELAN | 46863 | CHLNDIST | 1 | 16.9428 | 0 | 0 | 0 | 0 | 0.11937 | 141.93 | NW | NW |  | 46805_46863_1 | FALSE
| FALSE | CHPD | 115 | AVA | 115 | 46805 | CHELAN | 48149 | HEADWORK | 1 | 15.9231 | 0 | 0 | 0 | 0 | 0.12416 | 128.25 | NW | NW |  | 46805_48149_1 | FALSE
| FALSE | CHPD | 230 | CHPD | 230 | 46809 | MCKENZIE | 46831 | ROCKYRH1 | 1 | -121.27 | 0 | 0 | 0 | 0 | -0.20024 | 605.625 | NW | NW |  | 46809_46831_1 | FALSE
| FALSE | CHPD | 115 | BPAT | 115 | 46818 | ROCKIS22 | 41105 | VALHALLA | 1 | 106.5088 | 0 | 0 | 0 | 0 | 0.35179 | 302.765 | NW | NW |  | 46818_41105_1 | FALSE
| FALSE | CHPD | 230 | CHPD | 230 | 46831 | ROCKYRH1 | 46852 | ROCR0102 | 1 | -135.578 | 0 | 0 | 0 | 0 | -0.28406 | 477.28 | NW | NW |  | 46831_46852_1 | FALSE
| FALSE | CHPD | 230 | CHPD | 230 | 46831 | ROCKYRH1 | 46853 | ROCR0304 | 1 | -135.578 | 0 | 0 | 0 | 0 | -0.28406 | 477.28 | NW | NW |  | 46831_46853_1 | FALSE
| FALSE | CHPD | 230 | CHPD | 230 | 46832 | ROCKYRH2 | 46854 | ROCR0506 | 1 | -135.578 | 0 | 0 | 0 | 0 | -0.28406 | 477.28 | NW | NW |  | 46832_46854_1 | FALSE
| FALSE | CHPD | 230 | CHPD | 230 | 46832 | ROCKYRH2 | 46855 | ROCR0709 | 1 | -230.795 | 0 | 0 | 0 | 0 | -0.39548 | 583.585 | NW | NW |  | 46832_46855_1 | FALSE
| FALSE | CHPD | 230 | CHPD | 230 | 46833 | ROCKYRH3 | 46856 | ROCR1011 | 1 | -150.397 | 0 | 0 | 0 | 0 | -0.31511 | 477.28 | NW | NW |  | 46833_46856_1 | FALSE
| FALSE | CHPD | 230 | CHPD | 230 | 46860 | AYORK230 | 46833 | ROCKYRH3 | 1 | -72.7418 | 0 | 0 | 0 | 0 | -0.19935 | 364.895 | NW | NW |  | 46860_46833_1 | FALSE
| FALSE | AVA | 115 | CHPD | 115 | 46863 | CHLNDIST | 46883 | UNIONVLY | 1 | 11.0368 | 0 | 0 | 0 | 0 | 0.0778 | 141.93 | NW | NW |  | 46863_46883_1 | FALSE
| FALSE | TPWR | 115 | BPAT | 115 | 46921 | NARROWS1 | 46753 | NARROWST | 1 | 10.5608 | 0 | 0 | 0 | 0 | 0.0356 | 296.685 | NW | NW |  | 46921_46753_1 | FALSE
| FALSE | TPWR | 115 | BPAT | 115 | 46923 | ARTNDL-T | 46676 | ARTNDL | 1 | 14.4129 | 0 | 0 | 0 | 0 | 0.14477 | 99.56 | NW | NW |  | 46923_46676_1 | FALSE
| FALSE | TPWR | 115 | BPAT | 115 | 46924 | GIGHBR-1 | 46716 | GIGHBR-T | 1 | 14.0704 | 0 | 0 | 0 | 0 | 0.0474 | 296.685 | NW | NW |  | 46924_46716_1 | FALSE
| FALSE | TPWR | 115 | BPAT | 115 | 46926 | LODHLM-T | 46745 | LODHLM | 1 | 14.4206 | 0 | 0 | 0 | 0 | 0.14484 | 99.56 | NW | NW |  | 46926_46745_1 | FALSE
| FALSE | TPWR | 115 | BPAT | 115 | 46927 | PURDY-1 | 46766 | PURDY-T | 1 | 7.3254 | 0 | 0 | 0 | 0 | 0.0247 | 296.685 | NW | NW |  | 46927_46766_1 | FALSE
| FALSE | TPWR | 115 | BPAT | 115 | 46928 | MINTER-1 | 46787 | MINTER-T | 1 | 3.7744 | 0 | 0 | 0 | 0 | 0.0127 | 296.685 | NW | NW |  | 46928_46787_1 | FALSE
| FALSE | TPWR | 115 | BPAT | 115 | 46930 | VGNLKB-T | 46931 | VAUGHN | 1 | 9.151 | 0 | 0 | 0 | 0 | 0.12086 | 75.715 | NW | NW |  | 46930_46931_1 | FALSE
| FALSE | TPWR | 115 | BPAT | 115 | 46941 | COLLIN-T | 47362 | GRAZZINI | 1 | 6.4574 | 0 | 0 | 0 | 0 | 0.0647 | 99.75 | NW | NW |  | 46941_47362_1 | FALSE
| FALSE | TPWR | 115 | BPAT | 115 | 46943 | HOLMESTP | 47525 | HAAKENSO | 1 | 21.1216 | 0 | 0 | 0 | 0 | 0.12597 | 167.675 | NW | NW |  | 46943_47525_1 | FALSE
| FALSE | TPWR | 115 | BPAT | 115 | 46943 | HOLMESTP | 47528 | HOLMES | 1 | 8.4302 | 0 | 0 | 0 | 0 | 0.0524 | 160.835 | NW | NW |  | 46943_47528_1 | FALSE
| FALSE | TPWR | 115 | BPAT | 115 | 46951 | LYNCH-T | 46748 | LYNCHCR | 1 | 3.4588 | 0 | 0 | 0 | 0 | 0.0215 | 160.835 | NW | NW |  | 46951_46748_1 | FALSE
| FALSE | TPWR | 115 | BPAT | 115 | 46952 | MCCULL-T | 47535 | MCCULLOU | 1 | 9.9295 | 0 | 0 | 0 | 0 | 0.0882 | 112.575 | NW | NW |  | 46952_47535_1 | FALSE
| FALSE | TPWR | 115 | BPAT | 115 | 46962 | SPRLKTP | 46771 | SRPRSLK | 1 | 7.0469 | 0 | 0 | 0 | 0 | 0.0706 | 99.75 | NW | NW |  | 46962_46771_1 | FALSE
| FALSE | TPWR | 115 | BPAT | 115 | 46973 | TYEETP | 47547 | TYEE | 1 | 7.5622 | 0 | 0 | 0 | 0 | 0.075811 | 99.75 | NW | NW |  | 46973_47547_1 | FALSE
| FALSE | TPWR | 115 | BPAT | 115 | 46975 | CURTISTP | 46695 | CURTIS | 1 | 9.4644 | 0 | 0 | 0 | 0 | 0.0426 | 221.92 | NW | NW |  | 46975_46695_1 | FALSE
| FALSE | BPAT | 115 | PACW | 115 | 47021 | CHELAT T | 45353 | YALE | 1 | -59.8756 | 0 | 0 | 0 | 0 | -0.26261 | 228 | NW | NW |  | 47021_45353_1 | FALSE
| FALSE | PACW | 115 | BPAT | 115 | 45115 | GOSHN | 47023 | CRESWELL+ | 1 | 15.0777 | 0 | 0 | 0 | 0 | 0.15409 | 97.85 | NW | NW |  | 45115_47023_1 | FALSE
| FALSE | PACW | 115 | BPAT | 115 | 45321 | VILLAGEG | 47023 | CRESWELL+ | 1 | -6.1127 | 0 | 0 | 0 | 0 | -0.06247 | 97.85 | NW | NW |  | 45321_47023_1 | FALSE
| FALSE | AVA | 115 | BPAT | 115 | 47027 | DIAM LAK TAP | 40907 | SACHEEN | 1 | -3.8776 | 0 | 0 | 0 | 0 | -0.0155 | 249.755 | NW | NW |  | 47027_40907_1 | FALSE
| FALSE | DOPD | 230 | CHPD | 230 | 47031 | DOUGLAS | 46833 | ROCKYRH3 | 1 | 28.1724 | 0 | 0 | 0 | 0 | 0.0372 | 756.865 | NW | NW |  | 47031_46833_1 | FALSE
| FALSE | BPAT | 230 | TPWR | 230 | 47049 | GLENOMA | 46629 | MOSSYRK | 1 | 20.4822 | 0 | 0 | 0 | 0 | 0.051592 | 397.005 | NW | NW |  | 47049_46629_1 | FALSE
| FALSE | DOPD | 115 | BPAT | 115 | 47051 | HANNA | 41105 | VALHALLA | 1 | -76.8534 | 0 | 0 | 0 | 0 | -0.26832 | 286.425 | NW | NW |  | 47051_41105_1 | FALSE
| FALSE | DOPD | 115 | GCPD | 115 | 47071 | PALISADS | 46075 | GB-56 | 1 | 47.6768 | 0 | 0 | 0 | 0 | 0.14405 | 330.98 | NW | NW |  | 47071_46075_1 | FALSE
| FALSE | BPAT | 115 | PACW | 115 | 47095 | VIEW TAP | 45201 | MERWIN | 1 | -54.5785 | 0 | 0 | 0 | 0 | -0.26233 | 208.05 | NW | NW |  | 47095_45201_1 | FALSE
| FALSE | DOPD | 230 | DOPD | 230 | 47100 | WELLS B1 | 47031 | DOUGLAS | 1 | 232.2083 | 0 | 0 | 0 | 0 | 0.3068 | 756.865 | NW | NW |  | 47100_47031_1 | FALSE
| FALSE | DOPD | 230 | DOPD | 230 | 47100 | WELLS B1 | 47102 | WELLS B2 | 1 | -26.6669 | 0 | 0 | 0 | 0 | -0.0587 | 454.1 | NW | NW |  | 47100_47102_1 | FALSE
| FALSE | DOPD | 230 | DOPD | 230 | 47102 | WELLS B2 | 47031 | DOUGLAS | 1 | 230.6996 | 0 | 0 | 0 | 0 | 0.30481 | 756.865 | NW | NW |  | 47102_47031_1 | FALSE
| FALSE | PACW | 115 | BPAT | 115 | 45201 | MERWIN | 47117 | ARIEL | 1 | 33.1707 | 0 | 0 | 0 | 0 | 0.13497 | 245.765 | NW | NW |  | 45201_47117_1 | FALSE
| FALSE | BPAT | 69 | PACW | 69 | 47151 | ELMIRA | 45423 | VAUGHNTP | 1 | 0 | 0 | 0 | 0 | 0 | 0 | 55.67 | NW | NW |  | 47151_45423_1 | FALSE
| FALSE | BPAT | 69 | PACW | 69 | 47153 | EPUDPWRL | 45384 | COBURG | 1 | 1.1237 | 0 | 0 | 0 | 0 | 0.0194 | 57.95 | NW | NW |  | 47153_45384_1 | FALSE
| FALSE | BPAT | 69 | PACW | 69 | 47153 | EPUDPWRL | 45426 | WLKCNRSS | 1 | -9.0752 | 0 | 0 | 0 | 0 | -0.1566 | 57.95 | NW | NW |  | 47153_45426_1 | FALSE
| FALSE | BPAT | 115 | DOPD | 115 | 47209 | PATEROS# | 47251 | TWISP | 1 | 9.8424 | 0 | 0 | 0 | 0 | 0.0797 | 123.5 | NW | NW |  | 47209_47251_1 | FALSE
| FALSE | DOPD | 115 | BPAT | 115 | 47251 | TWISP | 41157 | WIN_TWI_CIO | 1 | 5.5211 | 0 | 0 | 0 | 0 | 0.0447 | 123.5 | NW | NW |  | 47251_41157_1 | FALSE
| FALSE | BPAT | 115 | PGE | 115 | 47270 | GOBLE# | 43613 | TWR22-4N | 1 | 30.5158 | 0 | 0 | 0 | 0 | 0.15362 | 198.645 | NW | NW |  | 47270_43613_1 | FALSE
| FALSE | BPAT | 115 | PGE | 115 | 47270 | GOBLE# | 43776 | RAINIER# | 1 | -32.0872 | 0 | 0 | 0 | 0 | -0.16153 | 198.645 | NW | NW |  | 47270_43776_1 | FALSE
| FALSE | BPAT | 230 | BPAT | 230 | 47284 | MARCOLA | 40937 | SANTIAM_JMP | 1 | -40.8236 | 0 | 0 | 0 | 0 | -0.0955 | 427.69 | NW | NW |  | 47284_40937_1 | FALSE
| FALSE | BPAT | 69 | PACW | 69 | 47325 | KLNDIKE_WND# | 45034 | BLALOK | 1 | 1.012 | 0 | 0 | 0 | 0 | 0.0288 | 35.15 | NW | NW |  | 47325_45034_1 | FALSE
| FALSE | BPAT | 230 | BPAT | 230 | 47329 | EECLOUSE | 47380 | LINDEN_SW | 1 | 153.821 | 0 | 0 | 0 | 0 | 0.3291 | 467.4 | NW | NW |  | 47329_47380_1 | FALSE
| FALSE | BPAT | 230 | BPAT | 230 | 47367 | LAKESIDE+ | 47359 | LION_MTN+ | 1 | -38.8594 | 0 | 0 | 0 | 0 | -0.0634 | 613.13 | NW | NW |  | 47367_47359_1 | FALSE
| FALSE | BPAT | 115 | PACW | 115 | 47368 | BRASADA | 44958 | YEW AV T | 1 | -2.6434 | 0 | 0 | 0 | 0 | -0.0179 | 147.535 | NW | NW |  | 47368_44958_1 | FALSE
| FALSE | BPAT | 115 | AVA | 115 | 47369 | DUFORT | 48376 | SAGLE | 1 | 0 | 0 | 0 | 0 | 0 | 0 | 136.04 | NW | NW |  | 47369_48376_1 | FALSE
| FALSE | BPAT | 230 | BPAT | 230 | 47380 | LINDEN_SW | 40511 | HARVALUM | 1 | 171.7114 | 0 | 0 | 0 | 0 | 0.36738 | 467.4 | NW | NW |  | 47380_40511_1 | FALSE
| FALSE | BPAT | 230 | BPAT | 230 | 47380 | LINDEN_SW | 47381 | LINDEN | 1 | -17.8905 | 0 | 0 | 0 | 0 | -0.0297 | 601.54 | NW | NW |  | 47380_47381_1 | FALSE
| FALSE | BPAT | 230 | BPAT | 230 | 47394 | MONTG 1 | 47398 | MONTG 2 | 1 | -67.1432 | 0 | 0 | 0 | 0 | -0.16398 | 409.45 | NW | NW |  | 47394_47398_1 | FALSE
| FALSE | BPAT | 230 | BPAT | 230 | 47439 | NORPAC | 47440 | HYCOM | 1 | -171.942 | 0 | 0 | 0 | 0 | -0.37864 | 454.1 | NW | NW |  | 47439_47440_1 | FALSE
| FALSE | BPAT | 230 | BPAT | 230 | 47441 | CHEMICAL | 47442 | COFFINRK | 1 | 5.5407 | 0 | 0 | 0 | 0 | 0.0122 | 454.1 | NW | NW |  | 47441_47442_1 | FALSE
| FALSE | BPAT | 115 | TPWR | 115 | 47525 | HAAKENSO | 46952 | MCCULL-T | 1 | 9.9295 | 0 | 0 | 0 | 0 | 0.0617 | 160.835 | NW | NW |  | 47525_46952_1 | FALSE
| FALSE | PACW | 230 | PACW | 230 | 47572 | NINEMILE | 45331 | WALLULA | 1 | 87.4058 | 0 | 0 | 0 | 0 | 0.24085 | 362.9 | NW | NW |  | 47572_45331_1 | TRUE | PACW
| FALSE | BPAT | 230 | BPAT | 230 | 47578 | FREDST | 41055 | S TACOMA | 1 | 151.5717 | 0 | 0 | 0 | 0 | 0.33371 | 454.195 | NW | NW |  | 47578_41055_1 | FALSE
| FALSE | BPAT | 230 | BPAT | 230 | 47748 | CENTRALA_SS# | 40207 | CHEHALIS | 1 | 43.7454 | 0 | 0 | 0 | 0 | 0.0876 | 499.605 | NW | NW |  | 47748_40207_1 | FALSE
| FALSE | BPAT | 230 | BPAT | 230 | 47748 | CENTRALA_SS# | 41053 | COWLITZ# | 1 | -43.7454 | 0 | 0 | 0 | 0 | -0.0876 | 499.605 | NW | NW |  | 47748_41053_1 | FALSE
| FALSE | PSEI | 115 | BPAT | 115 | 47800 | HOPKINSR | 41400 | TUCANN R | 1 | 54.441 | 0 | 0 | 0 | 0 | 0.17055 | 319.2 | NW | NW |  | 47800_41400_1 | FALSE
| FALSE | BPAT | 230 | BPAT | 230 | 47819 | BIGHORN | 40686 | SPRING_CK | 1 | 88.3654 | 0 | 0 | 0 | 0 | 0.25011 | 353.305 | NW | NW |  | 47819_40686_1 | FALSE
| FALSE | BPAT | 230 | BPAT | 230 | 47823 | ENRGZR | 47824 | WILLIS | 1 | -134.34 | 0 | 0 | 0 | 0 | -0.28742 | 467.4 | NW | NW |  | 47823_47824_1 | FALSE
| FALSE | BPAT | 230 | BPAT | 230 | 47830 | KLON_SCHOUSE | 40584 | JOHN DAY | 1 | 206.1855 | 0 | 0 | 0 | 0 | 0.21449 | 961.3049 | NW | NW |  | 47830_40584_1 | FALSE
| FALSE | BPAT | 230 | BPAT | 230 | 47831 | HCAYON# | 47830 | KLON_SCHOUSE | 1 | 61.4418 | 0 | 0 | 0 | 0 | 0.11764 | 522.31 | NW | NW |  | 47831_47830_1 | FALSE
| FALSE | BPAT | 230 | BPAT | 230 | 47831 | HCAYON# | 47855 | STAR_POINT_1 | 1 | -34.9085 | 0 | 0 | 0 | 0 | -0.05 | 698.25 | NW | NW |  | 47831_47855_1 | FALSE
| FALSE | BPAT | 230 | BPAT | 230 | 47849 | SHPD FLT | 47860 | N HRLBRT | 1 | -60.5078 | 0 | 0 | 0 | 0 | -0.0743 | 814.15 | NW | NW |  | 47849_47860_1 | FALSE
| FALSE | BPAT | 230 | BPAT | 230 | 47849 | SHPD FLT | 47861 | S HRLBRT | 1 | -65.6823 | 0 | 0 | 0 | 0 | -0.10079 | 651.7 | NW | NW |  | 47849_47861_1 | FALSE
| FALSE | BPAT | 230 | BPAT | 230 | 47849 | SHPD FLT | 47862 | HSHUB | 1 | -65.6823 | 0 | 0 | 0 | 0 | -0.10079 | 651.7 | NW | NW |  | 47849_47862_1 | FALSE
| FALSE | AVA | 230 | BPAT | 230 | 48025 | BEACON N | 40090 | BELL S3 | 5 | -63.5495 | 0 | 0 | 0 | 0 | -0.084 | 756.865 | NW | NW |  | 48025_40090_5 | FALSE
| FALSE | AVA | 230 | AVA | 230 | 48025 | BEACON N | 48031 | BEACON S | 1 | 32.8458 | 0 | 0 | 0 | 0 | 0.0542 | 605.53 | NW | NW |  | 48025_48031_1 | FALSE
| FALSE | AVA | 230 | AVA | 230 | 48025 | BEACON N | 48357 | RATHDRUM | 1 | -68.9748 | 0 | 0 | 0 | 0 | -0.0911 | 756.865 | NW | NW |  | 48025_48357_1 | FALSE
| FALSE | AVA | 115 | BPAT | 115 | 48029 | BEACON S | 40087 | BELL BPA | 1 | 8.7691 | 0 | 0 | 0 | 0 | 0.0684 | 128.25 | NW | NW |  | 48029_40087_1 | FALSE
| FALSE | AVA | 230 | BPAT | 230 | 48031 | BEACON S | 40092 | BELL S4 | 4 | -60.2194 | 0 | 0 | 0 | 0 | -0.07956 | 756.865 | NW | NW |  | 48031_40092_4 | FALSE
| FALSE | AVA | 230 | AVA | 230 | 48031 | BEACON S | 48524 | BOULDER | 1 | -6.2662 | 0 | 0 | 0 | 0 | -0.00828 | 756.865 | NW | NW |  | 48031_48524_1 | FALSE
| FALSE | AVA | 230 | AVA | 230 | 48037 | BENEWAH | 48249 | MOSCOW | 1 | 37.5009 | 0 | 0 | 0 | 0 | 0.059946 | 625.575 | NW | NW |  | 48037_48249_1 | FALSE
| FALSE | AVA | 230 | AVA | 230 | 48037 | BENEWAH | 48317 | PINE CRK | 1 | -79.9373 | 0 | 0 | 0 | 0 | -0.1536 | 520.41 | NW | NW |  | 48037_48317_1 | FALSE
| FALSE | AVA | 115 | BPAT | 115 | 48039 | BENTNAVA | 40097 | BENTON | 1 | 24.2493 | 0 | 0 | 0 | 0 | 0.14205 | 170.715 | NW | NW |  | 48039_40097_1 | FALSE
| FALSE | AVA | 230 | AVA | 230 | 48059 | CAB GORG | 48179 | LAKEVIEW | 1 | 115.9433 | 0 | 0 | 0 | 0 | 0.19147 | 605.53 | NW | NW |  | 48059_48179_1 | FALSE
| FALSE | AVA | 230 | AVA | 230 | 48059 | CAB GORG | 48281 | NOXON_EAST | 1 | -9.7103 | 0 | 0 | 0 | 0 | -0.0214 | 454.1 | NW | NW |  | 48059_48281_1 | FALSE
| FALSE | AVA | 115 | BPAT | 115 | 48079 | COLBERT | 40255 | COLBERT# | 1 | -11.281 | 0 | 0 | 0 | 0 | -0.13165 | 85.69 | NW | NW |  | 48079_40255_1 | FALSE
| FALSE | AVA | 115 | AVA | 115 | 48147 | HARRNGTN | 48295 | ODESSA | 1 | -2.5668 | 0 | 0 | 0 | 0 | -0.03267 | 78.565 | NW | NW |  | 48147_48295_1 | FALSE
| FALSE | AVA | 230 | AVA | 230 | 48179 | LAKEVIEW | 48357 | RATHDRUM | 1 | 117.8547 | 0 | 0 | 0 | 0 | 0.16574 | 711.075 | NW | NW |  | 48179_48357_1 | FALSE
| FALSE | AVA | 115 | AVA | 115 | 48187 | LIND | 48375 | ROXBORO | 1 | -5.2371 | 0 | 0 | 0 | 0 | -0.0159 | 328.51 | NW | NW |  | 48187_48375_1 | FALSE
| FALSE | AVA | 230 | IPTV | 230 | 48197 | LOLO | 60278 | IMNAHA | 1 | 14.6414 | 0 | 0 | 0 | 0 | 0.0256 | 571.045 | NW | Inland |  | 48197_60278_1 | FALSE
| FALSE | AVA | 115 | BPAT | 115 | 48222 | MEAD SUB | 40730 | MEAD# | 1 | -10.4251 | 0 | 0 | 0 | 0 | -0.0622 | 167.675 | NW | NW |  | 48222_40730_1 | FALSE
| FALSE | AVA | 115 | BPAT | 115 | 48235 | MILAN# | 41099 | TUM_TUM# | 1 | 17.897 | 0 | 0 | 0 | 0 | 0.0524 | 341.525 | NW | NW |  | 48235_41099_1 | FALSE
| FALSE | AVA | 230 | AVA | 230 | 48255 | N LEWIST | 48385 | SHAWNEE | 1 | -8.5519 | 0 | 0 | 0 | 0 | -0.0141 | 605.53 | NW | NW |  | 48255_48385_1 | FALSE
| FALSE | AVA | 230 | AVA | 230 | 48281 | NOXON_EAST | 40787 | NOXON_WEST | 1 | -42.9615 | 0 | 0 | 0 | 0 | -0.0383 | 1121 | NW | NW |  | 48281_40787_1 | FALSE
| FALSE | AVA | 230 | AVA | 230 | 48281 | NOXON_EAST | 48317 | PINE CRK | 1 | 105.4449 | 0 | 0 | 0 | 0 | 0.20262 | 520.41 | NW | NW |  | 48281_48317_1 | FALSE
| FALSE | AVA | 230 | BPAT | 230 | 48289 | NOXON_CON | 41091 | TROUT_CREEK+ | 1 | 49.2141 | 0 | 0 | 0 | 0 | 0.0707 | 696.35 | NW | NW |  | 48289_41091_1 | FALSE

## Interface
Interface Name | Average Power Flow (MW) | Shadow Price ($/MW) | Congestion Cost (k$) | Congestion Hours (Hrs) | Loading Factor | Notes
P42 IID-SCE | 706.5311 | -42.0653 | 277125.7906 | 7271 | 0.0070654 | New rating being studied, an optional change file will be provided
P27 Intermountain Power Project DC Line | 459.1839 | -72.3392 | 26653.7928 | 2611 | 0.28374
P83 Montana Alberta Tie Line | 164.5294 | -5.6756 | 14956.2495 | 1907 | 0.54798
P45 SDG&E-CFE | -265.1994 | -0.51597 | 7381.7602 | 1836 | 0.41929
P26 Northern-Southern California | -1408.3493 | 0.68767 | 18121.5607 | 1154 | 0.39582
P01 Alberta-British Columbia | -426.511 | 1.9841 | 21043.5764 | 926 | 0.46166
P24 PG&E-Sierra | -57.531 | 2.1856 | 2879.7938 | 765 | 0.44391
P03 Northwest-British Columbia | 943.2226 | -1.4691 | 38714.4138 | 576 | 0.36987
P16 Idaho-Sierra | 28.0528 | 0.78835 | 2666.7978 | 430 | 0.34136
P66 COI | 2587.1505 | -0.32937 | 13887.3624 | 344 | 0.56482
P32 Pavant-Gonder InterMtn-Gonder 230 kV | 73.5914 | 0.32309 | 666.9441 | 239 | 0.27195
P48 Northern New Mexico (NM2) | -318.5287 | 0.4227 | 7982.9684 | 191 | 0.31058
P18 Montana-Idaho | 7.2779 | 0.24786 | 605.2928 | 170 | 0.26782
P75 Hemingway-Summer Lake | 477.3111 | 0.47107 | 2275.823 | 148 | 0.36736
P08 Montana to Northwest | 457.3543 | 0.21723 | 2575.9698 | 100 | 0.36109
P36 TOT 3 | 613.3204 | -0.11185 | 1810.7719 | 23 | 0.0062907
P80 Montana Southeast | 73.6214 | -0.04999 | 263.4693 | 21 | 0.29754
P79 TOT 2B2 | 71.6299 | -0.076604 | 178.3159 | 20 | 0.27744
P03 West Side NW-BC | 845.9178 | -0.0076438 | 184.6433 | 17 | 0.36528
P15 Midway-LosBanos | 1983.7186 | -0.0060851 | 288.637 | 17 | 0.38984
P61 Lugo-Victorville 500 kV Line | 879.099 | 0.011023 | 87.1442 | 11 | 0.31151
P20 Path C | 153.4362 | -0.0013979 | 27.6291 | 3 | 0.20978
P47 Southern New Mexico (NM1) | 88.1753 | -0.0010676 | 10.2303 | 3 | 0.24799
P65 Pacific DC Intertie (PDCI) | 122.0199 | -0.002116 | 59.8489 | 1 | 0.087598
P78 TOT 2B1 | 191.8556 | -0.00020293 | 1.1533 | 1 | 0.30161
P02 Alberta-Saskatchewan | 0.1 | 0 | 0 | 0 | 0.00066667
P03 East Side NW-BC | 97.3051 | 0 | 0 | 0 | 0.4559
P04 West of Cascades-North | 5553.6712 | 0 | 0 | 0 | 0.51903
P05 West of Cascades-South | 4061.6614 | 0 | 0 | 0 | 0.64182
P06 West of Hatwai | 536.8244 | 0 | 0 | 0 | 0.0068356
P14 Idaho to Northwest | 622.7388 | 0 | 0 | 0 | 0.3401
P17 Borah West | 1160.7446 | 0 | 0 | 0 | 0.012591
P19 Bridger West | 1249.1023 | 0 | 0 | 0 | 0.012717
P25 PacifiCorp/PG&E 115 kV Interconnection | 62.9826 | 0 | 0 | 0 | 0.71898
P28 Intermountain-Mona 345 kV | 48.8958 | 0 | 0 | 0 | 0.18562
P29 Intermountain-Gonder 230 kV | 30.3019 | 0 | 0 | 0 | 0.31022
P30 TOT 1A | -274.5793 | 0 | 0 | 0 | 0.0028553
P31 TOT 2A | -224.5087 | 0 | 0 | 0 | 0.0027754
P33 Bonanza West | -47.5755 | 0 | 0 | 0 | 0.0015254
P35 TOT 2C | 116.1058 | 0 | 0 | 0 | 0.32764
P37 TOT 4A | 0 | 0 | 0 | 0 | 0
P38 TOT 4B | -33.6739 | 0 | 0 | 0 | 0.00080324
P39 TOT 5 | -286.006 | 0 | 0 | 0 | 0.0044107
P40 TOT 7 | 116.5161 | 0 | 0 | 0 | 0.0012735
P41 Sylmar to SCE | 204.5294 | 0 | 0 | 0 | 0.20196
P46 West of Colorado River (WOR) | 6239.0288 | 0 | 0 | 0 | 0.4666
P49 East of Colorado River (EOR) | 1857.1149 | 0 | 0 | 0 | 0.20432
P52 Silver Peak-Control 55 kV | -0.59983 | 0 | 0 | 0 | 0.22833
P54 Coronado-Silver King 500 kV | 297.915 | 0 | 0 | 0 | 0.0031816
P55 Brownlee East | 500.0394 | 0 | 0 | 0 | 0.0056054
P58 Eldorado-Mead 230 kV Lines | -38.1594 | 0 | 0 | 0 | 0.06266
P59 WALC Blythe - SCE Blythe 161 kV Sub | -87.0381 | 0 | 0 | 0 | 0.00096126
P60 Inyo-Control 115 kV Tie | -18.1271 | 0 | 0 | 0 | 0.38655
P62 Eldorado-McCullough 500 kV Line | 727.9803 | 0 | 0 | 0 | 0.28023
P71 South of Allston | 573.6178 | 0 | 0 | 0 | 0.23119
P73 North of John Day | 2215.7903 | 0 | 0 | 0 | 0.022978
P76 Alturas Project | -92.2815 | 0 | 0 | 0 | 0.41519
P77 Crystal-Allen | 127.9127 | 0 | 0 | 0 | 0.0018247
P81 Southern Nevada Transmission Interface | -177.1795 | 0 | 0 | 0 | 0.10685
P82 TotBeast | 22.7281 | 0 | 0 | 0 | 0.0070232
P84 Harry Allen–Eldorado 500 kV | 1040.2284 | 0 | 0 | 0 | 0.29817
P85 Aeolus West Path (Post Gateway) | 854.7122 | 0 | 0 | 0 | 0.33262
P86 West of John Day | 1366.5285 | 0 | 0 | 0 | 0.013679
P87 West of McNary | 1417.8584 | 0 | 0 | 0 | 0.014182
P88 West of Slatt | 1479.9279 | 0 | 0 | 0 | 0.014808
P89 Southern Nevada Transmission Interface+ | 755 | 0 | 0 | 0 | 0.16211

## Table
Filter for notes and copy here
| 1 | 2 | 3 | 4 | 5 | 6 | 7 | 8 | 9
RN: | Branch_Notes | [10 empty] | Area | Market
| Key | Area Note | From_Bus_ID | From_Bus_Name | To_Bus_ID | To_Bus_Name | CKT | Note | Old Area Note |  | RN: | Area_to_Market
| 54232_50776_1 | Path 1 | 54232 | COLEMAN7 | 50776 | NTL 138 | 1 |  | Path 1 |  |  | AESO | CAN
| 65300_66410_1 | PAWY | 65300 | CASPERPP | 66410 | SPENCE | 1 |  | PAWY |  |  | AVA | NW
| 65460_69028_1 | PAWY | 65460 | DIFICULT | 69028 | SHIRLYBS | 1 |  | PAWY |  |  | AZPS | SW
| 65555_66315_1 | PAWY | 65555 | FIREHOLE | 66315 | ROCKSPGS | 1 |  | PAWY |  |  | BANC | CA
| 65580_69143_1 | PAWY | 65580 | FT CREEK | 69143 | STNDPIPE | 1 |  | PAWY |  |  | BCHA | CAN
| 70212_70481_1 | RM: to Denver Load | 70212 | GREENWD | 70481 | MONACO12 | 1 |  | RM: to Denver Load |  |  | BPAT | NW
| 70260_70291_1 | RM: to Denver Load | 70260 | LEETSDAL | 70291 | MONROEPS | 1 |  | RM: to Denver Load |  |  | CFE | CA
| 72818_73009_1 | RM: Wind Hub | 72818 | WL_CHILD | 73009 | ARCHER | 1 |  | RM: Wind Hub |  |  | CHPD | NW
| 73192_70311_1 | RM: Wind Hub | 73192 | STORY | 70311 | PAWNEE | 1 |  | RM: Wind Hub |  |  | CIPB | CA
| 70286_73413_1 | RM | 70286 | MIDWAYPS | 73413 | MIDWAYBR | 1 |  | RM |  |  | CIPV | CA
| 11014_11017_1 | So Line | 11014 | ARR___PS | 11017 | ARROYO | 1 |  | So Line |  |  | CISC | CA
| 12181_12101_1 | 4Corn Area | 12181 | GLDSTNPS | 12101 | GLADSTON | 1 |  | 4Corn Area |  |  | CISD | CA
| 26043_65995_1 | Path 28 | 26043 | INTERMT | 65995 | MONA | 1 |  | Path 28 |  |  | DOPD | NW
| 26043_65995_2 | Path 28 | 26043 | INTERMT | 65995 | MONA | 2 |  | Path 28 |  |  | EPE | SW
| 45337_45335_1 | PACW | 45337 | WEED JPS | 45335 | WEED JCT | 1 |  | PACW |  |  | GCPD | NW
| 50784_50822_2 | Path 1 | 50784 | NLY 230 | 50822 | NLY 2PS2 | 2 |  | Path 1 |  |  | IID | CA
| 30035_30040_1 | BANC-ISO | 30035 | TRACY | 30040 | TESLA | 1 |  | BANC-ISO |  |  | IPFE | Inland
| 54421_54420_PS | AESO | 54421 | KEEPHIL5 | 54420 | KEEPHIL4 | PS |  | AESO |  |  | IPMV | Inland
| 64025_64023_1 | Path 76 | 64025 | CAL SUB | 64023 | CAL S PS | 1 |  | Path 76 |  |  | IPTV | Inland
| 64053_64048_1 | FChurch 230 PAR | 64053 | FT CHUR N | 64048 | FT CH PS | 1 |  | FChurch 230 PAR |  |  | LDWP | CA
| 64095_64094_1 | Path 52 | 64095 | SLVR PKX | 64094 | SLVER PK | 1 |  | Path 52 |  |  | NEVP | SW
| 65860_65850_1 | Path 18 | 65860 | JFRSNPHA | 65850 | JEFFERSN | 1 |  | Path 18 |  |  | NWMT | Inland
| 10292_79060_1 | 4Corn Area | 10292 | SAN_JUAN | 79060 | SANJN PS | 1 |  | 4Corn Area |  |  | PACW | NW
| 15080_15051_1 | SW SunZ East Area | 15080 | PINAL_C | 15051 | BROWNING | 1 |  | SW SunZ East Area |  |  | PAID | Inland
| 18073_189101_1 | VEA | 18073 | IS TAP | 189101 | MERCRYSW | 1 |  | VEA |  |  | PAUT | Inland
| 72906_73107_1 | RM: Wind Hub | 72906 | SAWMILLCK | 73107 | LAR.RIVR | 1 |  | RM: Wind Hub |  |  | PAWY | Inland
| 14002_24042_1 | SW 4C-SoNev | 14002 | MOENKOPI | 24042 | ELDORDO | 1 |  | SW 4C-SoNev |  |  | PGE | NW
| 14004_160500_1 | SW SunZ East Area | 14004 | SAGUARO | 160500 | TORTOLITA | 1 |  | SW SunZ East Area |  |  | PNM | SW
| 14004_160500_2 | SW SunZ East Area | 14004 | SAGUARO | 160500 | TORTOLITA | 2 |  | SW SunZ East Area |  |  | PSCO | RM
| 15080_160500_1 | SW SunZ East Area | 15080 | PINAL_C | 160500 | TORTOLITA | 1 |  | SW SunZ East Area |  |  | PSEI | NW
| 15088_160304_1 | SW SunZ East Area | 15088 | PINAL_W | 160304 | PINAL_WEST | 1 |  | SW SunZ East Area |  |  | SCL | NW
| 64883_64885_3 | Robinson PAR | 64883 | RBFLCPS | 64885 | ROBINSON | 3 |  | Robinson PAR |  |  | SPPC | Inland
| 160500_90109_1 | SW SunZ East Area | 160500 | TORTOLITA | 90109 | TORT230 | 1 |  | SW SunZ East Area |  |  | SRP | SW
| 15080_999910_1 | PNNL Added | 15080 | PINAL_C | 999910 | SUNZIA W2 | 1 |  | PNNL Added |  |  | TEPC | SW
| 15080_999900_1 | PNNL Added | 15080 | PINAL_C | 999900 | SUNZIA W1 | 1 |  | PNNL Added |  |  | TH_Malin | NW
| 37524_37520_1 | CA: Gen Connect | 37524 | SUTTER | 37520 | OBANION | 1 |  | CA: Gen Connect |  |  | TH_Mead | SW
| 14000_14004_1 | SW SunZ East Area | 14000 | CHOLLA | 14004 | SAGUARO | 1 |  | SW SunZ East Area |  |  | TH_PV | SW
| 14001_14002_1 | SW 4C-SoNev | 14001 | FOURCORN | 14002 | MOENKOPI | 1 |  | SW 4C-SoNev |  |  | TIDC | CA
| 14002_14014_1 | SW 4C-SoNev | 14002 | MOENKOPI | 14014 | CEDARMT | 1 |  | SW 4C-SoNev |  |  | TPWR | NW
| 24701_24601_3 | PNNL Added | 24701 | KRAMER | 24601 | VICTOR | 3 |  | PNNL Added |  |  | VEA | SW
| 24900_24374_3 | PNNL Added | 24900 | COLRIVER | 24374 | REDBLUFF | 3 |  | PNNL Added |  |  | WACM | RM
| 24374_292550_3 | PNNL Added | 24374 | REDBLUFF | 292550 | DVRS_RB_32 | 3 |  | PNNL Added |  |  | WALC | SW
| 292550_292540_3 | PNNL Added | 292550 | DVRS_RB_32 | 292540 | DVRS_RB_31 | 3 |  | PNNL Added |  |  | WAUW | Inland
| 292540_24801_3 | PNNL Added | 292540 | DVRS_RB_31 | 24801 | DEVERS | 3 |  | PNNL Added
| 22536_22360_2 | PNNL Added | 22536 | N.GILA | 22360 | IMPRLVLY | 2 |  | PNNL Added
| 900000_900001_1 | PNNL Added | 900000 | SZ_EAST | 900001 | SZ_EAST 500 | 1 |  | PNNL Added
| 900000_900001_2 | PNNL Added | 900000 | SZ_EAST | 900001 | SZ_EAST 500 | 2 |  | PNNL Added
| 900001_15080_1 | PNNL Added | 900001 | SZ_EAST 500 | 15080 | PINAL_C | 1 |  | PNNL Added
| 900001_15080_2 | PNNL Added | 900001 | SZ_EAST 500 | 15080 | PINAL_C | 2 |  | PNNL Added
| 121001_120821_1 | PNNL Added | 121001 | DONCARLOS | 120821 | TAOS | 1 |  | PNNL Added
| 121001_120821_2 | PNNL Added | 121001 | DONCARLOS | 120821 | TAOS | 2 |  | PNNL Added
| 120821_14001_1 | PNNL Added | 120821 | TAOS | 14001 | FOURCORN | 1 |  | PNNL Added
| 120821_14001_2 | PNNL Added | 120821 | TAOS | 14001 | FOURCORN | 2 |  | PNNL Added
| 120821_14001_3 | PNNL Added | 120821 | TAOS | 14001 | FOURCORN | 3 |  | PNNL Added
| 120821_14001_4 | PNNL Added | 120821 | TAOS | 14001 | FOURCORN | 4 |  | PNNL Added
| 110959_120821_1 | PNNL Added | 110959 | NM Wnd HubN | 120821 | TAOS | 1 |  | PNNL Added
| 110959_120821_2 | PNNL Added | 110959 | NM Wnd HubN | 120821 | TAOS | 2 |  | PNNL Added
| 14001_14003_1 | PNNL Added | 14001 | FOURCORN | 14003 | NAVAJO | 1 |  | PNNL Added
| 14003_14002_2 | PNNL Added | 14003 | NAVAJO | 14002 | MOENKOPI | 2 |  | PNNL Added
| 14002_26044_1 | PNNL Added | 14002 | MOENKOPI | 26044 | MARKETPL | 1 |  | PNNL Added
| 110959_24086_D1 | PNNL Added | 110959 | NM Wnd HubN | 24086 | LUGO | D1 |  | PNNL Added
| 110959_24086_D2 | PNNL Added | 110959 | NM Wnd HubN | 24086 | LUGO | D2 |  | PNNL Added
| 70919_709190_1 | PNNL Added | 70919 | MAY_VALLEY | 709190 | LONGHORN | 1 |  | PNNL Added
| 70919_709190_2 | PNNL Added | 70919 | MAY_VALLEY | 709190 | LONGHORN | 2 |  | PNNL Added
| 73108_70910_1 | PNNL Added | 73108 | LAR.RIVR | 70910 | WY Wind Hub | 1 |  | PNNL Added
| 70910_70915_1 | PNNL Added | 70910 | WY Wind Hub | 70915 | CANAL_XING | 1 |  | PNNL Added
| 73108_70910_2 | PNNL Added | 73108 | LAR.RIVR | 70910 | WY Wind Hub | 2 |  | PNNL Added
| 70910_70916_1 | PNNL Added | 70910 | WY Wind Hub | 70916 | FSV345 | 1 |  | PNNL Added
| 73011_73012_4 | PNNL Added | 73011 | AULT | 73012 | AULT | 4 |  | PNNL Added
| 70916_70410_T3 | PNNL Added | 70916 | FSV345 | 70410 | ST.VRAIN | T3 |  | PNNL Added
| 70916_70410_T4 | PNNL Added | 70916 | FSV345 | 70410 | ST.VRAIN | T4 |  | PNNL Added
| 70598_70311_T4 | PNNL Added | 70598 | PAWNEE | 70311 | PAWNEE | T4 |  | PNNL Added
| 70122_70654_T5 | PNNL Added | 70122 | COMANCHE | 70654 | COMANCHE | T5 |  | PNNL Added
| 70139_70601_T6 | PNNL Added | 70139 | DANIELPK | 70601 | DANIELPK | T6 |  | PNNL Added
| 70599_70396_T6 | PNNL Added | 70599 | SMOKYHIL | 70396 | SMOKYHIL | T6 |  | PNNL Added
| 67794_30035_D1 | PNNL Added | 67794 | POPULUS | 30035 | TRACY | D1 |  | PNNL Added
| 67794_30035_D2 | PNNL Added | 67794 | POPULUS | 30035 | TRACY | D2 |  | PNNL Added
| 40111_41095_DC | PNNL Added | 40111 | BIG EDDY | 41095 | TROUTDAL | DC |  | PNNL Added
| 14003_14002_1 | SW 4C-SoNev | 14003 | NAVAJO | 14002 | MOENKOPI | 1 |  | SW 4C-SoNev
| 14003_14018_1 | SW AZ No PHX | 14003 | NAVAJO | 14018 | DUGAS | 1 |  | SW AZ No PHX
| 14003_26123_1 | SW 4C-SoNev | 14003 | NAVAJO | 26123 | CRYSTAL | 1 |  | SW 4C-SoNev
| 14005_14011_1 | SW AZ No PHX | 14005 | WESTWING | 14011 | MORGAN | 1 |  | SW AZ No PHX
| 15034_14005_1 | SW AZ No PHX | 15034 | PERKINS | 14005 | WESTWING | 1 |  | SW AZ No PHX
| 14006_14005_1 | SW AZ No PHX | 14006 | YAVAPAI | 14005 | WESTWING | 1 |  | SW AZ No PHX
| 14010_14011_1 | SW AZ No PHX | 14010 | SNVLY | 14011 | MORGAN | 1 |  | SW AZ No PHX
| 14012_14010_1 | SW PV Area | 14012 | DELANY | 14010 | SNVLY | 1 |  | SW PV Area
| 14014_14006_1 | SW AZ No PHX | 14014 | CEDARMT | 14006 | YAVAPAI | 1 |  | SW AZ No PHX
| 14018_14011_1 | SW AZ No PHX | 14018 | DUGAS | 14011 | MORGAN | 1 |  | SW AZ No PHX
| 14021_22342_1 | SW AZ to NoGila | 14021 | AGUACAL1 | 22342 | HDWSH | 1 |  | SW AZ to NoGila
| 15001_15041_1 | SW SunZ East Area | 15001 | CORONADO | 15041 | SILVERKG | 1 |  | SW SunZ East Area
| 15041_15051_1 | SW SunZ East Area | 15041 | SILVERKG | 15051 | BROWNING | 1 |  | SW SunZ East Area
| 15051_15011_1 | SW SunZ East Area | 15051 | BROWNING | 15011 | KYRENE | 1 |  | SW SunZ East Area
| 15087_15080_1 | SW SunZ East Area | 15087 | DUKE | 15080 | PINAL_C | 1 |  | SW SunZ East Area
| 15087_15088_1 | SW SunZ East Area | 15087 | DUKE | 15088 | PINAL_W | 1 |  | SW SunZ East Area
| 47572_45331_1 | PACW | 47572 | NINEMILE | 45331 | WALLULA | 1 |  | PACW
| 47844_40584_1 | NW Gen Connection | 47844 | BIGLWCYN | 40584 | JOHN DAY | 1 |  | NW Gen Connection
| __ | [7 empty] | 0
| __ | [7 empty] | 0
| __ | [7 empty] | 0
| __ | [7 empty] | 0
| __ | [7 empty] | 0
| __ | [7 empty] | 0
| __ | [7 empty] | 0
| __ | [7 empty] | 0
| __ | [7 empty] | 0
| __ | [7 empty] | 0
| __ | [7 empty] | 0
| __ | [7 empty] | 0
| __ | [7 empty] | 0
| __ | [7 empty] | 0
| __ | [7 empty] | 0
| __ | [7 empty] | 0
| __ | [7 empty] | 0
| __ | [7 empty] | 0
| __ | [7 empty] | 0
| __ | [7 empty] | 0
| __ | [7 empty] | 0
| __ | [7 empty] | 0
| __ | [7 empty] | 0
| __ | [7 empty] | 0
| __ | [7 empty] | 0
| __ | [7 empty] | 0
| __ | [7 empty] | 0
| __ | [7 empty] | 0
| __ | [7 empty] | 0
| __ | [7 empty] | 0
| __ | [7 empty] | 0
| __ | [7 empty] | 0
| __ | [7 empty] | 0
| __ | [7 empty] | 0
| __ | [7 empty] | 0
| __ | [7 empty] | 0
| __ | [7 empty] | 0
| __ | [7 empty] | 0
| __ | [7 empty] | 0
| __ | [7 empty] | 0
End | End | End | End | End | End | End | End | End | End | End