## Thermal
THERMAL_GENERAL_INFO
GeneratorName | Turbine Type | Model Type
Cop 1 GT | GT | GT
Montana 4 LMS | GT LMS100 | GT LMS
Montana 3 LMS | GT LMS100 | GT LMS
Montana 2 LMS | GT LMS100 | GT LMS
Montana 1 LMS | GT LMS100 | GT LMS
PdteJuarez Gt 1 GT | GT | GT
PdteJuarez Gt 2 GT | GT | GT
Mexicali 1 GT | GT | GT
Mexicali 2 GT | GT | GT
Mexicali 3 GT | GT | GT
Cipres 1 GT | GT | GT
Cerro Prieto IV 4 BT | GEO | GEO
Cerro Prieto IV 3 BT | GEO | GEO
Cerro Prieto IV 2 BT | GEO | GEO
Cerro Prieto IV 1 BT | GEO | GEO
Cerro Prieto I 5 BT | GEO | GEO
Cerro Prieto III 2 BT | GEO | GEO
Cerro Prieto III 1 BT | GEO | GEO
Cerro Prieto II 2 BT | GEO | GEO
Pdte.Juarez 7 GT | GT F | GT F
Pdte Juarez 6 GT | ST-NG | ST-NG
Pdte Juarez 5 GT | ST-NG | ST-NG
Cerro Prieto II 1 BT | GEO | GEO
Chula Vista Energy Center 1 GT | GT FT4 | GT Aero
Calpeak Power Border Unit 1 GT | GT FT8 TwinPac | GT Aero
Calpeak Power Enterprise Unit 1 GT | GT FT8 TwinPac | GT Aero
Larkspur LM 1 | GT LM6000 | GT LM
Larkspur LM 2 | GT LM6000 | GT LM
Miramar Energy Facility 1 GT | GT LM6000 | GT LM
Sycamore Energy 1 GT | IC-OT | IC-OT
Miramar Landfill 1 IC | IC-OT | IC-OT
Sycamore Energy 2 GT | IC-OT | IC-OT
Orange Grove Energy Center 1 GT | GT LM6000 PC Sprint | GT LM
OrangeGrove2 | GT LM6000 PC Sprint | GT LM
Miramar Energy Facility II 1 GT | GT LM6000 | GT LM
El Cajon Energy Center 1 GT | GT LM6000 | GT LM
Drews Generating Plant GT | GT GE10Ba | GT B
Agua Mansa Unit 1 City Of Colton 1 GT | GT LM6000 Sprint | GT LM
Puente Hills 1 ST | ST-OT | ST-OT
EF Oxnard Incorporated 1 GT | GT | GT
Southeast Resource Recovery 1 ST | ST-OT | ST-NG
Berry Placerita Cogen | GT-OT | GT
Long Beach Unit 1 GT | GT | GT
Long Beach Unit 4-1 GT | GT | GT
Bp Wilmington Calciner 1 ST | ST-OT | ST-NG
Coso Navy 1 GT | GEO | GEO
Coso2_Navy1 | GEO | GEO
Coso1_Navy1 | GEO | GEO
US Borax Unit 1 GT | GT-OT | GT-OT
Barre Peaker 1 GT | GT LM6000 | GT LM
Mira Loma Peaker 1 GT | GT LM6000 | GT LM
Mcgrath Beach Peaker 1 GT | GT LM6000 | GT LM
Grapeland Peaker 1 GT | GT LM6000 | GT LM
Springs Generation Project Aggregate 1 GT | GT GE10 | GT
Riverside Energy Res Ctr Unit 2 GT | GT LM6000 | GT LM
Riverside Energy Res Ctr Unit 1 GT | GT LM6000 | GT LM
Riverside Energy Res Ctr Unit 3 GT | GT LM6000 | GT LM
Riverside Energy Res Ctr Unit 4-1 GT | GT LM6000 | GT LM
Canyon Power Plant Unit 1 GT | GT LM6000 PC Sprint | GT LM
Canyon Power Plant Unit 2 GT | GT LM6000 PC Sprint | GT LM
Canyon Power Plant Unit 3 GT | GT LM6000 PC Sprint | GT LM
Ellwood Energy Support Facility 1 GT | GT | GT
Sycamore Cogeneration Unit 4-1 GT | GT 7EA | GT E
Sycamore Cogeneration Unit 3 GT | GT 7EA | GT E
Sycamore Cogeneration Unit 2 GT | GT 7EA | GT E
Sycamore Cogeneration Unit 1 GT | GT 7EA | GT E
Long Beach Unit 2 GT | GT | GT
Long Beach Unit 3 GT | GT | GT
Coso Power Developer Navy II Aggregate 1 GT | GEO | GEO
Coso5_Navy2 | GEO | GEO
Coso6_Navy2 | GEO | GEO
Kern River Cogeneration Co Unit 1 GT | GT 7EA | GT E
Kern River Cogeneration Co Unit 2 GT | GT 7EA | GT E
Kern River Cogeneration Co Unit 3 GT | GT 7EA | GT E
Kern River Cogeneration Co Unit 4-1 GT | GT 7EA | GT E
Ormond Beach Gen Sta Unit 1 ST | ST-NG | ST-NG
Ormond Beach Gen Sta Unit 2 ST | ST-NG | ST-NG
Canyon Power Plant Unit 4-1 GT | CCLM6000 PC Sprint | CC LM
La Paloma Generating Plant Unit 1 CC | CC GT24 | CC F
La Paloma Generating Plant Unit 2 CC | CC GT24 | CC F
La Paloma Generating Plant Unit 3 CC | CC GT24 | CC F
La Paloma Generating Plant Unit 4 CC | CC GT24 | CC F
Gwf Henrietta Peaker Plant Unit 2 GT | GT LM6000 | GT LM
Gwf Henrietta Peaker Plant Unit 1 GT | GT LM6000 | GT LM
Hanford Peaker Plant 1 GT | GT LM6000 | GT LM
El Nido Biomass To Energy 1 ST | ST-OT | ST-NG
Midway Peaking Aggregate 1 GT | GT FT8-3 Swift-Pac | GT Aero
Starwood1 | GT FT8-3 Swift-Pac | GT Aero
Panoche Energy Center Aggregated 1 GT | GT LMS100 | GT LMS
PanocheEC3 | GT LMS100 | GT LMS
PanocheEC2 | GT LMS100 | GT LMS
PanocheEC1 | GT LMS100 | GT LMS
Chow II Biomass To Energy 1 ST | ST-OT | ST-NG
Chow 2 Peaker Plant 1 IC | IC | IC
Calpeak Power Panoche Unit 1 GT | GT FT8 TwinPac | GT Aero
Panoche Peaker 1 GT | GT FT8 TwinPac | GT Aero
Covanta Stanislaus 1 ST | ST-OT | ST-OT
Salinas River Cogeneration 1 GT | GT-OT | GT-OT
King City Energy Center Unit 1 GT | GT LM6000 | GT LM
Diablo Canyon Unit 1 ST | ST-NUC | Nuclear
Diablo Canyon Unit 2 ST | ST-NUC | Nuclear
Chevron Usa Eastridge 1 GT | GT-OT | GT-OT
Mckittrick Limited 1 GT | GT LM5000 | GT LM
Live Oak Limited 1 GT | GT LM5000 | GT LM
Berry Cogen Tanne Hills 18 | GT-OT | GT-OT
Chevron Usa Coalinga 1 GT | GT-OT | GT-OT
Malaga Power Aggregate 1 GT | GT LM6000 Sprint | GT LM
Fellow Qf Aggregate 1 GT | GT | GT
Mckittrick Cogen 1 GT | GT LM5000 | GT LM
Midway Sunset Cogeneration Plant 1 GT | GT 7E | GT E
MidwaySunsetB | GT 7E | GT E
MidwaySunsetC | GT 7E | GT E
Double C Limited 1 GT | GT LM2500 | GT LM2500
Kern Front Limited 1 GT | GT LM2500 | GT LM2500
High Sierra Limited 1 GT | GT LM2500 | GT LM2500
Badger Creek Limited 1 GT | GT LM5000 | GT LM
MtPoso Cogeneration Co 1 ST | ST-OT | ST-NG
Chalk Cliff Limited 1 GT | GT LM5000 | GT LM
Sca 1 GT | GT LM6000 Sprint | GT LM
Ripon Cogeneration Unit 1 GT | GT LM6000 Sprint | GT LM
Ox Mountain Landfill Generating Plant 1 IC | IC-OT | IC-OT
Ox_Mountain6 | IC-OT | IC-OT
Ox_Mountain5 | IC-OT | IC-OT
Ox_Mountain4 | IC-OT | IC-OT
Ox_Mountain3 | IC-OT | IC-OT
Ox_Mountain2 | IC-OT | IC-OT
Ox_Mountain1 | IC-OT | IC-OT
Sri International 1 GT | GT-OT | GT-OT
Riverview Energy Center Gp Antioch 1 GT | GT LM6000 | GT LM
Altamont Landfill Gas To Energy 1 GT | GT-OT | GT-OT
Chevron Richmond Refinery 1 GT | ST-OT | ST-NG
Tosco Rodeo PlaNT GT | GT-OT | GT-OT
Phillips_RodeoB | GT-OT | GT-OT
Phillips_RodeoA | GT-OT | GT-OT
Alameda 1 GT | GT TM2500 | GT LM2500
Alameda 2 GT | GT TM2500 | GT LM2500
Red Bluff Peaker Plant 1 IC | IC | IC
Wheelabrator Shasta 1 ST | ST-OT | ST-OT
Wheelabrator Shasta 3 | ST-OT | ST-OT
Wheelabrator Shasta 2 | ST-OT | ST-OT
Wheelabrator Shasta 1 | ST-OT | ST-OT
Geysers Aidlin Aggregate 1 BT | GEO | GEO
Aidlin_Geo1 | GEO | GEO
Geysers Unit 20 Healdsburg 1 BT | GEO | GEO
Geysers Unit 18 Healdsburg 1 BT | GEO | GEO
Geysers Unit 17 Healdsburg 1 BT | GEO | GEO
Geysers Unit 16 Healdsburg 1 BT | GEO | GEO
Geysers Unit 14 Healdsburg 1 BT | GEO | GEO
Geysers Unit 13 Healdsburg 1 BT | GEO | GEO
Geysers Unit 12 Healdsburg 1 BT | GEO | GEO
Geysers Unit 11 Healdsburg 1 BT | GEO | GEO
Geysers Units 7 8 Aggregate 1 BT | GEO | GEO
Geysers07 | GEO | GEO
Geysers Units 5 6 Aggregate 1 BT | GEO | GEO
Geysers05 | GEO | GEO
Geysers Calistoga Aggregate 1 BT | GEO | GEO
Calistoga1 | GEO | GEO
HumboldtBayIC09 | IC 18V50DF | IC Large
HumboldtBayIC08 | IC 18V50DF | IC Large
HumboldtBayIC10 | IC 18V50DF | IC Large
HumboldtBayIC07 | IC 18V50DF | IC Large
HumboldtBayIC06 | IC 18V50DF | IC Large
HumboldtBayIC05 | IC 18V50DF | IC Large
HumboldtBayIC04 | IC 18V50DF | IC Large
HumboldtBayIC03 | IC 18V50DF | IC Large
HumboldtBayIC02 | IC 18V50DF | IC Large
HumboldtBayIC01 | IC 18V50DF | IC Large
Mariposa Energy 1 GT | GT LM6000 PC Sprint | GT LM
Mariposa2 | GT LM6000 PC Sprint | GT LM
Mariposa3 | GT LM6000 PC Sprint | GT LM
Mariposa4 | GT LM6000 PC Sprint | GT LM
Marsh Landing 1 GT | GT 5000F | GT F
Marsh Landing 3 GT | GT 5000F | GT F
Burney Forest Power 1 ST | ST-OT | ST-OT
Burney Biomass 1 ST | ST-OT | ST-OT
Oroville Cogeneration Lp 1 IC | IC | IC
Collins Pine Powerhouse ST | ST-OT | ST-NG
Calpeak Power Vaca Dixon Unit 1 GT | GT FT8 TwinPac | GT Aero
Wadham Energy Lp 1 ST | ST-BIO | ST-OT
Woodland Biomass 1 ST | ST-OT | ST-OT
Lambie Energy Center Unit 1 GT | GT LM6000PC | GT LM
Goose Haven Energy Center Unit 1 GT | GT LM6000 | GT LM
Creed Energy Center Unit 1 GT | GT LM6000 | GT LM
Wolfskill Energy Center 1 GT | GT LM6000 | GT LM
Feather River Energy Center Unit 1 GT | GT LM6000 | GT LM
Greenleaf II Cogen 1 GT | GT Aero | GT Aero
Yuba City Cogen 1 GT | GT LM6000 | GT LM
Yuba City Energy Center Calpine 1 GT | GT LM6000 | GT LM
Lincoln Biomass 1 ST | ST-OT | ST-OT
Rio Bravo Rocklin 1 ST | ST-OT | ST-OT
Crockett Cogen 1 ST | CC 7FA | CC F
Oakland Station C Gt Unit 1 GT | GT | GT
Oakland Station C Gt Unit 3 GT | GT | GT
Sierra Pacific Aberdeen ST1 ST | ST-OT | ST-OT
River Road CS1 CS | CC 7FA | CC F
Longview Fibre 1 ST2 ST | ST-OT | ST-OT
Longview Fibre 1 ST3 ST | ST-OT | ST-OT
Longview Fibre 1 ST1 ST | ST-OT | ST-OT
Klamath Generation Peaking 1 GT | GT FT8 TwinPac | GT Aero
Klamath Generation Peaking 3 GT | GT FT8 TwinPac | GT Aero
Kettle Falls 1 ST | ST-OT | ST-OT
Kettle Falls 2 GT | GT | GT
Plummer Forest Products 1 ST | ST-OT | ST-NG
Rathdrum 1 GT | GT 7EA | GT E
Rathdrum 2 GT | GT 7EA | GT E
Wheelabrator Spokane 1 ST | ST-OT | ST-OT
Clearwater Paper Ipp Lewiston 3 ST | ST-OT | ST-OT
Clearwater Paper Ipp Lewiston 4 ST | ST-OT | ST-OT
Boulder Park 1 IC | IC | IC
Boulder Park 2 IC | IC | IC
Boulder Park 3 IC | IC | IC
Boulder Park 4 IC | IC | IC
Boulder Park 5 IC | IC | IC
Boulder Park 6 IC | IC | IC
Covanta Energy 1 ST | ST-OT | ST-OT
Beaver 8 GT | GT 10B | GT B
Sierra Pacific 1 ST | ST-OT | ST-OT
Fredonia 4 GT | GT FT8 Twin Pac | GT Aero
Fredonia 3 GT | GT FT8 Twin Pac | GT Aero
Fredonia 2 GT | GT W501D | GT D
Fredonia 1 GT | GT W501D | GT D
Whitehorn 3 GT | GT E | GT E
Whitehorn 2 GT | GT E | GT E
Columbia Generating Station ST1 ST | ST-NUC | Nuclear
Nwe Williams Lake 1 ST | ST-OT | ST-NG
Mcmahon Co Gen 1 GT | GT | GT
Mcmahon Co Gen 2 GT | GT | GT
Skookumchuk 1 ST | ST-OT | ST-NG
Rupert Gt 2 GT | GT | GT
Rupert Gt 1 GT | GT | GT
Armstrong Woodwaste Co Gen 1 ST | ST-OT | ST-NG
Seegen Burnaby Incinerator 1 ST | ST-OT | ST-NG
Prince George Pulp Canfor 5 ST | ST-OT | ST-NG
Kamloops Green Energy Domtar C ST | ST-OT | ST-NG
Intercon Green Power 2 ST | ST-OT | ST-NG
NrthwdGreenPwr | ST-OT | ST-NG
Lp Golden 1 ST | ST-OT | ST-NG
Chetwynd Forest Industries 1 ST | ST-OT | ST-NG
Merritt Green Energy 1 ST | ST-OT | ST-NG
Fort St James Green Energy 1 ST | ST-OT | ST-NG
Fraser Lake Sawmill 1 ST | ST-OT | ST-NG
Conifex Green Energy 1 ST | ST-OT | ST-NG
Crowsnest Pass Waste Heat 1 ST | ST-OT | ST-NG
Savona Erg 1 OT | ST-OT | ST-NG
150 Mile House Erg 1 OT | ST-OT | ST-NG
Celgar Green Energy 2 ST | ST-OT | ST-NG
Celgar Green Energy 3 ST | ST-OT | ST-NG
Cloverbar 3 Enc3 3 GT | GT LMS100 | GT LMS
Npc1 Denis St Pierre Npc1 8 GT | GT | GT
Npc1 Denis St Pierre Npc1 7 GT | GT | GT
Npc1 Denis St Pierre Npc1 6 GT | GT | GT
Npc1 Denis St Pierre Npc1 5 GT | GT | GT
Northern Prairie Power Project Npp1 1 GT | GT | GT
Grande Prairie Ecopower Gpec 1 ST | ST | ST
Cloverbar 2 Enc2 2 GT | GT LMS100 | GT LMS
Redwater Cogen Tc02 1 GT | GT | GT
Gold Creek Facility Goc1 1 ST | GT | GT
Poplar Hill 1 Ph1 1 GT | GT LM6000 | GT LM
Medicine Hat 1 Cmh1 15 GT | GT LM6000 | GT LM
Cloverbar 1 Enc1 1 GT | GT LM6000 | GT LM
Firebag Scr6 4 CT | GT | GT
Valley View 2 Vvw2 2 GT | GT LM6000 | GT LM
Valley View 1 Vvw1 1 GT | GT LM6000 | GT LM
Dai1 Daishowa Dai1 2 ST | ST-WDS | ST-NG
Rainbow 5 Rb5 5 GT | GT | GT
Rainbow Lake 1 Rl1 4 GT | ST | ST
Fort Nelson Fng1 1 GT | CA | CC
FortNelson1 | GT | GT
Firebag Scr6 3 CT | GT | GT
Medicine Hat 1 Cmh1 14 GT | GT LM6000 | GT LM
Medicine Hat 1 Cmh1 3 GT | ST | ST
Medicine Hat 1 Cmh1 11 GT | GT | GT
Medicine Hat 1 Cmh1 12 GT | GT | GT
Medicine Hat 1 Cmh1 10 GT | GT | GT
Air Liquide Scotford 1 Als1 1 GT | ST | ST
Whitecourt Power Eagl 1 ST | ST-WDS | ST-NG
Westlock Wst1 1 ST | ST-WDS | ST-NG
Drywood Drw1 1 GT | GT | GT
Drywood Drw1 2 GT | GT | GT
Carseland Cogen Tc01 1 GT | GT | GT
Apf Athabasca Afg1 1 ST | ST | ST
Apf Athabasca Afg1 2 ST | ST | ST
Apf Athabasca Afg1 3 GT | ST | ST
Apf Athabasca Afg1 4 ST | ST | ST
Jim Bridger 4 ST | ST-Coal | ST-Coal
Danskin 1 GT | GT W251B12A (B) | GT B
Bennett Mtn 1 GT | GT 501F | GT F
Danskin 3 GT | GT 501F | GT F
Danskin 2 GT | GT W251B12A (B) | GT B
Tamarack 1 ST | ST-OT | ST-NG
Simplot Pocatello Don Plant 1 ST | ST-OT | ST-OT
Jim Bridger 3 ST | ST-Coal | ST-Coal
Dave Gates 3 GT | GT FT8-3 Swiftpac | GT Aero
Dave Gates 2 GT | GT FT8-3 Swiftpac | GT Aero
Dave Gates 1 GT | GT FT8-3 Swiftpac | GT Aero
Rocky Mtn Hardin 1 ST | ST-Coal | ST-Coal
Colstrip 3 ST | ST-Coal | ST-Coal
Colstrip 4 ST | ST-Coal | ST-Coal
Colstrip Energy 1 ST | ST-OT | ST-OT
Yellowstone Energy 1 ST | ST-OT | ST-OT
Basin Creek 9 IC | IC | IC
Basin Creek 8 IC | IC | IC
Basin Creek 7 IC | IC | IC
Basin Creek 6 IC | IC | IC
Basin Creek 5 IC | IC | IC
Basin Creek 4 IC | IC | IC
Basin Creek 3 IC | IC | IC
Basin Creek 2 IC | IC | IC
Basin Creek 1 IC | IC | IC
Us Magnesium Mag Corp 1 GT | GT-OT | GT
Us Magnesium Mag Corp 2 GT | GT-OT | GT
Us Magnesium Mag Corp 3 GT | GT-OT | GT
Blundell 1 BT | GEO | GEO
Blundell 2 BT | GEO | GEO
Bonanza 1 ST | ST-Coal | ST-Coal
Dave Johnston 1 ST | ST-Coal | ST-Coal
Dave Johnston 2 ST | ST-Coal | ST-Coal
Dave Johnston 3 ST | ST-Coal | ST-Coal
Dave Johnston 4 ST | ST-Coal | ST-Coal
Hunter 1 ST | ST-Coal | ST-Coal
Hunter 2 ST | ST-Coal | ST-Coal
Hunter 3 ST | ST-Coal | ST-Coal
Exxonmobile Production Company Shute Creek 1 GT | GT-OT | GT-OT
Exxonmobile Production Company Shute Creek 2 GT | GT-OT | GT-OT
Exxonmobile Production Company Shute Creek 3 GT | GT-OT | GT-OT
Gadsby 2 2 ST | ST-NG | ST-NG
Gadsby 3 ST | ST-NG | ST-NG
Huntington 1 ST | ST-Coal | ST-Coal
Huntington 2 ST | ST-Coal | ST-Coal
Wyodak 1 ST | ST-Coal | ST-Coal
West Valley 1 GT | GT LM6000 | GT LM
West Valley 2 GT | GT LM6000 | GT LM
West Valley 3 GT | GT LM6000 | GT LM
West Valley 4 GT | GT LM6000 | GT LM
West Valley 5 GT | GT LM6000 | GT LM
Tesoro Refining And Marketing 1 GT | GT-OT | GT-OT
Tesoro Refining And Marketing 2 GT | GT-OT | GT-OT
Lange Gt 1 GT | GT LM6000 | GT LM
Laramie River Station 3 ST | ST-Coal | ST-Coal
Laramie River Station 2 ST | ST-Coal | ST-Coal
Rio Grande LMS 9 | GT LMS100PA | GT LMS
Cuyamaca Peak Energy Plant 1 GT | GT | GT
Bear Mountain Limited 1 GT | GT LM5000 | GT LM
Gilroy Energy Center Units 12 Aggregate 1 GT | GT LM6000 | GT LM
GilroyEnergyPeaking2 | GT LM6000 | GT LM
Gilroy Energy Center Unit 3 GT | GT LM6000 | GT LM
Marsh Landing 2 GT | GT 5000F | GT F
Marsh Landing 4-1 GT | GT 5000F | GT F
Frederickson 2 GT | GT E | GT E
Frederickson 1 GT | GT E | GT E
Island Co Gen 1 GT | CC GT24B | CC F
Crossfield Energy Centre 2 Crs2 2 GT | GT LM | GT LM
Crossfield Energy Centre 3 Crs3 3 GT | GT LM | GT LM
Crossfield Energy Centre 1 Crs1 1 GT | GT LM | GT LM
AlgonquinCC-Total | CC LM6000 PC Sprint | CC LM
BalzacCC-Total | CC | CC
Bangor Submarine Base IC2 IC | GT | GT
Brea2CC-Total | CC | CC-OT
CacheCreekLandfill | IC | IC
CalpineCC-Total | CC F | CC F New
Cariboo Pulp Paper 1 ST | ST-OT | ST-NG
Cariboo Pulp Paper 2 ST | ST-OT | ST-NG
CarsonCC-Total | CC LM2500 | CC LM2500
CavalierCC-Total | CC | CC
ClearwaterCC-Total | CC LM2500 | GT LM2500
DowCC-Total | CC | CC
EncogenCC-Total | CC 6B | CC B
FerndaleCC-Total | CC 7EA | CC E
Firebag Scr6 2 CT | GT | GT
Fraser Lake Sawmill 2 ST | ST-OT | ST-NG
Frederickson CC F | CC F | CC F
FresnoCogenCC-Total | CC Aero | CC Aero
GilroyCC-Total | CC 7E | CC E
Glen Arm Unit 1 GT | GT FT-3 | GT LM2500
Glen Arm Unit 3 GT | GT LM6000 | GT LM
Glen Arm Unit 4-1 GT | GT LM6000 | GT LM
GoldendaleCC-Total | CC 7FA | CC F
HarborCgnCC-Total | CC E | CC E
Harmac_Biomass | ST-OT | ST-NG
HarquahalaCC1-Total | CC 501G | CC G
HarquahalaCC2-Total | CC 501G | CC G
HarquahalaCC3-Total | CC 501G | CC G
Howe Sound Wte 1 ST | ST-OT | ST-NG
Howe Sound Wte 2 ST | ST-OT | ST-NG
Indigo Peaker Unit 1 GT | GT LM6000 Sprint | GT LM
Indigo Peaker Unit 2 GT | GT LM6000 Sprint | GT LM
Indigo Peaker Unit 3 GT | GT LM6000 Sprint | GT LM
Keller Canyon 1 IC | IC-OT | IC-OT
Keller_Canyon2 | IC-OT | IC-OT
Kern_Front_KF2 | GT LM2500 | GT LM2500
Spi Anderson 2 ST | ST-OT | ST-OT
LangleyGulchCC-Total | CC STG-5000F4 | CC F
LodiEnergyCC-Total | CC SGT6-5000F | CC F
MarchPointCC-Total | GT B | GT-OT
MartinezCC-Total | CC OT | CC
Burdett 368S GT | GT | GT
Lethbridge Coaldale Me04 1 GT | GT | GT
Lethbridge Taber Me02 1 GT | GT | GT
MintFarmCC-Total | CC 7FA | CC F
Neal Hot Springs 2 BT | GEO | GEO
NeboPwrStaCC-Total | CC 7EA | CC E
Nrgreen Nrg3 1 ST | GT | GT
PastoriaCC2-Total | CC 7FA | CC F
PdteJuarezCC-Total | GT F | CC F
Berkeley Cogeneration 1 CC | CC OT | CC
Puget Sound Navy Shipyard IC | GT | GT
RathdrumCC-Total | CC 7FA+e | CC F
Roseburg Forest Products Weed 1 ST | ST-OT | ST-OT
Rupert Cogen Magic Valley 1 CS | CC | CC
San Marcos Energy 1 IC | IC | IC
South Belridge Cogen Facility 1 GT | GT-OT | GT-OT
SouthBelridge2 | GT-OT | GT-OT
SouthBelridge3 | GT-OT | GT-OT
Springs2 | GT GE10 | GT
Sumas CC E | CC 7E | CC E
Sycamore1-2 | IC-OT | IC-OT
WatsonCogenCC-Total | CC 7EA | CC E
Weldwood 1 Wwd1 1 ST | ST-WDS | ST-NG
Weldwood 1 Wwd1 2 ST | ST-WDS | ST-NG
Weyerhaeuser Wey1 1 ST | ST-WDS | ST-NG
Weyerhaeuser Longview ST2 ST | ST-OT | ST-OT
Weyerhaeuser Longview ST4 ST | ST-OT | ST-OT
Pio Pico Unit 1 GT | GT LMS100 | GT LMS
Pio Pico Unit 2 GT | GT LMS100 | GT LMS
Pio Pico Unit 3 GT | GT LMS100 | GT LMS
Walnut Creek Energy Park Unit 2 GT | GT LMS100 | GT LMS
Walnut Creek Energy Park Unit 5-1 GT | GT LMS100 | GT LMS
Walnut Creek Energy Park Unit 4-1 GT | GT LMS100 | GT LMS
Walnut Creek Energy Park Unit 3 GT | GT LMS100 | GT LMS
Walnut Creek Energy Park Unit 1 GT | GT LMS100 | GT LMS
Sentinel Unit 1 GT | GT LMS100 | GT LMS
Sentinel Unit 2 GT | GT LMS100 | GT LMS
Sentinel Unit 3 GT | GT LMS100 | GT LMS
Sentinel Unit 4-1 GT | GT LMS100 | GT LMS
Sentinel Unit 5-1 GT | GT LMS100 | GT LMS
Sentinel Unit 6 1 GT | GT LMS100 | GT LMS
Sentinel Unit 7 1 GT | GT LMS100 | GT LMS
Sentinel Unit 8 1 GT | GT LMS100 | GT LMS
CoyoteSprgCC1-Total | CC 7001FA+e | CC F
CoyoteSprgCC2-Total | CC 7FA+ | CC F New
ElSegndCogCC3-Total | OT CC | CC
ElSegndCogCC2-Total | OT CC | CC
ElSegndEnrgCC2-Total | CC SGT6-5000 F | CC F
HermistnGenCC1-Total | CC 7FA | CC F
HermistnGenCC2-Total | CC 7FA | CC F
MiLLCreek 1 GT | GT LM6000 Sprint | GT LM
MiLLCreek 2 GT | GT LM6000 Sprint | GT LM
Chino Co Generation 1 GT | CC | CC
PortWestwrd1CC-Total | CC M501G1 | CC G
Port Westward II 1 IC | IC 18C50SG | IC Large
Port Westward II 2 IC | IC 18C50SG | IC Large
Port Westward II 3 IC | IC 18C50SG | IC Large
Port Westward II 4 IC | IC 18C50SG | IC Large
Port Westward II 5 IC | IC 18C50SG | IC Large
Port Westward II 6 IC | IC 18C50SG | IC Large
Port Westward II 7 IC | IC 18C50SG | IC Large
Port Westward II 8 IC | IC 18C50SG | IC Large
Port Westward II 9 IC | IC 18C50SG | IC Large
Port Westward II 10 IC | IC 18C50SG | IC Large
Port Westward II 11 IC | IC 18C50SG | IC Large
Port Westward II 12 IC | IC 18C50SG | IC Large
ScotfordUpgdCC-Total | CC | CC
TermoMexiCC-Total | CC 7FA | CC F
CartyGenStaCC-Total | CC M501GAC | CC G
Mmc Escondido Aggregate 1 GT | GT Aero | GT Aero
Carlsbad 1 CT | GT LMS100 PA | GT LMS
CarlsbadEC1-GT2 | GT LMS100 PA | GT LMS
CarlsbadEC1-GT3 | GT LMS100 PA | GT LMS
CarlsbadEC1-GT4 | GT LMS100 PA | GT LMS
Carlsbad 2 CT | GT LMS100 PA | GT LMS
Naughton 1 ST | ST-Coal | ST-Coal
Naughton 2 ST | ST-Coal | ST-Coal
Biomass One LP 1 ST | ST-OT | ST-OT
Stockton Biomas 1 ST | ST-OT | ST-OT
Sonoma County Landfill 1 GT | ST | ST-NG
Cove Fort Geothermal 1 ST | GEO | GEO
Evergreen Biopower Frere 1 ST | ST-OT | ST-OT
Glenarm_GT5 | CC LM6000 PC | CC LM
Strathcona Ior4 1 GT | ST | ST
Honey Lake Power 1 ST | ST | ST-OT
SlaveLakePulp | ST-WDS | ST-NG
ANC CAT02 | IC | IC
ANC CAT03 | IC | IC
Parkland Alp2 1 GT | GT | GT
West Cadotte Wcd1 1 GT | GT | GT
Ralston_1 | GT | GT
La Luz Energy Center 1 GT | GT LM6000 | GT LM
Rio Bravo 1 GT | GT 7F | GT F
Reeves 1 ST | ST-NG | ST-NG
Reeves 2 ST | ST-NG | ST-NG
Reeves 3 ST | ST-NG | ST-NG
Afton CC | CC 7FA | CC F
Lordsburg Gt 1 GT | GT LM6000 | GT LM
Lordsburg Gt 2 GT | GT LM6000 | GT LM
Valencia Gt 1 GT | GT 7FA | GT F
Pyramid 1 GT | GT LM6000 | GT LM
Pyramid 2 GT | GT LM6000 | GT LM
Pyramid 3 GT | GT LM6000 | GT LM
Pyramid 4 GT | GT LM6000 | GT LM
Lanl Ta 3 GT | GT LM2500 | GT LM2500
Ocotillo 1 GT | GT | GT
Ocotillo 2 GT | GT | GT
Ocotillo 3 GT | GT LMS100 | GT LMS
Ocotillo 4 GT | GT LMS100 | GT LMS
Ocotillo 5 GT | GT LMS100 | GT LMS
Ocotillo 6 GT | GT LMS100 | GT LMS
Ocotillo 7 GT | GT LMS100 | GT LMS
Palo Verde 1 | ST-NUC | Nuclear
Palo Verde 2 | ST-NUC | Nuclear
Palo Verde 3 | ST-NUC | Nuclear
Saguaro 1 GT | GT 501AA | GT Old
Saguaro 3 GT | GT 7EA | GT E
Saguaro 2 GT | GT 501AA | GT Old
West Phoenix 1 CS | CC 7B | CC B
West Phoenix 2 CS | CC 7B | CC B
West Phoenix 3 CS | CC 7B | CC B
West Phoenix 1 GT | GT | GT
West Phoenix 2 GT | GT | GT
West Phoenix CC4 | CC 7EA | CC E
Yucca 1 GT | GT | GT
Yucca 2 GT | GT | GT
Yucca 3 GT | GT | GT
Yucca 4 GT | GT | GT
Yucca 5 GT | GT LM6000 | GT LM
Yucca 6 GT | GT LM6000 | GT LM
Sundance 1 CT | GT LM6000 | GT LM
Sundance 2 CT | GT LM6000 | GT LM
Sundance 3 CT | GT LM6000 | GT LM
Sundance 4 CT | GT LM6000 | GT LM
Sundance 5 CT | GT LM6000 | GT LM
Sundance 6 CT | GT LM6000 | GT LM
Sundance 7 CT | GT LM6000 | GT LM
Sundance 8 CT | GT LM6000 | GT LM
Sundance 9 CT | GT LM6000 | GT LM
Sundance 10 CT | GT LM6000 | GT LM
Coolidge Generating Station GT1 GT | GT LM6000 | GT LM
Coolidge Generating Station GT2 GT | GT LM6000 | GT LM
Coolidge Generating Station GT3 GT | GT LM6000 | GT LM
Coolidge Generating Station GT4 GT | GT LM6000 | GT LM
Coolidge Expansion Gas Peaking 5 GT | GT LM6000 | GT LM
Coolidge Expansion Gas Peaking 6 GT | GT LM6000 | GT LM
Coolidge Expansion Gas Peaking 7 GT | GT LM6000 | GT LM
Coolidge Expansion Gas Peaking 8 GT | GT LM6000 | GT LM
Coolidge Expansion Gas Peaking 9 GT | GT LM6000 | GT LM
Coolidge Expansion Gas Peaking 10 GT | GT LM6000 | GT LM
Coolidge Expansion Gas Peaking 11 GT | GT LM6000 | GT LM
Coolidge Expansion Gas Peaking 12 GT | GT LM6000 | GT LM
Agua Fria 1 ST | ST-NG | ST-NG
Agua Fria 2 ST | ST-NG | ST-NG
Agua Fria 3 ST | ST-NG | ST-NG
Agua Fria 4 GT | GT | GT
Agua Fria 5 GT | GT | GT
Agua Fria 6 GT | GT | GT
Kyrene GT4 GT | GT | GT
Kyrene GT5 GT | GT | GT
Kyrene 7 CC | CC MS7001FA | CC F
Santan 1 CS | CC 7E | CC E
Santan 2 CS | CC 7E | CC E
Santan 3 CS | CC 7E | CC E
Santan 4 CS | CC 7E | CC E
Santan 6 CC | CC 7FA+ | CC F
Coronado 1 ST | ST-Coal | ST-Coal
Coronado 2 ST | ST-Coal | ST-Coal
Springerville 1 ST | ST-Coal | ST-Coal
Springerville 2 ST | ST-Coal | ST-Coal
Irvington 1 GT | GT | GT
Irvington 2 GT | GT | GT
HW Sundt 3 ST | ST-NG | ST-NG
North Loop 1 GT | GT | GT
North Loop 2 GT | GT | GT
North Loop 3 GT | GT | GT
North Loop 4 GT | GT Aero | GT Aero
Demoss Petrie 1 GT | GT 7E | GT E
Springerville 4 ST | ST-Coal | ST-Coal
Valencia 1 GT | GT MS 5001 M | GT E
Valencia 2 GT | GT MS 5001 M | GT E
Valencia 3 GT | GT MS 5001 M | GT E
Valencia 4 GT | GT LM2500 | GT LM2500
Black Mountain 2 GT | GT LM6000PC Sprint | GT LM
Black Mountain 1 GT | GT LM6000PC Sprint | GT LM
Apache Station GT2 GT | GT | GT
Apache Station GT3 GT | GT | GT
Apache Station GT4 GT | GT LM6000PC | GT LM
Apache CC | CC LM_GE LM6000PC | CC LM
Apache Station ST2 ST | ST-Coal | ST-Coal
Apache Station ST3 ST | ST-Coal | ST-Coal
Harry Allen CC1a | CC 7FA+e | CC F
Harry Allen 4 GT | GT 7EA | GT E
Las Vegas Cogen 1CC | CC LM6000 | CC LM
NevadaCogen CC2 | CC LM2500-OT | CC Aero
NevadaCogen CC1 | CC LM2500-OT | CC Aero
Sun Peak 3 GT | GT 7EA | GT E
Sun Peak 4 GT | GT 7EA | GT E
Sun Peak 5 GT | GT 7EA | GT E
Clark 11 GT | GT FT8 | GT Aero
Clark 13 GT | GT FT8 | GT Aero
Clark 12 GT | GT FT8 | GT Aero
Clark 14 GT | GT FT8 | GT Aero
Clark 15 GT | GT FT8 | GT Aero
Clark 17 GT | GT FT8 | GT Aero
Clark 16 GT | GT FT8 | GT Aero
Clark 18 GT | GT FT8 | GT Aero
Clark 19 GT | GT FT8 | GT Aero
Clark 20 GT | GT FT8 | GT Aero
Animas 1 GT | GT | GT
Bluffview 1CC | CC LM6000 | CC LM
Niland 1 GT | GT LM6000 PD Sprint | GT LM
Heber 1 Geothermal1ST35 | GEO | GEO
Niland 2 GT | GT LM6000 PD Sprint | GT LM
J M Leathers 1 BT | GEO | GEO
A W Hoch 1 BT | GEO | GEO
Yuma Axis 1 GT | GT | GT
J J Elmore 1 BT | GEO | GEO
Vulcan 1 BT | GEO | GEO
Vulcan 2 BT | GEO | GEO
Salton Sea 4-1 BT | GEO | GEO
El Centro CC2 | CC 7EA | CC E
Rockwood 1 GT | GT | GT Old
Rockwood 2 GT | GT | GT Old
Coachella 1 GT | GT | GT Old
Coachella 2 GT | GT | GT Old
Coachella 3 GT | GT | GT Old
Coachella 4 GT | GT | GT Old
John L Featherstone 1 BT | GEO | GEO
Salton Sea 2-2 BT | GEO | GEO
Salton Sea 2-3 BT | GEO | GEO
Salton Sea 2 BT | GEO | GEO
Salton Sea 5-1 BT | GEO | GEO
Colmacdesert View 1 ST | ST-OT | ST-OT
Geo East Mesa Gem III 2 ST | GEO | GEO
Geo East Mesa Gem III 1 BT | GEO | GEO
Ormesa I 1 BT | GEO | GEO
Ormesa II 1 BT | GEO | GEO
Ormesa 1E 1 BT | GEO | GEO
Ormesa 1H 1 BT | GEO | GEO
North Brawley 1 BT | GEO | GEO
North Brawley 2 BT | GEO | GEO
North Brawley 3 BT | GEO | GEO
North Brawley 4 BT | GEO | GEO
Haynes 1 | ST-NG | ST-NG
Haynes 2 | ST-NG | ST-NG
Valley Gt 5 GT | GT LM | GT LM
Harbor 10 GT | GT LM | GT LM
Harbor 11 GT | GT LM | GT LM
Harbor 12 GT | GT LM | GT LM
Harbor 13 GT | GT LM | GT LM
Harbor 14 GT | GT LM | GT LM
Scattergood Ct3 6 GT | GT LMS100 | GT LMS
Scattergood Ct3 7 GT | GT LMS100 | GT LMS
Haynes Ct600 11 GT | GT LMS100 | GT LMS
Haynes Ct600 12 GT | GT LMS100 | GT LMS
Haynes Ct600 13 GT | GT LMS100 | GT LMS
Haynes Ct600 14 GT | GT LMS100 | GT LMS
Haynes Ct600 15 GT | GT LMS100 | GT LMS
Haynes Ct600 16 GT | GT LMS100 | GT LMS
Lake Gt 1 GT | GT LM6000 | GT LM
Magnolia CC | CC 7FA | CC F
Olive 1 ST | ST-NG | ST-NG
Olive 2 ST | ST-NG | ST-NG
SPA Cogen 3 CC | CC E_v84.2 (SGT6-2000E) | CC E
Mcclellan 1 GT | GT 7E | GT E
SCACogen2 CC | CC LM6000 Sprint | CC LM
Carson Ice CC | CC LM6000 | CC LM
Carson Ice LM 1 | CC LM6000 | CC LM
Tracy Clark Mountain 3 GT3 GT | GT 7EA | GT E
Tracy Clark Mountain 4 GT4 GT | GT 7EA | GT E
Soda Lake Geothermal Amor Ix 1 BT | GEO | GEO
Dixie Valley Geo 1 ST | GEO | GEO
Stillwater Facility 1 BT | GEO | GEO
Stillwater Facility 2 BT | GEO | GEO
Stillwater Facility 3 BT | GEO | GEO
Stillwater Facility 4 BT | GEO | GEO
Tracy 3 ST | ST-NG | ST-NG
Tracy NV CC1 | CC 6FA | CC E
Ormat Jersey Valley Geothermal Power Plant 1 BT | GEO | GEO
Jersey Valley 2 | GEO | GEO
Ormat Don A Campbell 2 BT | GEO | GEO
Western 102 10 IC | IC | IC
Western 102 9 IC | IC | IC
Western F202 | IC | IC
Western 102 11 IC | IC | IC
Western 102 12 IC | IC | IC
Western 102 13 IC | IC | IC
Western 102 14 IC | IC | IC
Western 102 1 IC | IC | IC
Western 102 2 IC | IC | IC
Western 102 3 IC | IC | IC
Western 102 4 IC | IC | IC
Western 102 5 IC | IC | IC
Western 102 6 IC | IC | IC
Western 102 7 IC | IC | IC
Richard Burdette Geothermal B 1 BT | GEO | GEO
Desert Peak B 3 ST | GEO | GEO
Ormat Galena 3-2 BT | GEO | GEO
Ormat Galena 3-1 BT | GEO | GEO
Vulcan Patua1 1 BT | GEO | GEO
Patua 1A3 | GEO | GEO
Patua 1A5 | GEO | GEO
Saltwells 1 BT | GEO | GEO
Ormat Don A Campbell 1 BT | GEO | GEO
Tuscarora 1 BT | GEO | GEO
Tuscarora 2 BT | GEO | GEO
Ngp Blue Mountain I 1 BT | GEO | GEO
Ngp Blue Mountain I 2 BT | GEO | GEO
Ngp Blue Mountain I 3 BT | GEO | GEO
Ts Power 1 ST | ST-Coal | ST-Coal
Ormat Mcginness 2-1 BT | GEO | GEO
Ormat Mcginness 2-2 BT | GEO | GEO
Ormat Mcginness 2-3 BT | GEO | GEO
San Emidio Usg Nevada 1 BT | GEO | GEO
Ormat Mcginness G1A BT | GEO | GEO
Ormat Mcginness G1B BT | GEO | GEO
Ormat Mcginness G1C BT | GEO | GEO
Brush CC1 | CC 251AA | CC
Brush CC4 | CC 251AA | CC
Fruita 1 GT | GT | GT
Fort Lupton 1 GT | GT | GT
Fort Lupton 2 GT | GT | GT
Pawnee 1 ST | ST-Coal | ST-Coal
Manchief 1 GT | GT V84.3A1 (F) | GT F
Manchief 2 GT | GT V84.3A1 (F) | GT F
Pueblo 1 IC | IC | IC
Rocky Ford 1A IC | IC | IC
Rawhide RH1 ST | ST-Coal | ST-Coal
Rawhide RhgT1 GT | GT 7EA | GT E
JM Shafer CC | CC LM6000 PA | CC LM
Brush CC2 | CC 251AA | CC
Airport IP IC | IC | IC
Valmont 7 GT | GT LM6000 | GT LM
Valmont 8 GT | GT LM6000 | GT LM
Rawhide RhgT5 GT | GT 7FA | GT F
Blue Spruce 1 GT | GT Frame F | GT F
Blue Spruce 2 GT | GT Frame F | GT F
Frank Knutson 1 GT | GT 7EA | GT E
Frank Knutson 2 GT | GT 7EA | GT E
Rawhide RhgT4 GT | GT 7EA | GT E
Rawhide RhgT2 GT | GT 7EA | GT E
Rawhide RhgT3 GT | GT 7EA | GT E
Fountain Valley 1 GT | GT LM6000 | GT LM
Fountain Valley 2 GT | GT LM6000 | GT LM
Fountain Valley 3 GT | GT LM6000 | GT LM
Fountain Valley 4 GT | GT LM6000 | GT LM
Fountain Valley 5 GT | GT LM6000 | GT LM
Fountain Valley 6 GT | GT LM6000 | GT LM
Plains End 1 IC | IC 18V34SG | IC Large
Plains End 2 IC | IC 18V34SG | IC Large
Plains End 3 IC | IC 18V34SG | IC Large
Plains End 4 IC | IC 18V34SG | IC Large
Plains End 5 IC | IC 18V34SG | IC Large
Plains End 6 IC | IC 18V34SG | IC Large
Plains End 7 IC | IC 18V34SG | IC Large
Plains End 8 IC | IC 18V34SG | IC Large
Plains End 9 IC | IC 18V34SG | IC Large
Plains End 10 IC | IC 18V34SG | IC Large
Plains End II 2-1 IC | IC 20V34SG | IC Large
Plains End II 2-2 IC | IC 20V34SG | IC Large
Plains End II 23 IC | IC 20V34SG | IC Large
Plains End II 24 IC | IC 20V34SG | IC Large
Plains End II 25 IC | IC 20V34SG | IC Large
Plains End II 26 IC | IC 20V34SG | IC Large
Plains End II 27 IC | IC 20V34SG | IC Large
Plains End II 28 IC | IC 20V34SG | IC Large
Plains End II 29 IC | IC 20V34SG | IC Large
Plains End II 30 IC | IC 20V34SG | IC Large
Plains End II 3-1 IC | IC 20V34SG | IC Large
Plains End II 3-2 IC | IC 20V34SG | IC Large
Plains End II 3-3 IC | IC 20V34SG | IC Large
Plains End II 3-4 IC | IC 20V34SG | IC Large
Plains End 11 IC | IC 18V34SG | IC Large
Plains End 12 IC | IC 18V34SG | IC Large
Plains End 13 IC | IC 18V34SG | IC Large
Plains End 14 IC | IC 18V34SG | IC Large
Plains End 15 IC | IC 18V34SG | IC Large
Plains End 16 IC | IC 18V34SG | IC Large
Plains End 17 IC | IC 18V34SG | IC Large
Plains End 18 IC | IC 18V34SG | IC Large
Plains End 19 IC | IC 18V34SG | IC Large
Plains End 20 IC | IC 18V34SG | IC Large
Comanche 3 ST | ST-Coal | ST-Coal
Fort St Vrain 5 CT | GT 7FA | GT F
Fort St Vrain 6 CT | GT 7FA | GT F
Pueblo Airport Generating Station 1 GT | GT LMS100 | GT LMS
Pueblo Airport Generating Station 2 GT | GT LMS100 | GT LMS
Pueblo Airport 3 CC | CC LM6000 | CC LM
Pueblo Airport 4 CC | CC LM6000 | CC LM
Pueblo Airport Generating Station 6 GT | GT LM6000 | GT LM
Ben French Ct 1 GT | GT | GT
Ben French Ct 2 GT | GT | GT
Ben French Ct 3 GT | GT | GT
Ben French Ct 4 GT | GT | GT
Burlington 1 GT | GT | GT
Burlington 2 GT | GT | GT
Neil Simpson 2 ST | ST-Coal | ST-Coal
George Birdsall 1 ST | ST-NG | ST-NG
George Birdsall 2 ST | ST-NG | ST-NG
George Birdsall 3 ST | ST-NG | ST-NG
Ray D Nixon 1 ST | ST-Coal | ST-Coal
Ray D Nixon GT2 GT | GT PG6541 (B) | GT B
Ray D Nixon GT1 GT | GT PG6541 (B) | GT B
Limon 1 GT | GT 7EA | GT E
Limon 2 GT | GT 7EA | GT E
Neil Simpson Ct 1 GT | GT LM6000 PD | GT LM
Neil Simpson Ct 2 GT | GT LM6000 PD | GT LM
Wygen 1 ST | ST-Coal | ST-Coal
Wygen 2 ST | ST-Coal | ST-Coal
Wygen 3 ST | ST-Coal | ST-Coal
Cheyenne Prairie 1CC | CC LM6000 PF Sprint | CC LM
Cheyenne Prairie Generation St 2 GT | GT LM6000 PF Sprint | GT-OT
Arvada 1 GT | GT | GT
Arvada 2 GT | GT | GT
Barber Creek 1 GT | GT | GT
Barber Creek 2 GT | GT | GT
Barber Creek 3 GT | GT | GT
Hartzog 1 GT | GT | GT
Hartzog 2 GT | GT | GT
Hartzog 3 GT | GT | GT
Dry Fork Station 1 ST | ST-Coal | ST-Coal
Hayden 1 ST | ST-Coal | ST-Coal
Hayden 2 ST | ST-Coal | ST-Coal
Yuma Cogen CC | CC 6B | CC B
Snowflake White Mountain 1 ST | ST-OT | ST-OT
Douglas 1 GT | GT | GT
Almond Power Plant 1 CS | GT LM6000 | GT LM
Almond Power Plant 2 CT | GT LM6000PG Sprint | GT LM
Almond Power Plant 3 CT | GT LM6000PG Sprint | GT LM
Almond Power Plant 4 CT | GT LM6000PG Sprint | GT LM
Ncpa Geo Plant 1 Unit 1 BT | GEO | GEO
Ncpa Geo Plant 1 Unit 2 BT | GEO | GEO
Ncpa Geo Plant 2 Unit 3 ST | GEO | GEO
Ncpa Geo Plant 2 Unit 4-1 BT | GEO | GEO
Gianera Peaker Unit 1 GT | GT LM2500 | GT LM2500
Gianera Peaker Unit 2 GT | GT LM2500 | GT LM2500
Lodi Gas Turbine 1 GT | GT LM2500 | GT LM2500
Lodi Stig Unit 1 GT | GT TM2500 | GT LM2500
Mcclure 1 GT | GT 7B | GT B
Mcclure 2 GT | GT 7B | GT B
Redding Power 1 GT | GT Frame 5 | GT
Redding Power 2 GT | GT Frame 5 | GT
Redding Power 3 GT | GT Frame 5 | GT
Ripon Generation Station 1 GT | GT LM6000 Sprint | GT LM
Ripon Generation Station 2 GT | GT LM6000 Sprint | GT LM
Roseville 2 GT 1 | GT TM2500 G4 | GT LM2500
Roseville 2 GT 2 | GT TM2500 G4 | GT LM2500
Roseville EP CC | CC SGT-800 | CC Aero
Walnut 1 GT | GT LM2500 | GT LM2500
Walnut 2 GT | GT LM2500 | GT LM2500
Woodland GT1 GT | GT LM6000 | GT LM
Woodland 3A IC | IC 20V34SG | IC Large
Woodland 3B IC | IC 20V34SG | IC Large
Woodland 3C IC | IC 20V34SG | IC Large
Woodland 3D IC | IC 20V34SG | IC Large
Woodland 3E IC | IC 20V34SG | IC Large
Woodland 3F IC | IC 20V34SG | IC Large
Woodland CC | CC LM6000 Sprint | CC LM
HW Sundt 4 ST | ST-NG | ST-NG
Valmont 6 GT | GT | GT
Kyrene GT6 GT | GT | GT
Cherokee 4 ST | ST-NG | ST-NG
Clark 4 GT | GT MS-7000 | GT E
Northeast 1 GT | GT | GT
Cosmo 1-2 | ST-OT | ST-NG
Georgia Pacific Wauna ST1 ST | ST-OT | ST-OT
Altagas Harmattan Hmt1 2 GT | GT | GT
Altagas Harmattan Hmt1 3 GT | GT | GT
Ab Newsprint Anc1 4 IC | IC | IC
Ab Newsprint Anc1 5 IC | IC | IC
Ab Newsprint Anc1 6 IC | IC | IC
Ab Newsprint Anc1 7 IC | IC | IC
Baja California II Tg Fase I 4 GT | GT LM6000 | GT LM
Baja California II Tg Fase I 5 GT | GT LM6000 | GT LM
Baja California II Tg Fase I 6 GT | GT LM6000 | GT LM
Pdte Juarez 9 CS | GT F | CC F
Pdte. Juarez 8 CS | GT F | CC F
Baja CA CC3 | GT F | CC F New
Grayson CC | CC | CC
Lacsd Carson Water Pollution Aggregate 1 CS | ST | ST-OT
Sierra Pacific Ind Sonora 1 ST | ST | ST-OT
Century Generating Plant Aggregate 1 GT | GT | GT
Santa Clara Co Gen 1 GT | IC | IC
LaRosita2CC-Total | CC 501F | CC F
Chevron Usa Cymric 1 GT | GT-OT | GT
Chevron Usa Taftcadet 1 GT | GT | GT-OT
Kamloops Green Energy Domtar A ST | ST-OT | ST-NG
Kamloops Green Energy Domtar B ST | ST-OT | ST-NG
Judy Creek Gen6 1 GT | GT | GT
NEW_HOPECR8_56335_1 | GT | GT
Cogen K 1 CT | GT | GT
Desert Peak 2 BT | GEO | GEO
Medicine Hat 1 Cmh1 1 GT | GT | GT
Cogen F 1 CT | GT | GT
Ormat Dixie Comstock 3 ST | GEO | GEO
Ormat Dixie Jersey Valley 1 ST | GEO | GEO
Keephills 2 Kh2 2 ST | ST-NG | ST-NG
Argus Cogeneration 1 OT | ST-OT | ST-OT
Sundt Rice 1 IC | IC 18V50SG | IC Large
Sundt Rice 6 IC | IC 18V50SG | IC Large
Sundt Rice 2 IC | IC 18V50SG | IC Large
Sundt Rice 3 IC | IC 18V50SG | IC Large
Sundt Rice 4 IC | IC 18V50SG | IC Large
Sundt Rice 5 IC | IC 18V50SG | IC Large
Sundt Rice 7 IC | IC 18V50SG | IC Large
Sundt Rice 8 IC | IC 18V50SG | IC Large
Sundt Rice 9 IC | IC 18V50SG | IC Large
Sundt Rice 10 IC | IC 18V50SG | IC Large
Alamitos CC1a | CC 7FA.05 | CC F New
Alamitos CC1b | CC 7FA.05 | CC F New
Apex CC1a | CC 7FA (MS7001FA GE) | CC F
Apex CC1b | CC 7FA (MS7001FA GE) | CC F
Arapahoe CC1a | CC LM6000 | CC LM
Arapahoe CC1b | CC LM6000 | CC LM
Arlington Valley CC1a | CC 7FA | CC F
Arlington Valley CC1b | CC 7FA | CC F
Beaver CC1a | CC 7B | CC B
Beaver CC1b | CC 7B | CC B
Beaver CC1c | CC 7B | CC B
Blythe CC1a | CC F | CC F
C Lenzie CC1a | CC 7FA | CC F
C Lenzie CC1b | CC 7FA | CC F
C Lenzie CC2a | CC 7FA | CC F
C Lenzie CC2b | CC 7FA | CC F
Chehalis CC1a | CC 7FAe+ | CC F
Chehalis CC1b | CC 7FAe+ | CC F
Cherokee CC1a | CC 7F 5 Series | CC F
Cherokee CC1b | CC 7F 5 Series | CC F
Clark CC1a | CC 501B6 | CC B
Clark CC1b | CC 501B6 | CC B
Clark CC2a | CC 501B6 | CC B
Clark CC2b | CC 501B6 | CC B
Colusa CC1a | CC 7FA | CC F
Colusa CC1b | CC 7FA | CC F
Cosumnes CC1a | CC MS7001FA | CC F
Cosumnes CC1b | CC MS7001FA | CC F
Currant Creek CC1a | CC 7FA | CC F
Currant Creek CC1b | CC 7FA | CC F
Don Von Raesfeld CC1a | CC LM6000PC Sprint | CC LM
Don Von Raesfeld CC1b | CC LM6000PC Sprint | CC LM
Delta EC CC1a | CC 501F | CC F
Delta EC CC1b | CC 501F | CC F
Delta EC CC1c | CC 501F | CC F
Desert Basin CC1a | CC 501FD2 | CC F
Desert Basin CC1b | CC 501FD2 | CC F
Desert Star CC1a | CC Frame F | CC F
Desert Star CC1b | CC Frame F | CC F
El Centro CC3a | CC SGT-800 | CC Aero
El Centro CC3b | CC SGT-800 | CC Aero
Elk Hills CC1a | CC 7FA | CC F
Elk Hills CC1b | CC 7FA | CC F
Fort St Vrain CC1a | CC 7FA | CC F
Fort St Vrain CC1b | CC 7FA | CC F
Fort St Vrain CC1c | CC 7FA | CC F
Front Range CC1a | CC 7FA (7241FA GE) | CC F
Front Range CC1b | CC 7FA (7241FA GE) | CC F
Gateway CC1a | CC 7FA | CC F
Gateway CC1b | CC 7FA | CC F
Gila River CC1a | CC 7FA | CC F
Gila River CC1b | CC 7FA | CC F
Gila River CC2a | CC 7FA | CC F
Gila River CC2b | CC 7FA | CC F
Gila River CC3a | CC 7FA | CC F
Gila River CC3b | CC 7FA | CC F
Gila River CC4a | CC 7FA | CC F
Gila River CC4b | CC 7FA | CC F
Grays Harbor CC1a | CC 7FA | CC F
Grays Harbor CC1b | CC 7FA | CC F
Griffith CC1a | CC 7FA | CC F
Griffith CC1b | CC 7FA | CC F
Harbor CC1a | CC 7EA | CC E
Harbor CC1b | CC 7EA | CC E
Harry Allen CC1b | CC 7FA+e | CC F
Haynes CC1a | CC 7FA | CC F
Haynes CC1b | CC 7FA | CC F
Hermiston Pwr CC1a | CC F | CC F
Hermiston Pwr CC1b | CC F | CC F
Higgins CC1a | CC 501FD2 | CC F
Higgins CC1b | CC 501FD2 | CC F
High Desert CC1a | CC 501FD2 | CC F
High Desert CC1b | CC 501FD2 | CC F
High Desert CC1c | CC 501FD2 | CC F
Huntington Beach CC1a | CC 7FA.05 | CC F New
Huntington Beach CC1b | CC 7FA.05 | CC F New
Klamath CG CC1a | CC W501F | CC F
Klamath CG CC1b | CC W501F | CC F
Lake Side CC1a | CC 501FD | CC F
Lake Side CC1b | CC 501FD | CC F
Lake Side CC2a | CC SGT6-5000F | CC F
Lake Side CC2b | CC SGT6-5000F | CC F
LaRosita CFE CC1a | CC 501F | CC F
LaRosita CFE CC1b | CC 501F | CC F
LaRosita CFE CC1c | CC 501F | CC F
Las Vegas Cogen 2CC1a | CC LM6000 | CC LM
Las Vegas Cogen 2CC1b | CC LM6000 | CC LM
Las Vegas Cogen 2CC2a | CC LM6000 | CC LM
Las Vegas Cogen 2CC2b | CC LM6000 | CC LM
Los Esteros CC1a | CC LM6000 Sprint | CC LM
Los Esteros CC1b | CC LM6000 Sprint | CC LM
Los Esteros CC1c | CC LM6000 Sprint | CC LM
Los Esteros CC1d | CC LM6000 Sprint | CC LM
Los Medanos EC CC1a | CC 7FA+e | CC F
Los Medanos EC CC1b | CC 7FA+e | CC F
Luna CC1a | CC 7FA | CC F
Luna CC1b | CC 7FA | CC F
Malburg CC1a | CC SGT-800 A Plus | CC Aero
Malburg CC1b | CC SGT-800 A Plus | CC Aero
Mesquite CC1a | CC 7001FA | CC F
Mesquite CC1b | CC 7001FA | CC F
Mesquite CC2a | CC 7001FA | CC F
Mesquite CC2b | CC 7001FA | CC F
Metcalf CC1a | CC 5001FD | CC F
Metcalf CC1b | CC 5001FD | CC F
Moss Landing CC1a | CC 7FA+e | CC F
Moss Landing CC1b | CC 7FA+e | CC F
Moss Landing CC2a | CC 7FA+e | CC F
Moss Landing CC2b | CC 7FA+e | CC F
Mtnview CC3a | CC 7FA.04 | CC F
Mtnview CC3b | CC 7FA.04 | CC F
Mtnview CC4a | CC 7FA.04 | CC F
Mtnview CC4b | CC 7FA.04 | CC F
Newman CC5a | CC 7EA | CC E
Newman CC5b | CC 7EA | CC E
Otay Mesa CC1a | GT F | CC F
Otay Mesa CC1b | GT F | CC F
Palomar CC1a | GT F | CC F
Palomar CC1b | GT F | CC F
Pastoria CC1a | CC 7FA | CC F
Pastoria CC1b | CC 7FA | CC F
Red Hawk CC1a | CC 7001F | CC F
Red Hawk CC1b | CC 7001F | CC F
Red Hawk CC2a | CC 7001F | CC F
Red Hawk CC2b | CC 7001F | CC F
Redding Power CC1a | CC SGT-800 | CC Aero
Redding Power CC1b | CC SGT-800 | CC Aero
Rocky Mtn CC1a | CC 501FD2 | CC F
Rocky Mtn CC1b | CC 501FD2 | CC F
Russell City CC1a | CC 501FD3 | CC F
Russell City CC1b | CC 501FD3 | CC F
Santan CC5a | CC 7FA+ | CC F
Santan CC5b | CC 7FA+ | CC F
Shepard EC CC1a | CC G | CC G
Shepard EC CC1b | CC G | CC G
Silverhawk CC1a | CC 501FD2 | CC F
Silverhawk CC1b | CC 501FD2 | CC F
Sunrise CC1a | CC F | CC F
Sunrise CC1b | CC F | CC F
Sutter EC CC1a | CC 501F? | CC F
Tracy CA CC1a | CC 7EA | CC F
Tracy CA CC1b | CC 7EA | CC F
Tracy NV CC2a | CC 7FA | CC F
Tracy NV CC2b | CC 7FA | CC F
Valley CC1a | CC 7FA | CC F
Valley CC1b | CC 7FA | CC F
Walnut Energy CC1a | CC 7EA | CC E
Walnut Energy CC1b | CC 7EA | CC E
West Phoenix CC5a | CC W501F | CC F
West Phoenix CC5b | CC W501F | CC F
Ormat Mcginness 3-3 ST | GEO | GEO
McGinness Hills 3-2 | GEO | GEO
Antelope Nuclear_1_1 | ST-NUC | New Nuclear
Antelope Nuclear_1_12 | ST-NUC | New Nuclear
Antelope Nuclear_1_2 | ST-NUC | New Nuclear
Antelope Nuclear_1_3 | ST-NUC | New Nuclear
Antelope Nuclear_1_4 | ST-NUC | New Nuclear
Antelope Nuclear_1_5 | ST-NUC | New Nuclear
Antelope Nuclear_1_6 | ST-NUC | New Nuclear
Antelope Nuclear_1_7 | ST-NUC | New Nuclear
Antelope Nuclear_1_8 | ST-NUC | New Nuclear
Antelope Nuclear_1_9 | ST-NUC | New Nuclear
Antelope Nuclear_1_10 | ST-NUC | New Nuclear
Antelope Nuclear_1_11 | ST-NUC | New Nuclear
Alamosa 1 GT | GT | GT
Alamosa 2 GT | GT | GT
Cogen D 1 CT | GT LM | GT LM
Cogen E 1 CT | GT LM | GT LM
Redwater Cogen Tc02 2 GT | GT LM | GT LM
Dai1 Daishowa Dai1 1 ST | ST-OT | ST-NG
Ormat Beowawe 1 ST | GEO | GEO
Ormat Beowawe 2 ST | GEO | GEO
HighSierra | GT LM2500 | GT LM2500
Douglas County 1 ST | ST-OT | ST-OT
Waste Management Landfill1 | IC-OT | IC-OT
Waste Management Landfill2 | IC-OT | IC-OT
Dale Burgett Geothermal 1 ST | GEO | GEO
Ormat Tungsten 1 ST | GEO | GEO
Ormat Tungsten 2 ST | GEO | GEO
Humboldt House Fka Presco Energy 1 BT | GEO | GEO
Starpeak 2 Geothermal 1 BT | GEO | GEO
Wm Landfill 1 IC | IC-OT | IC-OT
Wm Landfill 2 IC | IC-OT | IC-OT
Wm Landfill 3 IC | IC-OT | IC-OT
Wm Landfill 4 IC | IC-OT | IC-OT
Sheerness 2 Sh2 2 ST | ST-NG | ST-NG
Sheerness 1 Sh1 1 ST | ST-NG | ST-NG
Texaco Cogen 1 GT | GT-OT | GT-OT
Texaco Cogen 2 GT | GT-OT | GT-OT
Texaco Cogen 3 OT | ST-OT | ST-NG
Sundance 6 Sd6 6 ST | ST-NG | ST-NG
Genesee 1 Gn1 1 ST | ST-Coal | ST-Coal
Genesee 3 Gn3 3 ST | ST-NG | ST-NG
Bellshill (BHL1) | GT | GT
Blackfalds (BFD1) | GT | GT
Coaldale Cod1 1 GT | GT | GT
Bellshill BHL1 CT | GT | GT
Mulligan (MUL1) | GT | GT
University Of Oregon Cogen Pro 1 ST | CC | CC
Ellis QFS 1 ST | ST-OT | ST-NG
Stanton 1 GT | GT LM6000 Hybrid | GT LM
Stanton 2 GT | GT LM6000 Hybrid | GT LM
Magnolia Anaheim 1 CS | CC | CC
Magnolia Cerritos 1 CC | CC | CC
Houwelings Nurseries Oxnard Inc 1 IC | IC | IC
Tajiguas Resource Recovery 2 ST | ST | ST-NG
Berry Cogen 38 Unit 1 GT | GT-OT | GT
Newman GT 6 | GT F | GT F
Simplot Phosphates Simplot Ppa Qf GeN1 ST | ST-OT | ST-OT
Genesee 2 Gn2 2 ST | ST-Coal | ST-Coal
Intermountain 1 ST | ST-Coal | ST-Coal
Intermountain 2 ST | ST-Coal | ST-Coal
Generic Sc1 1 GT | GT LM | GT LM
El Centro CC4 | CC | CC
Kiefer Landfill 1-1 | IC-OT | IC-OT
Kiefer Landfill 1-2 | IC-OT | IC-OT
Kiefer Landfill 1-3 | IC-OT | IC-OT
Kiefer Landfill 2-1 | IC | IC
Kiefer Landfill 2-2 | IC | IC
Beaver Creek PP | GT | GT
La Civic Center CHP | CC | CC
Calgren Pixley 1 GT | GT | GT
Technicast 1 GT | GT | GT
Control QFS 1 BT | GEO | GEO
Chino QFS 1 ST | ST_RT | ST-OT
Mm Tulare 1 ST | ST-OT | ST-OT
Goleta QFS 1 OT | IC | IC
Tulare BioMAT Fuel Cell | FC-OT | FC
WestPointTP Agrr | IC | IC
City Of Sunnyvale Unit 1 And 2 GT | GT | GT
Abec Bidart Stockale 1 GT | GT | GT
Madera Digester Genset 2 GT | GT | GT
Clover Flat Land Fill Gas 1 GT | GT | GT
Small Qf Aggregation Sab FrabcusCI GT | NA | GT
Ces Dairy Biogas 1 GT | GT | GT-OT
Lakeview Dairy Biogas 1 GT | GT | GT-OT
Weststar Dairy Biogas 1 GT | GT | GT-OT
Lone Oak 2 Digester 1 GT | GT | GT
Small Qf Aggregation OaklaND GT | NA | GT
Rhodia Inc Rhone Poulenc 1 GT | GT | GT-OT
Mwwtp Pgs 2 Turbine 1 GT | GT | GT-OT
Aera Energy Coalinga 1 GT | GT | GT-OT
North Midway Cogens 5A 5B GT | GT | GT
Western Power And Steam Cogeneration 1 GT | GT | GT
Texaco Exploration Prod Se Kern River 1 GT | GT | GT
Sonoma Power Plant 1 GT | NA | GEO
King City Cogen | GT | GT
Mlptas 7 Qfunts 1 OT | IC | IC
Johnson Canyon Landfill 1 IC | IC-OT | IC-OT
Santa Maria II Lfg Power Plant 1 IC | IC-OT | IC-OT
Cold Canyon 1 IC | IC-OT | IC-OT
Santa Cruz Energy 1 IC | IC-OT | IC-OT
Bidart Old River 1 IC | IC-OT | IC-OT
Santa Cruz Landfill Generating Plant 1 IC | IC-OT | IC-OT
Mm Yolo Power 1 IC | IC-OT | IC-OT
Forward 1 IC | IC-OT | IC-OT
Vasco Road 1 IC | IC-OT | IC-OT
Mwwtp Pgs 1 Engines 1 IC | IC-OT | IC-OT
High Sierra Cogeneration Aggregate IC | IC-OT | IC-OT
Castroville Qf Aggregate OT | ST | ST
Smud Regulation Market 1 OT | GT | GT
Shell Oil Refinery Aggregate CC | CC | CC
Small Qf Aggregation Santa CrUZ ST | NA | ST
Redwood Renewable Energy 1 ST | ST | ST-OT
Marina Land Fill Gas 1 ST | ST | ST-OT
Pacific Ultrapower Chinese Station 1 ST | ST | ST-OT
Louisiana Pacific Samoa 1 ST | ST | ST-OT
Quincy Biomass 1 ST | ST | ST-OT
Rio Bravo Fresno 1 ST | ST | ST-OT
CMH Unit 17 Gas | GT | GT
Cascade CC Phs 1 | CC H: Siemens SCC6-8000H | CC H
Cascade CC Phs 2 | CC H: Siemens SCC6-8000H | CC H
HR Milner Hrm 1 GT | GT | GT
Ormat Galena 2 BT | GEO | GEO
Thermal 28 GT | GT 7FA | GT-OT
Ormat North Valley Fka San Emidio 2-2 ST | GEO | GEO
Ormat Mcginness 4 4 ST | GEO | GEO
Hidden Hollow Landfill Gas 1 IC | ST | ST-OT
Sisw Flge 1 OT | ST | ST-OT
Mammoth G1 1 BT | GEO | GEO
Mammoth G3 1 BT | GEO | GEO
Channel Islands Power 1 CC | CC | CC
Procter And Gamble Oxnard 1 CC | CC | CC
Etiwnd 2 Unit 1 GT | CC | CC
Procter And Gamble Oxnard II 1 GT | CC | CC
New Indy Oxnard 1 GT | CC | CC
Chiquita Canyon Landfill Fac 1 GT | CC | CC-OT
Wellhead Power Delano 1 GT | CC | CC
Blacksand Generating Facility 1 GT | CC | CC-OT
Sunselect 1 GT | CC | CC
BLM EAST Facility1GT72 | GEO | GEO
H Gonzales Unit 1 GT | CC | CC
Center Peaker 1 GT | CC | CC
Sunshine Gas Producers1GT20 | CC | CC-OT
Msquit 5 Serdyn 1 GT | CC | CC
San Bernardino Biogas 1 GT | CC | CC-OT
Santa Clara QFS 1 ST | CC | CC-OT
Mm West Covina St Unit 1 ST | CC | CC-OT
Casa Diablo IV ST | GEO | GEO
Mammoth G2 1 ST | GEO | GEO
Ramon 2 Scedyn 1 ST | GEO | GEO
Bowerman Power 1 IC | CC | CC-OT
Rector QFS 1 OT | IC | IC
Vista QFS 1 OT | CC | CC
Barre QFS 1 OT | CC | CC
Ngilaa 5 Sdgdyn 1 CS | CC | CC
Goal Line Cogen 1 GT | CC | CC
Grossmont Hospital 1 GT | CC | CC
Kelco Qualifying Facility 1 OT | CC | CC
Second Imperial Geothermal 13 BT | GEO | GEO
Second Imperial Geothermal 14 BT | GEO | GEO
Salton Sea 1 BT | GEO | GEO
Salton Sea 3 BT | GEO | GEO
Ce Turbo 1 ST | GEO | GEO
Ucla Chiller Cg 2 CT | CC | CC
Ucla Chiller Cg 3 CT | CC | CC
Ucla Chiller Cg 1 CA | CC | CC
Harbor CC1CC215 | CC | CC
Haynes 12CC12CC444 | CC F | CC F
Praxair 1 OT | CC LM2500 | CC LM2500
Tosco 2 OT | CC | CC
Yuma Axis 1 ST | ST-NG | ST-NG
Goodsprings Waste Heat Recover HR1 ST | ST-OT | ST-OT
Waste Management Lockwood Lfgt 1 IC | IC | IC-OT
Waste Management Lockwood Lfgt 2 IC | IC | IC-OT
Kennecott Refinery 1 ST | CC | CC
Kennecott Smelter 1 ST | CC | CC
Veyo Waste Heat Generator 1 OT | CC | CC
Spag 1 A1 GT | GT LM2500 G4+ (GE) | GT LM2500
Spag 2 A2 GT | GT LM2500 G4+ (GE) | GT LM2500
Spag 3 A3 GT | GT LM2500 G4+ (GE) | GT LM2500
Spag 4 A4 GT | GT LM2500 G4+ (GE) | GT LM2500
Spag 5 A5 GT | GT LM2500 G4+ (GE) | GT LM2500
Spag 6 A6 GT | GT LM2500 G4+ (GE) | GT LM2500
Holly 1 IC | IC | IC
Holly 2 IC | IC | IC
Holly 3 IC | IC | IC
Las Animas 5 IC | IC | IC
Las Animas 6 IC | IC | IC
Las Animas 7 IC | IC | IC
Springfield 1 IC | IC | IC
Springfield 2 IC | IC | IC
Springfield 3 IC | IC | IC
Springfield 4 IC | IC | IC
Trinidad 5 IC | IC | IC
Trinidad 6 IC | IC | IC
Trinidad 7 IC | IC | IC
Agua Fria 7 GT | GT LM6000 | GT LM
Agua Fria 8 GT | GT LM6000 | GT LM
Desert Basin 4 GT | GT LM6000 | GT LM
Desert Basin 5 GT | GT LM6000 | GT LM
Future Gas Peaking 5 GT | GT LM6000 | GT LM
Future Gas Peaking 6 GT | GT LM6000 | GT LM
Future Gas Peaking 7 GT | GT LM6000 | GT LM
Future Gas Peaking 8 GT | GT LM6000 | GT LM
Future Gas Peaking 9 GT | GT LM6000 | GT LM
Future Gas Peaking 10 GT | GT LM6000 | GT LM
Future Gas Peaking 11 GT | GT LM6000 | GT LM
Future Gas Peaking 12 GT | GT LM6000 | GT LM
Future Gas Peaking 13 GT | GT LM6000 | GT LM
Future Gas Peaking 14 GT | GT LM6000 | GT LM
Future Gas Peaking 15 GT | GT LM6000 | GT LM
Future Gas Peaking 16 GT | GT LM6000 | GT LM
Kimball 6 IC | IC-OT | IC-OT
Ormat Reg Peetz 1 OT | CC | CC
Suncor Base Plant Cogen 1 GT | CC J: MHI 501JAC | CC J
Suncor Base Plant Cogen 2 GT | CC J: MHI 501JAC | CC J
Heartland Petrochemical Hrt1 1 GT | GT LM6000 | GT LM
Primrose East 641S Gas 1 GT | GT | GT
South Edmonton Terminal Set1 1 GT | GT | GT
Glen Arm Unit 2 GT | GT FT-3 | GT LM2500
Mn Milliken Genco IC | IC | IC
Roseville GT 4 | GT TM2500 G4 | GT LM2500
Roseville GT 5 | GT TM2500 G4 | GT LM2500
Ct 88 IRP CT | GT LMS100PA | GT LMS
Ormat Dixie Meadows Bannock 2 ST | GEO | GEO
Future Geo 1 ST | GEO | GEO
CIPV Gt Agg Kings Co 1 GT | GT | GT
Cisc Gt Agg Multi Co 1 GT | GT | GT-OT
Olive View Mc Agg GT | GT | GT
Saugus QFS 1 OT | IC | IC
Small QF Agg | IC | IC
Blue Mountain Biogas 1 IC | IC | IC
Brunswick Agg 1 IC | IC | IC
Cargill Ic Agg IC | IC | IC
G2 Energy Hay Road Power Plant 1 IC | IC | IC
Coffin Butte Agg IC | IC-OT | IC-OT
Columbia Ridge Landfill Agg IC | IC | IC
Farm Power Agg IC | IC | IC
Fifth Standard Hybrid BESS | IC | IC-OT
Finley BioEnergy IC Agg | IC | IC
Flathead County Landfill Agg IC | IC | IC
Grant Village Agg IC | IC | IC
Irc Generator Facility Agg IC | IC | IC
Kings Beach IC Agg | IC | IC
Nwmt Ic Agg 1 IC | IC | IC
River Bend Landfill Agg IC | IC | IC
Salmon Diesel Agg IC | IC | IC
Salt Lake Energy Systems Agg IC | IC | IC
Trans Jordan Agg IC | IC | IC
Wsu Grimes Way Agg IC | IC | IC
Oregon State University State Board 2 CA | CC | CC-OT
Oregon State University State Board 1 CT | CC | CC-OT
Roseburg Landfill 1 IC | IC-OT | IC-OT
Scattergood CC4 | CC 7F.05 | CC F
Scattergood 1 ST | ST-NG | ST-NG
University Of Oregon Cogen Pro CT1 CT | GT | GT
Wsu Biotech Ls 1 IC | IC | IC
Greater Nanaimo Pcc 1 IC | IC | IC
Klamath Expansion Project 4 GT | GT | GT
Port Townsend Paper Mill ST6 ST | ST-BIO | ST-OT
Seneca Sustainable Energy Proj ST1 ST | ST-BIO | ST-OT
Stoltze Biomass ST1 ST | ST-BIO | ST-OT
Hampton Lumber Mill ST1 ST | ST-BIO | ST-NG
Georgia Pacific Toledo ST1 ST | ST-BIO | ST-NG
Metro Wastewater Treatment Pla IC | IC | IC
Jc Biomethane IC | IC | IC
Forest Glen Oaks Dairy Res Ag IC | IC | IC
Qualco Dairy Digester IC | IC | IC
Gor U3 Tg 3 GT | GT LM2500 | GT LM2500
Gor U4 Tg 4 GT | GT LM2500 | GT LM2500
Gor U5 Tg 5 GT | GT LM2500 | GT LM2500
Gor U1 Tg 1 GT | GT LM2500 | GT LM2500
Gor U2 Tg 2 GT | GT LM2500 | GT LM2500
Paisley Geothermal 1 ST | GEO | GEO
Roseburg Forest Products Company Dillard 1 ST | ST-BIO | ST-OT
Roseburg Forest Products Company Dillard 2 ST | ST-BIO | ST-OT
Roseburg Forest Products Company Dillard 3 ST | ST-BIO | ST-OT
Roseburg Forest Products Company Dillard 4 ST | ST-BIO | ST-OT
Roseburg Forest Products Company Dillard 5 ST | ST-BIO | ST-OT
Roseburg Forest Products Company Dillard 6 ST | ST-BIO | ST-OT
Crystal Mountain 1 IC | IC | IC
Cogen G 1 CT | GT LM | GT LM
Bannock County Landfill 1 IC | IC | IC-OT
Npc1 Denis St Pierre Npc1 9 GT | GT | GT
Bonnybrook Bon1 1 ST | N/A | ST
Humboldt Redwood ST | ST-BIO | ST-OT
Humboldt Redwood 2 | ST-BIO | ST-OT
Humboldt Redwood 1 | ST-BIO | ST-OT
Weyerhaeuser Longview ST3 ST | ST-OT | ST-OT
Bangor Submarine Base IC | GT | GT
G2 Energy Ostrom Road 1 IC | IC-OT | IC-OT
West Pembina Pmb1 1 GT | GT | GT
Weyerhaeuser Longview ST1 ST | ST-OT | ST-OT
Lincoln Landfill Power Plant 1 IC | IC-OT | IC-OT
Murray 1 GT | GT Titan 130 | GT LM2500
Murray 2 GT | GT Titan 130 | GT LM2500
Murray 3 GT | GT Titan 130 | GT LM2500
Apex Lregf 1 GT | GT | GT-OT
Scattergood CC3 | CC 7F.05 | CC F
Ab Newsprint Anc1 1 IC | IC | IC
Ab Newsprint Anc1 8 IC | IC | IC
Ab Newsprint Anc1 9 IC | IC | IC
Ab Newsprint Anc1 10 IC | IC | IC
Skookumchuk 2 ST | ST-OT | ST-NG
Trinidad 4 IC | IC | IC
Trinidad 3 IC | IC | IC
Keephills 3 Kh3 3 ST | ST | ST
Battle River 4 Br4 4 ST | ST-NG | ST-NG
Radiance Solar 5-1 BT | GEO | GEO
Ejido San Luis CC1a | GT F | CC F New
GCC CC1a | GT F | CC F New
Ejido San Luis CC1b | GT F | CC F New
GCC CC1b | GT F | CC F New
Fresnocogen CC | GT | GT
Ben French 1 IC | IC | IC
Generic 1 GT | GT 7FA | GT F
Generic 2 GT | GT 7FA | GT F
Generic 3 GT | GT 7FA | GT F
Spindle Hill 1 GT | GT 7FA | GT F
Spindle Hill 2 GT | GT 7FA | GT F
Houweling Nurseries Delta 2 ST | ST | ST
Houweling Nurseries Delta 1 ST | ST | ST
Cogen I 1 CT | GT | GT
Cogen H 1 CT | GT | GT
Cogen C 1 CT | GT | GT
Crofton 1 ST | ST-NG | ST-NG
Chetwynd Forest Industries 2 ST | ST-BIO | ST-NG
Milagro GT 1 GT | GT | GT
Milagro GT 2 GT | GT | GT
Bluffview Rice 1 IC | IC Large | IC Large
Bluffview Rice 2 IC | IC Large | IC Large
Oak Creek 1 IC | IC | IC
Craig 3 ST | ST-Coal | ST-Coal
Naughton 3 ST | ST-NG | ST-NG
Utah State University 1 GT | GT | GT
Tri Center Naniwa Energy 4 GT | GT | GT
Whitegrass No 1 Fka Wabuska 1 ST | GEO | GEO
Whitegrass No 1 Fka Wabuska 2 ST | GEO | GEO
Whitegrass No 1 Fka Wabuska 3 ST | GEO | GEO
Fort Churchill 2 ST | ST-NG | ST-NG
Fort Churchill 1 ST | ST-NG | ST-NG
Base Plant Scr1 2 CT | GT | GT
Npc3 Elmworth Npc3 1 GT | GT | GT
Base Plant Scr1 1 CT | GT | GT
Empress Eps1 1 GT | GT | GT
Rimbey 297S Der Gas 1 GT | GT | GT
High River 1 Hrv1 1 GT | GT | GT
Cogen J 1 CT | GT | GT
Cogen L 1 CT | GT | GT
Cogen M 1 CT | GT | GT
Cogen N 1 CT | GT | GT
Swan Hills Geothermal Srl1 1 ST | GEO | GEO
Grays Harbor 1 GT | GT F | GT F
Stahlbush Island Farm 1 IC | ST-NG | ST-NG
Cooperatively Owned Back Up Generator GT | GT | GT
Greenleaf 1 ST | ST-NG | ST-NG
Claribel Generation Station IC | ST-NG | ST-NG
Zero Waste Energy 1 IC | ST-NG | ST-NG
Ameresco San Joaquin 1 IC | ST-NG | ST-NG
Bay Environmental Nove Power 1 IC | ST-NG | ST-NG
Abel Road Bioenergy GT | GT | GT
Neal Road Landfill Generating Facility 1 GT | GT | GT-OT
Enchanted Rock Lodi GT | GT | GT
Scattergood 2 ST | ST-NG | ST-NG
San Manuel CHP GT | GT | GT
Huntington Beach Gen Sta Unit 2 ST | ST-NG | ST-NG
LB Fuel Cell Trigen 1 GT | GT | GT
Alamitos Gen Sta Unit 5-1 ST | ST-NG | ST-NG
NORTH ISLAND COGEN 1 ST | ST-OT | ST-NG
CCI Parque Industrial 1 IC | IC | IC
CCI Mexicali Oriente 1 IC | IC | IC
CCI Mexicali Oriente 2 IC | IC | IC
Gg 300 1X1 7Fa05 Wco CS | ST-NG | ST-NG
CityCenter Central Plant Cogen A GT | GT | GT
CityCenter Central Plant Cogen B GT | GT | GT
Future Geo 3-3 ST | GEO | GEO
Future Geo 2-2 ST | GEO | GEO
Cholla 3 ST | ST-Coal | ST-Coal
Cholla 1 ST | ST-Coal | ST-Coal
Rio Grande ST 8 | ST-NG | ST-NG
Nwm 4 St S1 CA | ST-NG | ST-NG
NWM 4 GT2 G2 CT | GT | GT
Nwm 4 Gt1 G1 CT | GT | GT
Newman ST 3 | ST-NG | ST-NG
Steamboat Hills OEC41 BT | GEO | GEO
Starpeak 2 Geothermal 2 BT | GEO | GEO
Starpeak 2 Geothermal 3 BT | GEO | GEO
Starpeak 2 Geothermal 4 BT | GEO | GEO
Starpeak 2 Geothermal 5 BT | GEO | GEO
Erie Landfill 1 OT | ST-OT | ST-NG
Frederickson CC | ST-OT | CC F
Harbor 1 (Repowered) 1 CT | ST-OT | ST-NG
Harbor 2 (Repowered) 2 CT | ST-OT | ST-NG
Hermiston Generating Co LP GEN3 CT | ST-OT | ST-OT
Intermountain CC 2 | CC J (MHI) | CC J
Moorpark QFS 1 OT | ST-OT | ST-OT
Muskeg River Mkr1 2 CT | ST-OT | ST-OT
Npc2 Jl Landry Npc2 10 GT | ST-OT | ST-OT
Williams Four Corners/Igancio OT | ST-OT | ST-NG
Jim Bridger 1 ST | ST-NG | ST-NG
Jim Bridger 2 ST | ST-NG | ST-NG
El Segundo Energy Center CC1 | CC F - SCC6-5000F Flex-Plant™ 30 | CC F
Harry Allen 1 GT | GT E 7FA+e (GE) | GT E
Clark 21 | GT FT8 | GT Aero
Clark 22 | GT FT8 | GT Aero
Bantry Alp1 1 GT | ST-OT | ST-OT
Open Sky Digester Genset 1 GT | ST-OT | ST-NG
Praxair 2 OT | ST-OT | ST-NG
Lanl Ta 3 Future GT | GT LM | GT LM
Magnolia 1 CC | ST-OT | ST-NG
Intermountain CC 1 | CC J (MHI) | CC J
ATCO Ethel Lake 717S DER Wasteheat 1 GT | ST-OT | ST-OT
Battle River 5 (BR5) 5 ST | ST-OT | ST-OT
Cnrl Horizon Cnr5 2 ST | ST-OT | ST-OT
Genesee 2 Gas Repowering 1 ST | ST-NG | ST-NG
Genesee 1 Gas Repowering 1 ST | ST-NG | ST-NG
CP Genesee Unit 6 Gas 1 GT | CC J: MHI 501JAC | CC J
CP Genesee Unit 7 Gas 1 GT | CC J: MHI 501JAC | CC J
Edson Tlm2 2 GT | ST-OT | ST-OT
EDTI Edmonton 3 H2 Plant Cogen 1 GT | ST-OT | ST-OT
Fortis Tilley 498S DER Solar 1 GT | ST-OT | ST-OT
Grand Prairie MPC Gas 1 GT | ST-OT | ST-OT
High River 2 (HRV2) 1 ST | ST-OT | ST-OT
Lethbridge Burdett 1 GT | ST-OT | ST-OT
Medicine Hat 1 Cmh1 1-2 GT | GT LM6000 | GT LM
Rimbey 297S DER Gas 2 GT | ST-OT | ST-OT
Saddle Hills 1 GT | ST-OT | ST-OT
SS-37 DER Gas 1 GT | ST-OT | ST-OT
Kiwetinohk Opal Gas 1 GT | ST-OT | ST-OT
ENMAX FMC Change 1 GT | ST-OT | ST-OT
ENMAX FMC DER Cogen 1 GT | ST-OT | ST-OT
Four Corners 4-3 ST | ST-Coal | ST-Coal
Four Corners 5-3 ST | ST-Coal | ST-Coal
Mcmahon Gas 1 GT | ST-OT | ST-OT
Mcmahon Gas 2 GT | ST-OT | ST-OT
Mcmahon Gas 3 GT | ST-OT | ST-OT
Georgia-Pacific (Toledo) ST2 ST | ST-OT | ST-NG
Klamath Generation Peaking 2 GT | GT FT8 TwinPac | GT Aero
Klamath Generation Peaking 4 GT | GT FT8 TwinPac | GT Aero
Nippon Paper Cogen 1 ST | ST-OT | ST-NG
Intenational Paper Energy Cent 4 ST | ST-OT | ST-OT
GOR-U6-TG 6 GT | GT LM2500 | GT LM2500
GOR-U7-TG 7 GT | GT LM2500 | GT LM2500
GOR-U8-TG 8 GT | GT LM2500 | GT LM2500
Agnews Power Plant 1 GT | ST-OT | ST-NG
Alamitos Energy Center 7 ST | ST-NG | ST-NG
Madera Digester Genset 2 | ST-OT | ST-NG
Two Fiets Dairy Digester 1 GT | ST-OT | ST-NG
Griffith Energy 1 GT | CC F | CC F
H Gonzales Unit 2 GT | ST-OT | ST-OT
Kingsburg Cogen 1 GT | CC | CC
Old Santa Fe Road 1 GT | ST-OT | ST-NG
OXGEN 1 GT | GT | GT
Placerita Canyon Cogen 1 GT | GT | GT
Potrero Hills Energy Producers 1 IC | ST-OT | ST-NG
Central_Nevada_Geothermal_Beatty_138kV 1 ST | GEO | GEO
Central_Nevada_Geothermal_Beatty_138kV 2 ST | GEO | GEO
Greater_Imperial_Geothermal_Imperial Valley 1 ST | GEO | GEO
Greater_Imperial_Geothermal_Imperial Valley 2 ST | GEO | GEO
Greater_Imperial_Geothermal_Mirage_230kV 1 ST | GEO | GEO
Greater_Imperial_Geothermal_Mirage_230kV 2 ST | GEO | GEO
InState_Biomass_Balch 2_230kV ST | ST-OT | ST-NG
InState_Biomass_Bellota_115kV ST | ST-OT | ST-NG
InState_Biomass_Brentwood_230kV ST | ST-OT | ST-NG
InState_Biomass_Brunswick_115kV ST | ST-OT | ST-NG
InState_Biomass_Caliente_230kV ST | ST-OT | ST-NG
InState_Biomass_Carberry_230kV ST | ST-OT | ST-NG
InState_Biomass_Caribou_230kV ST | ST-OT | ST-NG
InState_Biomass_Coburn_230kV ST | ST-OT | ST-NG
InState_Biomass_Colgate_230kV ST | ST-OT | ST-NG
InState_Biomass_Control_115kV ST | ST-OT | ST-NG
InState_Biomass_Cortina_115kV ST | ST-OT | ST-NG
InState_Biomass_Cottle_230kV ST | ST-OT | ST-NG
InState_Biomass_Curtis_115kV ST | ST-OT | ST-NG
InState_Biomass_Donnells PH_115kV ST | ST-OT | ST-NG
InState_Biomass_Eagle Rock (PGE)_115kV ST | ST-OT | ST-NG
InState_Biomass_Exchequer_115kV ST | ST-OT | ST-NG
InState_Biomass_Fulton_115kV ST | ST-OT | ST-NG
InState_Biomass_Ganso_115kV ST | ST-OT | ST-NG
InState_Biomass_Glenn_230kV ST | ST-OT | ST-NG
InState_Biomass_Goleta_230kV ST | ST-OT | ST-NG
InState_Biomass_Higgins_115kV ST | ST-OT | ST-NG
InState_Biomass_Hinson_230kV ST | ST-OT | ST-NG
InState_Biomass_Honcut_115kV ST | ST-OT | ST-NG
InState_Biomass_Humboldt_115kV ST | ST-OT | ST-NG
InState_Biomass_Jessup_115kV ST | ST-OT | ST-NG
InState_Biomass_Lakeville_230kV ST | ST-OT | ST-NG
InState_Biomass_Lamont_115kV ST | ST-OT | ST-NG
InState_Biomass_Mendocino_115kV ST | ST-OT | ST-NG
InState_Biomass_Metcalf_115kV ST | ST-OT | ST-NG
InState_Biomass_Palermo_115kV ST | ST-OT | ST-NG
InState_Biomass_Parkway_230kV ST | ST-OT | ST-NG
InState_Biomass_Peoria_115kV ST | ST-OT | ST-NG
InState_Biomass_Pine Flat_230kV ST | ST-OT | ST-NG
InState_Biomass_Placerville_115kV ST | ST-OT | ST-NG
InState_Biomass_Round Mountain_230kV ST | ST-OT | ST-NG
InState_Biomass_San Luis Obispo_115kV ST | ST-OT | ST-NG
InState_Biomass_Sanger_115kV ST | ST-OT | ST-NG
InState_Biomass_Tracy_230kV ST | ST-OT | ST-NG
InState_Biomass_Ukiah_115kV ST | ST-OT | ST-NG
InState_Biomass_Vista (SCE)_230kV ST | ST-OT | ST-NG
InState_Biomass_Wilson_115kV ST | ST-OT | ST-NG
Northern_California_Geothermal_Cloverdale ST | GEO | GEO
Northern_California_Eagle Rock ST | GEO | GEO
Northern_California_Geothermal_Fulton_230kV ST | GEO | GEO
Northern_California_Geothermal_Geysers 12 ST | GEO | GEO
Northern_Nevada_Geothermal_Eldorado_500kV 1 ST | GEO | GEO
Northern_Nevada_Geothermal_Eldorado_500kV 2 ST | GEO | GEO
Utah_Geothermal_Eldorado_230kV 1 ST | GEO | GEO
Utah_Geothermal_Eldorado_230kV 2 ST | GEO | GEO
San Manuel Central Plant Cogens CGEN2 IC | ST-OT | ST-NG
North Fork Community Power | ST-OT | ST-NG
Four Corners 4-2 ST | ST-Coal | ST-Coal
Four Corners 5-2 ST | ST-Coal | ST-Coal
Newman ST 1 | ST-OT | ST-NG
Newman ST 2 | ST-OT | ST-NG
Rio Grande ST 7 | ST-OT | ST-NG
Hermiston Generating Co LP GEN4 ST | CC | CC F
Ormesa I ITLU2 BT | GEO | GEO
El Centro 4 ST | ST-OT | ST-NG
Heber HGC 12 BT | GEO | GEO
Heber HGC 14 BT | GEO | GEO
Heber HGC 1 BT | GEO | GEO
Heber HGC 2 BT | GEO | GEO
J J Elmore 2 BT | GEO | GEO
Second Imperial Geothermal 1 BT | GEO | GEO
Second Imperial Geothermal 2 BT | GEO | GEO
Ormesa I ITLU1 BT | GEO | GEO
Ormesa I OE31 BT | GEO | GEO
Ormesa I OE32 BT | GEO | GEO
Hidden Hollow Landfill Gas 2 IC | ST-OT | ST-NG
Neal Hot Springs 3 BT | GEO | GEO
Amalgamated Sugar Nampa 1 ST | ST-OT | ST-OT
Amalgamated Sugar Nampa 2 ST | ST-OT | ST-OT
Harbor 5 (Repowered) 5 CA | ST-OT | ST-OT
Haynes (1 and 2 repowered) 17 ST | ST-OT | ST-NG
Haynes 12CC 12 CC | ST-OT | ST-NG
Scat CC1 1 CC | ST-OT | ST-NG
Ipp Repower 1 CC | ST-OT | ST-NG
Ipp Repower 2 CC | ST-OT | ST-NG
Beowawe 2 ST | GEO | GEO
Beowawe Repower 1 BT | GEO | GEO
Bergen 2 GT | ST-OT | ST-NG
Corsac Geothermal ST | GEO | GEO
Crescent Valley ST | GEO | GEO
Diamond Flat ST | GEO | GEO
Eavor Loop Geothermal 1 BT | GEO | GEO
Gerlach ST | GEO | GEO
Gerlach 1 BT | GEO | GEO
Harry Allen 7 CA | ST-OT | ST-OT
Kit Station Geothermal ST | GEO | GEO
Lone Mountain 1 BT | GEO | GEO
Lone Mountain Geothermal (Alum) ST | GEO | GEO
New York Canyon 1 ST | GEO | GEO
North Valley ST | GEO | GEO
North Valley 2 ST | GEO | GEO
North Valmy 1 ST-Coal | ST-Coal | ST-Coal
North Valmy 1 ST-NG | ST-NG | ST-NG
North Valmy 2 ST-Coal | ST-Coal | ST-Coal
North Valmy 2 ST-NG | ST-NG | ST-NG
Pearl ST | GEO | GEO
Pinto 1 BT | GEO | GEO
Pony Express ST | ST-OT | ST-NG
Richard Burdette Geothermal A OEC2 BT | GEO | GEO
Richard Burdette Geothermal B OEC2 BT | GEO | GEO
Robinson Solar I ST | GEO | GEO
Saltwells 2 BT | GEO | GEO
Silverhawk 4 GT | GT F | GT F
Silverhawk 5 GT | GT F | GT F
Silverhawk Peaker CT3 GT | GT F | GT F
Silverhawk Peaker CT4 GT | GT F | GT F
Soda Lake 1 ST | GEO | GEO
Star Peak ST | GEO | GEO
Steamboat 1A De31 BT | GEO | GEO
Steamboat 1A De32 BT | GEO | GEO
Steamboat Hills GeN1 ST | GEO | GEO
Tromso GT | ST-OT | ST-NG
Tromso II GT | ST-OT | ST-NG
Tromso III GT | ST-OT | ST-NG
Western 102 8 IC | IC | IC
Whirlwind ST | GEO | GEO
White Grass ST | GEO | GEO
Yellowstone County Generating Station 10 IC | IC | IC
Yellowstone County Generating Station 11 IC | IC | IC
Yellowstone County Generating Station 12 IC | IC | IC
Yellowstone County Generating Station 13 IC | IC | IC
Yellowstone County Generating Station 14 IC | IC | IC
Yellowstone County Generating Station 15 IC | IC | IC
Yellowstone County Generating Station 16 IC | IC | IC
Yellowstone County Generating Station 17 IC | IC | IC
Yellowstone County Generating Station 18 IC | IC | IC
Yellowstone County Generating Station 1 IC | IC | IC
Yellowstone County Generating Station 2 IC | IC | IC
Yellowstone County Generating Station 3 IC | IC | IC
Yellowstone County Generating Station 4 IC | IC | IC
Yellowstone County Generating Station 5 IC | IC | IC
Yellowstone County Generating Station 6 IC | IC | IC
Yellowstone County Generating Station 7 IC | IC | IC
Yellowstone County Generating Station 8 IC | IC | IC
Yellowstone County Generating Station 9 IC | IC | IC
Advanced-Nuclear-Hunter+Huntington 1 ST | ST-NUC | New Nuclear
Advanced-Nuclear-Hunter+Huntington 2 ST | ST-NUC | New Nuclear
Advanced-Nuclear-Naughton ST | ST-NUC | New Nuclear
Brigham Young University 601 GT | GT | GT
DaveJohnston 1 1 ST | ST-Coal | ST-Coal
Deseret Generation Transmission Bonanza 1 ST | ST-Coal | ST-Coal
Future Gas Resource IC | IC | IC
Hunter 1 SNCR 1 ST | ST-Coal | ST-Coal
Hunter 2 SNCR 2 ST | ST-Coal | ST-Coal
Hunter 3 SNCR 3 ST | ST-Coal | ST-Coal
Huntington 1 SNCR 1 ST | ST-Coal | ST-Coal
Huntington 2 SNCR 2 ST | ST-Coal | ST-Coal
Naughton 1 (natural gas conversion) 1 ST | ST-NG | ST-NG
Naughton 2 (natural gas conversion) 2 ST | ST-NG | ST-NG
Tata Chemicals 1 ST | ST-OT | ST-OT
Tata Chemicals 2 ST | ST-OT | ST-OT
Thermo I 1 BT | GEO | GEO
Blue Mountain Biogas 2 IC | IC | IC
Enel Cove Fort 2-GIA BT | GEO | GEO
Tmf Biofuels Three Mile Digester 1 IC | IC | IC
Tmf Biofuels Three Mile Digester 2 IC | IC | IC
Tmf Biofuels Three Mile Digester 3 IC | IC | IC
Oregon Dry Creek Medford 1 IC | IC | IC
Oregon Dry Creek Medford 2 IC | IC | IC
Biomass One LP 2 ST | ST-OT | ST-NG
Biomass One LP 3 ST | ST-OT | ST-NG
Pueblo 3 IC | IC | IC
Pueblo 4 IC | IC | IC
Pueblo 5 IC | IC | IC
Rocky Ford 2 IC | IC | IC
Rocky Ford 3 IC | IC | IC
Rocky Ford 4 IC | IC | IC
Rocky Ford 5 IC | IC | IC
Copper Crossing Energy and Research Center 1 GT | GT LM6000 | GT LM
Future Allam Cycle 1 ST | ST-NG | ST-NG
Future Allam Cycle 2 ST | ST-NG | ST-NG
Future Allam Cycle 3 ST | ST-NG | ST-NG
Future Nuclear 1 ST | ST-NUC | New Nuclear
Future Nuclear 2 ST | ST-NUC | New Nuclear
Future Aero 1 GT | GT LM | GT LM
Future Aero 2 GT | GT LM | GT LM
Future Biomass 1 ST | ST-OT | ST-NG
Future Geothermal 4 ST | GEO | GEO
Ben French 2 IC | IC | IC
Ben French 3 IC | IC | IC
Ben French 4 IC | IC | IC
Ben French 5 IC | IC | IC
Craig 1 ST | ST-Coal | ST-Coal
Craig 2 ST | ST-Coal | ST-Coal
Kimball 1 IC | IC | IC
Kimball 2 IC | IC | IC
Kimball 3 IC | IC | IC
Kimball 4 IC | IC | IC
Springerville 3 ST | ST-Coal | ST-Coal
Amalgamated Sugar LLC ST Agg | ST-OT | ST-NG
Kimball IC Agg | ST-OT | ST-NG
McMahon Gas GT Agg | ST-OT | ST-OT
Steamboat 1 BT Agg | GEO | GEO
Gadsby 1 1 ST | ST-NG | ST-NG
Gadsby 2 ST | ST-NG | ST-NG
Gadsby 3 3 ST | ST-NG | ST-NG
Gadsby 4 4 GT | ST-NG | ST-NG
Gadsby 5 5 GT | ST-NG | ST-NG
Gadsby 6 6 GT | ST-NG | ST-NG
Apex Bethel Energy Center 1 IC | IC | IC
Neal Hot Springs 1 BT | GEO | GEO
Richard Burdette Geothermal 1 BT | GEO | GEO
DaveJohnston 2 2 ST | ST-Coal | ST-Coal
DaveJohnston 3 3 ST | ST-Coal | ST-Coal
Kings Beach Agg IC_22 | ST-NG | ST-NG
Desert Peak B 2 BT | GEO | GEO
Desert Peak 3 ST | GEO | GEO
BottleRock | GEO | GEO
CCCSD_33136_1 | GT | GT-OT
ChevGen3_32923_3-retired | ST | ST
Fairhaven_Pwr | ST | ST-NG
GEN.MILL_33830_1 | GT | GT
GERBER F_31822_1 | GT | GT
HERSHEYF_38346_1 | ST | ST
HGST-LV_35859_RN | GT | GT
INERGYT1_34789_1 | GT | GT
INERGYT2_34791_2 | GT | GT
JGBSWLT_34603_ST | GT | GT
KALINA_33834_1 | GT | GT
KERNRDGELH | GT | GT
KERNRDGELH_2 | GT | GT
KERNRDGELH_5 | GT | GT
MIDWY D7_34215_QF | ST | ST-NG
MOBGEN1_24094_1 | GT | GT
MOBGEN2_24329_1 | GT | GT
PAC_ETH_33821_RN | GT | GT
PO POWER_31890_1 | ST | ST-OT
PO POWER_31890_2 | ST | ST-OT
RIV.DLTA_32162_1 | GT | GT
SJ-SCL W_35861_1 | GT | GT
SLD ENRG_36209_1 | ST | ST-NG
CHARMIN | GT | GT-OT
OTAY1 | GT | GT-OT
OTAY3 | GT | GT-OT
THUMSGEN | GT | GT-OT
UNIMDGEN | GT | GT
EXXON_BH | GT | GT
MADISON_D3 | GT | GT
SO VAFB1 | GT | GT
SO VAFB2 | GT | GT
SO VAFB3 | GT | GT
SO VAFB4 | GT | GT
SO VAFB5 | GT | GT
BULLD 12 | GT | GT-OT
CATALYST | GT | GT-OT
ChevGen2 | CC | CC-OT
CHEVRONSTG | CC | CC-OT
CTY FAIR1 | GT | GT
CTY FAIR2 | GT | GT
FOSTER W1 | CC | CC-OT
FOSTER W2 | CC | CC-OT
FOSTER W3 | CC | CC-OT
NAVY 35R1 | GT | GT
NAVY 35R2 | GT | GT
SMPSN-AN | ST | ST
STKTN WW | GT | GT
UNION CH | ST | ST
UNIONOIL | GT | GT
UCDMC | GT | GT
Harbor 1 (Repowered) 1 Cca | CC E | CC E
Harbor 2 (Repowered) 2 CCb | CC E | CC E
Nwm 4 Gt1 G1 Cca | CC E | CC E
NWM 4 GT2 G2 CCb | CC E | CC E
Oregon State University State Board Cca | CC | CC-OT
Oregon State University State Board CCb | CC | CC-OT
Ucla Chiller Cg 2 CCa | CC | CC
Ucla Chiller Cg 3 CCb | CC | CC
Nonemitting Peaker Utah North OT1 | GT F | GT F
Blythe CC1b | CC F | CC F
Sutter EC CC1b | CC 501F | CC F
ElSegndEnrgCC2b | CC SGT6-5000F | CC F
Frito_Lay_Cogen | ST-NG | ST-NG
Oakland_Pwr2 | GT | GT
RedondoBeach5 | ST-NG | ST-NG
RedondoBeach6 | ST-NG | ST-NG
RedondoBeach8 | ST-NG | ST-NG
San Juan 4 | ST-Coal | ST-Coal
Steamboat 2-1 | GEO | GEO
Steamboat 2-2 | GEO | GEO
Steamboat 3-1 | GEO | GEO
Steamboat 3-2 | GEO | GEO
Gadsby 1 ST LM | ST-NG | ST-NG
Gadsby 4 ST-NG | GT LM6000 | GT LM
Gadsby 5 GT LM | GT LM6000 | GT LM
Gadsby 6 GT LM | GT LM6000 | GT LM
South Point Energy Center CCa | CC SGT6-5000F | CC F
South Point Energy Center CCb | CC SGT6-5000F | CC F

## YearlySummary_Generator_1_2034
===============================
Monte Carlo Simulation Draw #1
=============================== | [62 empty] | 8760
Generator Year 2034 Summary | [62 empty] | 5.936%
(From 1/1/2034 to 12/31/2034)
================On-Peak and Off-Peak mixed=================== | [62 empty] | 520
Unit Name | Load Area | Region | State | Unit Type | SubType | MaxCap (MW) | MinCap(MW) | Fuel Name | Installation Date | Retirement Date | Avg LMP Weighted by Generation($/MWh) | Avg LMP Congestion Weighted by Generation | Avg LMP Loss Weighted by Generation | Summer Cap (MW) | Winter Cap (MW) | Total Gen (MWh) | Pumping(MWh) | Pumping Cost (M$) | Cap Factor | Cost (M$) | Revenue (M$) | Net Revenue (M$) | Maint Hours | Outage Hours | Hours Committed For Energy | Hours Committed for Spinning Reserve | Hours Needed for Non-Spinning Reserve | Variable O&M Cost (M$) | Fuel Cost (M$) | Spillage (MWh) | Simple Avg LMP ($/MWh) | Simple Avg LMP Congestion | Simple Avg LMP Loss | min of LMP | max of LMP | std of LMP | Primary Fuel Consumption (Million MBTU) | Secondary Fuel Consumption (Million MBTU) | Primary Fuel Generation (MWh) | Secondary Fuel Generation (MWh) | SO2 Amt (Short Ton) | NOx Amt (Short Ton) | CO2 Amt (Short Ton) | SO2 Cost (k$) | NOx Cost (k$) | CO2 Cost (k$) | RD Served Amount (MW) | LFD Served Amount (MW) | RU Served Amount (MW) | SR Served Amount (MW) | LFU Served Amount (MW) | RD Price ($/MWh) | LFD Price ($/MWh) | RU Price ($/MWh) | SR Price ($/MWh) | LFU Price ($/MWh) | RD Revenue ($) | LFD Revenue ($) | RU Revenue ($) | SR Revenue ($) | LFU Revenue ($) | Hours On Margin | Number of Starts | Uplift Cost (M$) | Total Revenue (M$) | Turbine Type | Model Type
FortNelson1 | AESO | AB_AESO | AB | Thermal | CombustionTurbine Gas | 36.5 | 7.79 | NG_Alberta_NOVA | 1999-04-01 | 2050-12-31 | 131.2496 | 11.8306 | 12.0364 | 33.9913 | 34.2842 | 127814.2649 | 0 | 0 | 0.39974 | 19.205 | 16.7756 | -2.4294 | 8592 | 573 | 5486 | 0 | 0 | 0.071576 | 8.6134 | 0 | 108.5595 | 10.9631 | 10.9059 | -34.0618 | 744.9514 | 68.6153 | 1.9718 | 0 | 127814.2649 | 0 | 0.59155 | 78.8733 | 115352.21 | 0 | 0 | 9103.8273 | 1904.1928 | 5766.6638 | 13487.8149 | 24112.8509 | 34824.0693 | 1.8659 | 0.0078726 | 35.0857 | 35.06 | 35.06 | 232.2966 | 3.908 | 517150.3667 | 879144.6038 | 1936290.7273 | 623 | 520 | 3.3278 | 20.1084 | GT | GT
West Cadotte Wcd1 1 GT | AESO | AB_AESO | AB | Thermal | CombustionTurbine Gas | 20 | 4 | NG_Alberta_NOVA | 2014-12-11 | 2050-12-31 | 139.2463 | 19.3478 | 3.7683 | 18.8902 | 18.372 | 45439.3834 | 0 | 0 | 0.25936 | 7.689 | 6.3273 | -1.3617 | 8592 | 580 | 3758 | 0 | 0 | 0.020448 | 3.3549 | 0 | 102.9439 | 11.021 | 5.2324 | -28.0203 | 775.8727 | 69.9189 | 0.76928 | 0 | 45439.3834 | 0 | 0.23078 | 30.7712 | 45002.9526 | 0 | 0 | 3551.7233 | 95.3834 | 200 | 8931.9188 | 11545.9863 | 9242.7115 | 1.8659 | 0.0078726 | 35.0857 | 35.06 | 35.06 | 0.074851 | 0.13311 | 396049.8111 | 572270.2486 | 803318.2396 | 1 | 512 | 1.4613 | 8.0989 | GT | GT
NEW_HOPECR8_56335_1 | AESO | AB_AESO | AB | Thermal | CombustionTurbine Gas | 31.5 | 17.033 | NG_Alberta_NOVA | 2014-02-01 | 2050-12-31 | 135.7252 | 24.8315 | -1.4597 | 29.151 | 29.7703 | 71828.2861 | 0 | 0 | 0.2603 | 11.6868 | 9.7489 | -1.9378 | 8688 | 582 | 3795 | 0 | 0 | 0.032323 | 5.0833 | 0 | 97.7908 | 11.0062 | 0.094005 | -26.2239 | 736.2125 | 68.1176 | 1.1658 | 0 | 71828.2861 | 0 | 0.34974 | 46.6322 | 68199.5422 | 0 | 0 | 5382.4443 | 27.1803 | 12.6 | 10613.9979 | 18980.7013 | 18119.5148 | 1.8659 | 0.0078726 | 35.0857 | 35.06 | 35.06 | 0.021198 | 0.0089901 | 527073.634 | 998979.3208 | 1515756.0736 | 1 | 507 | 2.0992 | 12.7907 | GT | GT
Cogen F 1 CT | AESO | AB_AESO | AB | Thermal | CombustionTurbine Gas | 40.5 | 20.5 | NG_Alberta_NOVA | 2029-01-01 | 2050-12-31 | 134.674 | 23.2628 | -2.386 | 37.8032 | 37.7508 | 94350.3998 | 0 | 0 | 0.26594 | 14.8424 | 12.7065 | -2.1359 | 8688 | 588 | 3857 | 0 | 0 | 0.1085 | 6.4455 | 0 | 96.577 | 10.9042 | -1.0177 | -24.999 | 764.7177 | 69.3114 | 1.479 | 0 | 94350.3998 | 0 | 0.4437 | 59.1597 | 86521.0677 | 0 | 0 | 6828.4161 | 70.5108 | 274.1705 | 10493.9275 | 20533.8658 | 30830.3069 | 1.8659 | 0.0078726 | 35.0857 | 35.06 | 35.06 | 0.057082 | 0.21087 | 506716.0068 | 1014300.1462 | 2220104.6482 | 2 | 505 | 2.631 | 16.4477 | GT | GT
Mulligan (MUL1) | AESO | AB_AESO | AB | Thermal | CombustionTurbine Gas | 5 | 3 | NG_Alberta_NOVA | 2019-02-23 | 2050-12-31 | 164.4061 | 31.107 | 10.4754 | 4.6145 | 4.7503 | 8678 | 0 | 0 | 0.19813 | 1.7434 | 1.4267 | -0.31664 | 8592 | 577 | 2876 | 0 | 0 | 0.0048597 | 0.75701 | 0 | 108.4243 | 11.0272 | 10.7066 | -30.5542 | 760.8424 | 70.2126 | 0.17363 | 0 | 8678 | 0 | 0.05209 | 6.9453 | 10157.5412 | 0 | 0 | 801.6535 | 2 | 0 | 2554.7126 | 2220.0807 | 921.2067 | 1.8659 | 0.0078726 | 35.0857 | 35.06 | 35.06 | 0.0019656 | 0 | 138851.1186 | 176065.4852 | 131017.8626 | 0 | 487 | 0.32419 | 1.8727 | GT | GT
Judy Creek Gen6 1 GT | AESO | AB_AESO | AB | Thermal | CombustionTurbine Gas | 15 | 9 | NG_Alberta_NOVA | 2014-06-01 | 2050-12-31 | 150.0112 | 28.5047 | 0.52134 | 14.0333 | 13.9611 | 28608 | 0 | 0 | 0.21772 | 5.0792 | 4.2915 | -0.78766 | 8688 | 582 | 3172 | 0 | 0 | 0.012874 | 2.2041 | 0 | 99.998 | 11.0142 | 2.2932 | -26.5623 | 772.8246 | 69.4295 | 0.50558 | 0 | 28608 | 0 | 0.15167 | 20.2232 | 29576.3714 | 0 | 0 | 2334.2264 | 2.6822e-07 | 24 | 6324.7251 | 7725.545 | 4921.7299 | 1.8659 | 0.0078726 | 35.0857 | 35.06 | 35.06 | 2.1281e-10 | 0.018734 | 335826.1355 | 515230.937 | 546933.0192 | 0 | 473 | 0.84122 | 5.6895 | GT | GT
Empress Eps1 1 GT | AESO | AB_AESO | AB | Thermal | CombustionTurbine Gas | 46 | 22.08 | NG_Alberta_NOVA | 2022-09-15 | 2054-12-31 | 132.342 | 16.791 | 0.41597 | 43.1698 | 42.8394 | 122371.6426 | 0 | 0 | 0.30368 | 18.5706 | 16.1949 | -2.3757 | 8424 | 565 | 4365 | 0 | 0 | 0.12684 | 8.2014 | 0 | 99.1706 | 10.8599 | 1.6202 | -26.0541 | 773.8797 | 69.6612 | 1.8821 | 0 | 122371.6426 | 0 | 0.56464 | 75.2856 | 110105.2243 | 0 | 0 | 8689.7248 | 0 | 0 | 10448.6682 | 22863.0961 | 43343.7135 | 1.8659 | 0.0078726 | 35.0857 | 35.06 | 35.06 | 0 | 0 | 533982.0628 | 944607.7875 | 2760218.495 | 2 | 471 | 3.3186 | 20.4337 | GT | GT
Base Plant Scr1 2 CT | AESO | AB_AESO | AB | Thermal | CombustionTurbine Gas | 33 | 15.84 | NG_Alberta_NOVA | 2000-03-10 | 2054-12-31 | 136.104 | 15.6362 | 1.9707 | 30.9632 | 30.7235 | 82301.7436 | 0 | 0 | 0.2847 | 13.0062 | 11.2016 | -1.8046 | 8424 | 567 | 4080 | 0 | 0 | 0.085308 | 5.737 | 0 | 101.0054 | 10.9805 | 3.3344 | -26.737 | 777.7969 | 70.15 | 1.316 | 0 | 82301.7436 | 0 | 0.39481 | 52.6407 | 76987.0434 | 0 | 0 | 6075.9716 | 0 | 0 | 7863.0224 | 14718.4666 | 28621.0847 | 1.8659 | 0.0078726 | 35.0857 | 35.06 | 35.06 | 0 | 0 | 333137.7186 | 626403.7997 | 1953806.373 | 5 | 468 | 2.3958 | 14.115 | GT | GT
Redwater Cogen Tc02 1 GT | AESO | AB_AESO | AB | Thermal | CombustionTurbine Gas | 46 | 32.2 | NG_Alberta_NOVA | 2001-09-01 | 2050-12-31 | 131.1957 | 17.4817 | -0.045569 | 43.2773 | 42.4713 | 121143.7917 | 0 | 0 | 0.30063 | 18.4527 | 15.8935 | -2.5592 | 8592 | 582 | 4330 | 0 | 0 | 0.054515 | 8.1604 | 0 | 98.6728 | 11.0332 | 0.94912 | -25.5314 | 771.4838 | 69.8681 | 1.8708 | 0 | 121143.7917 | 0 | 0.56123 | 74.8312 | 109440.6575 | 0 | 0 | 8637.2759 | 234.5657 | 1401.2328 | 10616.6443 | 21464.2054 | 45955.3501 | 1.8659 | 0.0078726 | 35.0857 | 35.06 | 35.06 | 0.18024 | 0.94399 | 628342.1756 | 838899.1414 | 2653031.7367 | 4 | 464 | 3.3249 | 20.0138 | GT | GT
Carseland Cogen Tc01 1 GT | AESO | AB_AESO | AB | Thermal | CombustionTurbine Gas | 47.5 | 33.25 | NG_Alberta_NOVA | 2001-09-01 | 2050-12-31 | 132.8542 | 24.3617 | -3.825 | 44.1983 | 44.6427 | 109441.1796 | 0 | 0 | 0.26302 | 16.7669 | 14.5397 | -2.2272 | 8592 | 575 | 3813 | 0 | 0 | 0.049249 | 7.3273 | 0 | 94.3489 | 10.4276 | -2.7693 | -25.3506 | 758.5045 | 69.9598 | 1.6824 | 0 | 109441.1796 | 0 | 0.50472 | 67.2955 | 98419.6292 | 0 | 0 | 7767.4743 | 124.6724 | 645.9999 | 6811.5707 | 19859.9383 | 45004.8114 | 1.8659 | 0.0078726 | 35.0857 | 35.06 | 35.06 | 0.09854 | 0.41227 | 520701.1745 | 899108.0556 | 2852805.3747 | 1 | 458 | 2.9377 | 18.8123 | GT | GT
Cogen K 1 CT | AESO | AB_AESO | AB | Thermal | CombustionTurbine Gas | 93 | 41.33 | NG_Alberta_NOVA | 2026-01-01 | 2050-12-31 | 122.7059 | 15.096 | -2.7438 | 87.0607 | 86.5588 | 289429.0712 | 0 | 0 | 0.35527 | 39.9843 | 35.5147 | -4.4696 | 8688 | 579 | 5068 | 0 | 0 | 0.33284 | 17.7994 | 0 | 96.5015 | 10.9296 | -1.1187 | -25.002 | 760.7879 | 69.0599 | 4.083 | 0 | 289429.0712 | 0 | 1.2249 | 163.3183 | 238853.0428 | 0 | 0 | 18850.7609 | 627.9597 | 3900.5064 | 10390.9294 | 30952.8688 | 140551.1308 | 1.8659 | 0.0078726 | 35.0857 | 35.06 | 35.06 | 0.52287 | 3.04 | 616823.0044 | 1008329.8442 | 6724272.5945 | 20 | 458 | 7.0159 | 43.8641 | GT | GT
Base Plant Scr1 1 CT | AESO | AB_AESO | AB | Thermal | CombustionTurbine Gas | 17 | 8.16 | NG_Alberta_NOVA | 2000-03-10 | 2054-12-31 | 149.3321 | 24.4707 | 1.7679 | 15.9143 | 15.8695 | 32847.4024 | 0 | 0 | 0.22057 | 5.6133 | 4.9052 | -0.70808 | 8424 | 569 | 3195 | 0 | 0 | 0.034047 | 2.4381 | 0 | 100.7441 | 10.9984 | 3.0552 | -26.6471 | 777.7963 | 70.073 | 0.55972 | 0 | 32847.4024 | 0 | 0.16792 | 22.3888 | 32743.6523 | 0 | 0 | 2584.1947 | 0 | 0 | 5555.551 | 8907.9922 | 6559.0344 | 1.8659 | 0.0078726 | 35.0857 | 35.06 | 35.06 | 0 | 0 | 292744.3854 | 542060.0604 | 672402.939 | 0 | 455 | 0.98229 | 6.4124 | GT | GT
Apache Station GT3 GT | WALC | SW_WALC | AZ | Thermal | CombustionTurbine Gas | 63 | 43.7 | NG_AZ_North-South | 1975-06-01 | 2050-12-31 | 79.8933 | -31.9925 | -9.8101 | 59.0012 | 58.6366 | 173736.5367 | 0 | 0 | 0.31481 | 15.2136 | 13.8804 | -1.3332 | 8592 | 577 | 3781 | 0 | 0 | 0.097292 | 13.0096 | 0 | 44.4663 | -33.9134 | -8.3109 | -25.6478 | 1823.7036 | 64.0899 | 2.4242 | 0 | 173736.5367 | 0 | 0.72725 | 96.9665 | 141813.5453 | 0 | 0 | 0 | 11188.8464 | 19295.2121 | 9191.6187 | 16570.0527 | 33447.5035 | 5.7983 | 0.0036528 | 11.544 | 5.1679 | 6.7594 | 14494.2373 | 9.8309 | 16575.9043 | 121327.1679 | 156875.6732 | 73 | 449 | 4.5973 | 14.1897 | GT | GT
South Edmonton Terminal Set1 1 GT | AESO | AB_AESO | AB | Thermal | CombustionTurbine Gas | 20 | 10 | NG_Alberta_NOVA | 2021-03-01 | 2050-12-31 | 147.3105 | 31.6659 | -1.6327 | 18.8668 | 18.4382 | 38212 | 0 | 0 | 0.21811 | 6.5587 | 5.629 | -0.92971 | 8592 | 574 | 3173 | 0 | 0 | 0.017195 | 2.8518 | 0 | 97.2865 | 11.053 | -0.45712 | -25.0016 | 772.3299 | 69.5299 | 0.65462 | 0 | 38212 | 0 | 0.19638 | 26.1846 | 38294.9802 | 0 | 0 | 3022.3166 | 0 | 0 | 6127.9009 | 8758.046 | 10202.0531 | 1.8659 | 0.0078726 | 35.0857 | 35.06 | 35.06 | 0 | 0 | 361795.8742 | 556839.1651 | 937249.9997 | 0 | 448 | 1.0716 | 7.4849 | GT | GT
Altagas Harmattan Hmt1 2 GT | AESO | AB_AESO | AB | Thermal | CombustionTurbine Gas | 15 | 11.31 | NG_Alberta_NOVA | 2012-05-30 | 2050-12-31 | 152.6207 | 31.4799 | -1.4787 | 13.9165 | 14.1184 | 26751 | 0 | 0 | 0.20358 | 4.7028 | 4.0828 | -0.62008 | 8688 | 584 | 2957 | 0 | 0 | 0.012038 | 2.0356 | 0 | 98.0049 | 11.4983 | -0.18392 | -25.0763 | 762.9086 | 69.5424 | 0.46729 | 0 | 26751 | 0 | 0.14019 | 18.6915 | 27336.3681 | 0 | 0 | 2157.4409 | 36 | 72 | 4392.5376 | 6792.0158 | 6419.4465 | 1.8659 | 0.0078726 | 35.0857 | 35.06 | 35.06 | 0.028092 | 0.053494 | 277830.4596 | 445576.9262 | 617517.4208 | 0 | 446 | 0.76509 | 5.4237 | GT | GT
CMH Unit 17 Gas | AESO | AB_AESO | AB | Thermal | CombustionTurbine Gas | 22 | 11 | NG_Alberta_NOVA | 2022-04-06 | 2050-12-31 | 149.385 | 26.5932 | 1.7968 | 20.5093 | 20.5613 | 45225.3818 | 0 | 0 | 0.23467 | 7.5536 | 6.756 | -0.79756 | 8688 | 585 | 3372 | 0 | 0 | 0.020351 | 3.3028 | 0 | 97.4486 | 9.7374 | 1.0206 | -25.9308 | 773.2838 | 72.3624 | 0.75877 | 0 | 45225.3787 | 0 | 0.22763 | 30.3506 | 44387.754 | 0 | 0 | 3503.1705 | 0 | 0 | 8474.4513 | 12566.4012 | 7843.9719 | 1.8659 | 0.0078726 | 35.0857 | 35.06 | 35.06 | 0 | 0 | 415368.1129 | 733884.0535 | 797198.5177 | 96 | 443 | 1.1861 | 8.7024 | GT | GT
Altagas Harmattan Hmt1 3 GT | AESO | AB_AESO | AB | Thermal | CombustionTurbine Gas | 15 | 10.5 | NG_Alberta_NOVA | 2015-02-27 | 2050-12-31 | 153.9367 | 32.2798 | -1.583 | 13.7704 | 14.3088 | 26769 | 0 | 0 | 0.20372 | 4.6958 | 4.1207 | -0.57503 | 8688 | 588 | 2959 | 0 | 0 | 0.012046 | 2.0348 | 0 | 98.0049 | 11.4983 | -0.18392 | -25.0763 | 762.9086 | 69.5424 | 0.46711 | 0 | 26769 | 0 | 0.14013 | 18.6846 | 27326.2223 | 0 | 0 | 2156.6402 | 27.9873 | 78 | 4120.8224 | 7170 | 6325.1776 | 1.8659 | 0.0078726 | 35.0857 | 35.06 | 35.06 | 0.020846 | 0.059344 | 264865.1349 | 464120.6945 | 632953.4213 | 0 | 441 | 0.77054 | 5.4827 | GT | GT
Medicine Hat 1 Cmh1 12 GT | AESO | AB_AESO | AB | Thermal | Steam-Gas | 35 | 5.548 | NG_Alberta_NOVA | 2007-02-01 | 2050-12-31 | 138.4628 | 19.6592 | 2.0092 | 32.9761 | 32.3924 | 82012.8986 | 0 | 0 | 0.26749 | 12.7359 | 11.3557 | -1.3802 | 8424 | 567 | 3766 | 0 | 0 | 0.023784 | 5.5939 | 0 | 98.1088 | 9.7608 | 1.6574 | -26.0275 | 779.4917 | 72.6597 | 1.2887 | 0 | 82012.8986 | 0 | 0.3866 | 51.5464 | 75386.6219 | 0 | 0 | 5949.6632 | 782.2645 | 2144.6341 | 8238.2538 | 14571.957 | 26986.8906 | 1.8659 | 0.0078726 | 35.0857 | 35.06 | 35.06 | 0.65309 | 1.6019 | 453049.2837 | 607324.2552 | 1660503.8209 | 263 | 441 | 2.1969 | 14.0766 | GT | GT
Medicine Hat 1 Cmh1 11 GT | AESO | AB_AESO | AB | Thermal | CombustionTurbine Gas | 30 | 14.655 | NG_Alberta_NOVA | 2007-02-01 | 2050-12-31 | 140.461 | 18.5098 | 1.5398 | 28.3528 | 27.5662 | 71997.3364 | 0 | 0 | 0.27396 | 11.3923 | 10.1128 | -1.2795 | 8592 | 576 | 3854 | 0 | 0 | 0.032399 | 5.0384 | 0 | 98.0217 | 9.7478 | 1.5833 | -26.0275 | 772.7127 | 72.5457 | 1.1574 | 0 | 71997.336 | 0 | 0.34722 | 46.2965 | 67708.5892 | 0 | 0 | 5343.6977 | 429.7416 | 2195.5944 | 8739.8649 | 14538.8847 | 20343.9143 | 1.8659 | 0.0078726 | 35.0857 | 35.06 | 35.06 | 0.3591 | 1.6263 | 446056.1743 | 610429.29 | 1314621.0377 | 3 | 435 | 1.871 | 12.4839 | GT | GT
West Pembina Pmb1 1 GT | AESO | AB_AESO | AB | Thermal | CombustionTurbine Gas | 13 | 6 | NG_Alberta_NOVA | 2020-07-30 | 2050-12-31 | 154.9775 | 36.3386 | -2.3092 | 12.2533 | 11.992 | 21439.6005 | 0 | 0 | 0.18826 | 3.8822 | 3.3227 | -0.55956 | 8592 | 576 | 2746 | 0 | 0 | 0.012006 | 1.6754 | 0 | 97.2944 | 11.184 | -0.58016 | -24.9923 | 760.2256 | 68.946 | 0.38485 | 0 | 21439.6005 | 0 | 0.11545 | 15.3938 | 22513.5041 | 0 | 0 | 1776.8108 | 0 | 0 | 4392.1779 | 5724.8722 | 4073.7494 | 1.8659 | 0.0078726 | 35.0857 | 35.06 | 35.06 | 0 | 0 | 280979.6508 | 405999.0506 | 475737.8007 | 0 | 435 | 0.63627 | 4.4854 | GT | GT
Woodland 3A IC | BANC | CA_BANC | CA | Thermal | ICE | 24.6 | 5.52 | NG_Cal_PG&E LT | 2011-07-22 | 2051-12-31 | 156.2564 | -1.7095 | 5.1915 | 23.9151 | 24.0773 | 48648.1497 | 0 | 0 | 0.22575 | 8.2074 | 7.6016 | -0.6058 | 8592 | 220 | 3683 | 0 | 0 | 0 | 4.4908 | 0 | 103.2999 | 12.9247 | 3.6847 | -30.9343 | 1788.2219 | 62.0616 | 0.55455 | 0 | 48648.1497 | 0 | 0.16637 | 22.182 | 32441.2049 | 0 | 0 | 3557.6971 | 7.5935 | 59.04 | 219.7556 | 413.28 | 2091.7753 | 0.3521 | 0.050745 | 0.86998 | 0.031824 | 0.83815 | 0.0051742 | 0.045356 | 533.2191 | 1422.3257 | 9004.5675 | 22 | 434 | 1.4839 | 7.6125 | IC 20V34SG | IC Large
Woodland 3D IC | BANC | CA_BANC | CA | Thermal | ICE | 24.6 | 5.52 | NG_Cal_PG&E LT | 2011-07-22 | 2051-12-31 | 157.0205 | -1.8291 | 5.2049 | 23.9151 | 24.0773 | 46698.3282 | 0 | 0 | 0.2167 | 7.8982 | 7.3326 | -0.56565 | 8592 | 220 | 3583 | 0 | 0 | 0 | 4.3199 | 0 | 103.2999 | 12.9247 | 3.6847 | -30.9343 | 1788.2219 | 62.0617 | 0.53365 | 0 | 46698.3282 | 0 | 0.1601 | 21.346 | 31218.5901 | 0 | 0 | 3423.6179 | 8.5299 | 19.68 | 122.6978 | 473.1562 | 1950.6512 | 0.3521 | 0.050745 | 0.86998 | 0.031824 | 0.83815 | 0.0058174 | 0.014742 | 0.14171 | 1021.7891 | 16623.8912 | 31 | 433 | 1.4295 | 7.3502 | IC 20V34SG | IC Large
Animas 1 GT | WACM | RM_WACM | NM | Thermal | Steam-Gas | 4.54 | 0.2 | NG_New Mexico_North | 2033-01-01 | 2050-12-31 | 99.4848 | -25.8313 | -5.0753 | 4.2492 | 4.2418 | 10344.8439 | 0 | 0 | 0.26011 | 1.2408 | 1.0292 | -0.21164 | 8424 | 567 | 3541 | 0 | 0 | 0.010723 | 1.0893 | 0 | 57.3043 | -24.7576 | -4.6286 | -22.4369 | 1879.9445 | 71.2876 | 0.20364 | 0 | 10344.8439 | 0 | 0.061093 | 8.1458 | 11913.2143 | 0 | 0 | 0 | 1.816 | 9.08 | 668.7392 | 2091.7857 | 2553.7856 | 0.075305 | 0.00032051 | 86.4793 | 43.2396 | 43.2397 | 0.0011535 | 0.0056901 | 38270.3296 | 189175.1557 | 297561.1514 | 0 | 432 | 0.14449 | 1.5542 | GT | GT
Apache Station GT2 GT | WALC | SW_WALC | AZ | Thermal | CombustionTurbine Gas | 20 | 9.74 | NG_AZ_North-South | 1972-06-01 | 2050-12-31 | 82.3293 | -33.6642 | -10.8067 | 18.8629 | 18.4106 | 40875.0515 | 0 | 0 | 0.23331 | 4.2041 | 3.3652 | -0.83886 | 8592 | 580 | 2940 | 0 | 0 | 0.02289 | 3.5421 | 0 | 43.7367 | -33.907 | -9.0469 | -25.5631 | 1818.4623 | 63.8445 | 0.66177 | 0 | 40875.0515 | 0 | 0.19853 | 26.4708 | 38713.5281 | 0 | 0 | 0 | 1380.2004 | 4214.8512 | 6404.5683 | 3306.7772 | 7392.3491 | 5.7983 | 0.0036528 | 11.544 | 5.1679 | 6.7594 | 2243.9901 | 2.1492 | 43033.5495 | 36316.4157 | 91810.3303 | 42 | 431 | 1.3598 | 3.5386 | GT | GT
Npc3 Elmworth Npc3 1 GT | AESO | AB_AESO | AB | Thermal | CombustionTurbine Gas | 9 | 4.32 | NG_Alberta_NOVA | 2022-01-14 | 2054-12-31 | 163.0477 | 29.2382 | 4.6015 | 8.3937 | 8.4512 | 15377.5641 | 0 | 0 | 0.19505 | 2.8715 | 2.5073 | -0.36418 | 8424 | 567 | 2814 | 0 | 0 | 0.015939 | 1.2506 | 0 | 102.6504 | 10.8636 | 5.0963 | -27.165 | 794.6011 | 70.9712 | 0.28708 | 0 | 15377.5641 | 0 | 0.086123 | 11.4831 | 16793.9793 | 0 | 0 | 1325.4145 | 0 | 0 | 3586.0217 | 4019.1482 | 2192.0661 | 1.8659 | 0.0078726 | 35.0857 | 35.06 | 35.06 | 0 | 0 | 211284.3053 | 295901.2788 | 277518.3048 | 1 | 431 | 0.44756 | 3.292 | GT | GT
Medicine Hat 1 Cmh1 10 GT | AESO | AB_AESO | AB | Thermal | CombustionTurbine Gas | 30 | 14.49 | NG_Alberta_NOVA | 2007-02-01 | 2050-12-31 | 142.2258 | 17.5943 | 3.8503 | 28.2886 | 27.649 | 76785.148 | 0 | 0 | 0.29218 | 11.9002 | 10.9208 | -0.9794 | 8592 | 577 | 4049 | 0 | 0 | 0.034553 | 5.2927 | 0 | 99.0991 | 9.7333 | 2.6753 | -26.2379 | 783.6563 | 73.0374 | 1.2153 | 0 | 76785.1474 | 0 | 0.36459 | 48.6124 | 71095.6098 | 0 | 0 | 5611.0082 | 804 | 3099.1474 | 8563.3356 | 15592.2646 | 20529.2523 | 1.8659 | 0.0078726 | 35.0857 | 35.06 | 35.06 | 0.66438 | 2.2846 | 393219.3287 | 627963.8456 | 1284265.5817 | 3 | 427 | 2.0133 | 13.2263 | GT | GT
Saguaro 1 GT | AZPS | SW_AZPS | AZ | Thermal | CombustionTurbine Gas | 62 | 19.1 | NG_AZ_North-South | 1972-05-01 | 2050-12-31 | 80.6168 | -30.3737 | -10.7466 | 58.4509 | 57.1755 | 140888.7142 | 0 | 0 | 0.25941 | 13.3636 | 11.358 | -2.0056 | 8592 | 576 | 3446 | 0 | 0 | 0.078898 | 11.3228 | 0 | 46.4402 | -30.8124 | -9.438 | -24.464 | 1891.9985 | 65.6258 | 2.1131 | 0 | 140888.7142 | 0 | 0.63394 | 84.5255 | 123618.5687 | 0 | 0 | 0 | 200.6 | 236 | 581.1871 | 939.1983 | 64492.5692 | 0.94841 | 0.0016464 | 11.9962 | 5.1679 | 6.8283 | 0.13404 | 0.14397 | 5002.2789 | 42.3773 | 902848.4956 | 1079 | 426 | 4.0615 | 12.2659 | GT 501AA | GT Old
El Centro CC3b | IID | CA_IID | CA | Thermal | CombinedCycle Gas | 72.5 | 37 | NG_Cal_SoCalGas | 2012-10-31 | 2050-12-31 | 113.5449 | -7.434 | -11.1515 | 68.731 | 69.5192 | 106502.0198 | 0 | 0 | 0.16769 | 12.758 | 12.0928 | -0.66528 | 8424 | 416 | 2353 | 0 | 0 | 0.22365 | 5.9792 | 0 | 61.96 | -15.1307 | -9.5999 | -26.7981 | 1851.2233 | 66.2971 | 0.86198 | 0 | 106502.0198 | 0 | 0.25859 | 34.479 | 50425.5537 | 0 | 0 | 5529.9687 | 0 | 0 | 537.5299 | 5889.0784 | 52260.61 | 0.30887 | 0.0049745 | 15.5549 | 5.1679 | 10.3853 | 0 | 0 | 12552.1515 | 201354.3989 | 612080.006 | 76 | 425 | 2.5844 | 12.9187 | CC SGT-800 | CC Aero
Npc1 Denis St Pierre Npc1 8 GT | AESO | AB_AESO | AB | Thermal | CombustionTurbine Gas | 2.2 | 0.192 | NG_Alberta_NOVA | 2004-11-01 | 2050-12-31 | 176.4699 | 41.1546 | 5.3316 | 2.0826 | 2.0185 | 2955.2601 | 0 | 0 | 0.15334 | 0.65862 | 0.52152 | -0.1371 | 8592 | 573 | 2236 | 0 | 0 | 0.0016549 | 0.28562 | 0 | 105.5708 | 11.0198 | 7.8604 | -30.2099 | 769.528 | 69.1068 | 0.065527 | 0 | 2955.2601 | 0 | 0.019658 | 2.6211 | 3833.3421 | 0 | 0 | 302.535 | 1.76 | 1.98 | 1034.708 | 616.6593 | 312.5727 | 1.8659 | 0.0078726 | 35.0857 | 35.06 | 35.06 | 0.0016155 | 0.00096276 | 90822.1824 | 52594.9907 | 42587.7958 | 0 | 424 | 0.11112 | 0.70752 | GT | GT
Las Animas 5 IC | PSCO | RM_PSCO | CO | Thermal | ICE | 5 | 1 | NG_Colorado_Cheyenne | 1950-12-01 | 2050-12-31 | 388.6807 | 209.8609 | 15.7964 | 4.8686 | 4.8813 | 7285.3283 | 0 | 0 | 0.16633 | 1.0352 | 2.8317 | 1.7964 | 8616 | 221 | 4547 | 0 | 0 | 0.015299 | 0.50674 | 0 | 139.4858 | 48.5367 | 4.2586 | -24.9499 | 2530.5652 | 212.2557 | 0.10869 | 0 | 7285.3283 | 0 | 0.032606 | 4.3475 | 6358.1494 | 0 | 0 | 501.7979 | 0 | 0 | 74.7847 | 9.2153 | 15345.6716 | 0.42135 | 0.055066 | 119.3454 | 43.2396 | 76.1058 | 0 | 0 | 5399.5177 | 2045.3686 | 1699351.4847 | 2 | 423 | 0.0045246 | 4.5385 | IC | IC
Primrose East 641S Gas 1 GT | AESO | AB_AESO | AB | Thermal | CombustionTurbine Gas | 32 | 16 | NG_Alberta_NOVA | 2024-06-30 | 2050-12-31 | 140.4432 | 11.603 | 9.7354 | 29.6636 | 30.2163 | 110857.653 | 0 | 0 | 0.39547 | 16.6306 | 15.5692 | -1.0614 | 8592 | 577 | 5205 | 0 | 0 | 0.049886 | 7.5582 | 0 | 106.8392 | 10.9108 | 9.2379 | -28.1381 | 818.9469 | 73.2995 | 1.7323 | 0 | 110857.653 | 0 | 0.51969 | 69.2919 | 101339.3355 | 0 | 0 | 7997.9034 | 0 | 0 | 11942.8127 | 16917.0255 | 25817.6428 | 1.8659 | 0.0078726 | 35.0857 | 35.06 | 35.06 | 0 | 0 | 401061.1889 | 458280.0667 | 1259347.2911 | 10 | 422 | 2.6847 | 17.6879 | GT | GT
El Centro CC3a | IID | CA_IID | CA | Thermal | CombinedCycle Gas | 72.5 | 37 | NG_Cal_SoCalGas | 2012-10-31 | 2050-12-31 | 114.3131 | -6.012 | -11.0234 | 68.491 | 69.8793 | 108644.5502 | 0 | 0 | 0.17107 | 12.9412 | 12.4195 | -0.52168 | 8424 | 415 | 2356 | 0 | 0 | 0.22815 | 6.0797 | 0 | 62.0095 | -15.09 | -9.5911 | -26.7982 | 1854.2618 | 66.4962 | 0.87631 | 0 | 108644.5502 | 0 | 0.26289 | 35.0524 | 51264.1969 | 0 | 0 | 5621.9393 | 0 | 0 | 722.1002 | 5010.6415 | 53437.5274 | 0.30887 | 0.0049745 | 15.5549 | 5.1679 | 10.3853 | 0 | 0 | 19627.3205 | 174932.5159 | 626457.9012 | 103 | 420 | 2.4821 | 13.2405 | CC SGT-800 | CC Aero
Harbor 10 GT | LDWP | CA_LDWP | CA | Thermal | CombustionTurbine Gas | 44 | 35.2743 | NG_Cal_SoCalGas | 2002-01-04 | 2050-12-31 | 115.3217 | -4.3241 | -3.3132 | 41.0187 | 41.1711 | 151094.6981 | 0 | 0 | 0.39201 | 20.6105 | 17.4245 | -3.186 | 8592 | 581 | 3965 | 0 | 0 | 0.067993 | 10.3544 | 0 | 88.3824 | 4.2276 | -2.5357 | -11.7608 | 1979.2589 | 68.1526 | 1.4837 | 0 | 151094.6981 | 0 | 0.44511 | 59.3481 | 86796.6318 | 0 | 0 | 9518.6389 | 87.2574 | 0 | 1836.7071 | 5902.0568 | 10062.0181 | 0.51018 | 0.0002031 | 10.9758 | 5.1679 | 5.9579 | 0.049323 | 0 | 10197.7234 | 57494.2484 | 64060.949 | 11 | 420 | 4.5271 | 17.5562 | GT LM | GT LM
Gilroy Energy Center Units 12 Aggregate 1 GT | CIPB | CA_CISO | CA | Thermal | CombustionTurbine Gas | 38 | 15.8333 | NG_Cal_PG&E LT | 2002-01-29 | 2050-12-31 | 130.9415 | 3.7131 | 4.0174 | 35.5658 | 35.3471 | 133248.2012 | 0 | 0 | 0.40029 | 19.1888 | 17.4477 | -1.7411 | 8592 | 582 | 4590 | 0 | 0 | 0.059962 | 10.3293 | 0 | 100.134 | 10.2764 | 3.1671 | -26.2589 | 1904.5569 | 66.8507 | 1.2818 | 0 | 133248.2012 | 0 | 0.38455 | 51.2734 | 74987.3628 | 0 | 0 | 8223.5637 | 44.3333 | 221.6667 | 0 | 1922.1365 | 20577.3592 | 0.15866 | 0.00010078 | 4.7626 | 4.7626 | 4.7626 | 0.015574 | 0.076276 | 0 | 6661.6691 | 134631.2832 | 13 | 419 | 3.2554 | 17.589 | GT LM6000 | GT LM
Npc1 Denis St Pierre Npc1 6 GT | AESO | AB_AESO | AB | Thermal | CombustionTurbine Gas | 2.2 | 0.192 | NG_Alberta_NOVA | 2003-07-01 | 2050-12-31 | 175.5897 | 40.5237 | 5.2288 | 2.0685 | 2.0343 | 3034.6801 | 0 | 0 | 0.15747 | 0.66389 | 0.53286 | -0.13103 | 8592 | 580 | 2296 | 0 | 0 | 0.0016994 | 0.28865 | 0 | 105.5763 | 11.0242 | 7.8616 | -30.2099 | 769.5794 | 69.1192 | 0.066174 | 0 | 3034.6801 | 0 | 0.019852 | 2.647 | 3871.1851 | 0 | 0 | 305.5217 | 1.76 | 2.2 | 990.0184 | 655.7007 | 370.8009 | 1.8659 | 0.0078726 | 35.0857 | 35.06 | 35.06 | 0.0016155 | 0.0010657 | 69142.0671 | 66485.4014 | 53045.4608 | 0 | 419 | 0.11244 | 0.72153 | GT | GT
Ripon Generation Station 1 GT | BANC | CA_BANC | CA | Thermal | CombustionTurbine Gas | 48 | 17.28 | NG_Cal_PG&E LT | 2006-06-01 | 2051-12-31 | 139.3942 | 3.5902 | 4.2014 | 45.0561 | 44.5828 | 147222.8433 | 0 | 0 | 0.35013 | 22.9016 | 20.522 | -2.3796 | 8592 | 573 | 4065 | 0 | 0 | 0.06625 | 12.3237 | 0 | 102.7773 | 12.4096 | 3.6772 | -58.922 | 1730.9193 | 60.3136 | 1.5259 | 0 | 147222.8433 | 0 | 0.45776 | 61.0341 | 89262.36 | 0 | 0 | 9789.0459 | 173.6748 | 2543.3664 | 309.5512 | 1159.5829 | 3677.2162 | 0.3521 | 0.050745 | 0.86998 | 0.031824 | 0.83815 | 0.11999 | 1.7564 | 1021.4619 | 1155.4144 | 11602.9299 | 48 | 419 | 4.1824 | 20.5358 | GT LM6000 Sprint | GT LM
Harbor 11 GT | LDWP | CA_LDWP | CA | Thermal | CombustionTurbine Gas | 44 | 38.0591 | NG_Cal_SoCalGas | 2002-01-04 | 2050-12-31 | 114.8923 | -3.0106 | -3.2146 | 40.9245 | 41.3411 | 155330.7325 | 0 | 0 | 0.403 | 20.771 | 17.8463 | -2.9247 | 8592 | 578 | 3911 | 0 | 0 | 0.069899 | 10.4332 | 0 | 88.3874 | 4.2256 | -2.5287 | -11.7608 | 1979.6512 | 68.1445 | 1.4965 | 0 | 155330.7325 | 0 | 0.44896 | 59.8607 | 87546.3078 | 0 | 0 | 9600.8533 | 65.3502 | 0 | 1262.4569 | 5032.0313 | 6344.0563 | 0.51018 | 0.0002031 | 10.9758 | 5.1679 | 5.9579 | 0.036959 | 0 | 10241.1679 | 51020.7465 | 45184.5951 | 5 | 418 | 4.4926 | 17.9528 | GT LM | GT LM
HumboldtBayIC09 | CIPV | CA_CISO | CA | Thermal | ICE | 16.27 | 3.23 | NG_Cal_PG&E LT | 2010-09-29 | 2050-12-31 | 135.7709 | 8.0787 | 0.86685 | 15.9184 | 15.7762 | 49116.4009 | 0 | 0 | 0.34462 | 7.1188 | 6.6686 | -0.45026 | 8616 | 221 | 5231 | 0 | 0 | 0 | 3.8827 | 0 | 99.3021 | 9.5017 | 3.1098 | -41.077 | 1517.0762 | 60.8902 | 0.48294 | 0 | 49116.4002 | 0 | 0.14488 | 19.3175 | 28251.8442 | 0 | 0 | 3098.2667 | 52.064 | 2464.2819 | 39.048 | 2288.4479 | 31550.2976 | 0.15866 | 0.00010078 | 4.7626 | 4.7626 | 4.7626 | 0.017577 | 0.4741 | 189.1222 | 31800.6998 | 177337.2073 | 19 | 418 | 0.9745 | 6.8779 | IC 18V50DF | IC Large
Saguaro 2 GT | AZPS | SW_AZPS | AZ | Thermal | CombustionTurbine Gas | 62 | 23.5 | NG_AZ_North-South | 1973-07-01 | 2050-12-31 | 80.0308 | -31.9331 | -10.928 | 57.1834 | 58.9547 | 115739.1202 | 0 | 0 | 0.2131 | 11.6031 | 9.2627 | -2.3404 | 8592 | 577 | 3077 | 0 | 0 | 0.064814 | 9.6232 | 0 | 46.4807 | -30.81 | -9.3998 | -24.4654 | 1894.7665 | 65.7131 | 1.7971 | 0 | 115739.1202 | 0 | 0.53913 | 71.8839 | 105130.2373 | 0 | 0 | 0 | 23.56 | 18.6 | 680.1145 | 846.0931 | 65808.2831 | 0.94841 | 0.0016464 | 11.9962 | 5.1679 | 6.8283 | 0.015235 | 0.011348 | 6109.9454 | 0.57884 | 1234029.8099 | 1028 | 417 | 3.624 | 10.5028 | GT 501AA | GT Old
Bellshill BHL1 CT | AESO | AB_AESO | AB | Thermal | CombustionTurbine Gas | 5 | 2.5 | NG_Alberta_NOVA | 2019-07-04 | 2050-12-31 | 172.2497 | 32.0256 | 3.7681 | 4.7021 | 4.6275 | 7181 | 0 | 0 | 0.16395 | 1.428 | 1.2369 | -0.19107 | 8592 | 576 | 2369 | 0 | 0 | 0.0046116 | 0.61639 | 0 | 102.6563 | 10.8644 | 5.1013 | -26.8604 | 799.252 | 71.2664 | 0.14166 | 0 | 7181 | 0 | 0.042497 | 5.6662 | 8286.8614 | 0 | 0 | 654.0157 | 0 | 0 | 2049.4401 | 1777.1277 | 835.4322 | 1.8659 | 0.0078726 | 35.0857 | 35.06 | 35.06 | 0 | 0 | 128781.2634 | 151616.7235 | 129633.5059 | 0 | 416 | 0.21897 | 1.647 | GT | GT
Ocotillo 1 GT | AZPS | SW_AZPS | AZ | Thermal | CombustionTurbine Gas | 62 | 19.1 | NG_AZ_North-South | 1972-05-01 | 2050-12-31 | 80.374 | -30.1954 | -10.2505 | 57.7508 | 58.0993 | 176698.1192 | 0 | 0 | 0.32534 | 15.3818 | 14.2019 | -1.1798 | 8592 | 580 | 4042 | 0 | 0 | 0.079514 | 13.3576 | 0 | 47.0664 | -31.0665 | -8.5576 | -26.1329 | 1896.1133 | 67.3613 | 2.4869 | 0 | 176698.1192 | 0 | 0.74608 | 99.4779 | 145486.4058 | 0 | 0 | 0 | 636.4002 | 534.3872 | 3954.6343 | 2414.8488 | 60088.7698 | 0.94841 | 0.0016464 | 11.9962 | 5.1679 | 6.8283 | 0.45011 | 0.2932 | 11366.3462 | 1.6562 | 651873.4332 | 1542 | 416 | 4.2667 | 14.8652 | GT | GT
Ralston_1 | AESO | AB_AESO | AB | Thermal | CombustionTurbine Gas | 20 | 5 | NG_Alberta_NOVA | 2015-05-01 | 2050-12-31 | 149.6256 | 32.9902 | -2.5558 | 18.9136 | 18.3499 | 34548.0609 | 0 | 0 | 0.19719 | 5.7593 | 5.1693 | -0.59005 | 8592 | 578 | 2869 | 0 | 0 | 0.015547 | 2.4859 | 0 | 93.5545 | 9.6012 | -2.7372 | -25.2921 | 760.9893 | 70.9295 | 0.57146 | 0 | 34548.0609 | 0 | 0.17144 | 22.8583 | 33430.2905 | 0 | 0 | 2638.3856 | 16 | 80.0609 | 6111.5864 | 9003.1892 | 7717.1636 | 1.8659 | 0.0078726 | 35.0857 | 35.06 | 35.06 | 0.013649 | 0.058332 | 354147.8954 | 574606.4802 | 803726.6965 | 1 | 416 | 0.91517 | 6.9018 | GT | GT
Newman GT 6 | EPE | SW_EPE | TX | Thermal | CombustionTurbine Gas | 227.8 | 122.8 | NG_New Mexico_South | 2023-06-01 | 2063-06-01 | 72.4457 | -29.827 | -4.3864 | 221.147 | 222.457 | 871068.8746 | 0 | 0 | 0.43651 | 61.9768 | 63.1052 | 1.1284 | 8472 | 235 | 5925 | 0 | 0 | 0 | 54.3788 | 0 | 52.2444 | -30.003 | -4.4432 | -27.9094 | 1940.3934 | 71.8619 | 9.9647 | 0 | 871068.8746 | 0 | 2.9894 | 398.5862 | 582932.3452 | 0 | 0 | 0 | 3355.465 | 8300.071 | 10767.8601 | 6572.9398 | 312535.7699 | 25.7912 | 14.221 | 42.7558 | 5.1679 | 37.1905 | 644902.1161 | 1218221.9066 | 591989.0348 | 81895.4044 | 20929674.5327 | 1806 | 415 | 6.7463 | 86.5719 | GT F | GT F
Ripon Generation Station 2 GT | BANC | CA_BANC | CA | Thermal | CombustionTurbine Gas | 46 | 18.4 | NG_Cal_PG&E LT | 2006-06-01 | 2051-12-31 | 137.9712 | 4.7324 | 4.1151 | 43.125 | 42.6617 | 139206.9345 | 0 | 0 | 0.34546 | 21.0914 | 19.2066 | -1.8848 | 8592 | 584 | 4143 | 0 | 0 | 0.062643 | 11.334 | 0 | 102.7708 | 12.4095 | 3.6707 | -58.922 | 1731.3149 | 60.3183 | 1.404 | 0 | 139206.9345 | 0 | 0.4212 | 56.1602 | 82134.2632 | 0 | 0 | 9007.3356 | 127.7863 | 1580.4879 | 227.4899 | 1271.0129 | 3552.9488 | 0.3521 | 0.050745 | 0.86998 | 0.031824 | 0.83815 | 0.089471 | 1.1007 | 0.65726 | 877.1506 | 13426.9945 | 42 | 415 | 3.8923 | 19.2209 | GT LM6000 Sprint | GT LM
Harbor 12 GT | LDWP | CA_LDWP | CA | Thermal | CombustionTurbine Gas | 44 | 38.0591 | NG_Cal_SoCalGas | 2002-01-04 | 2050-12-31 | 116.4345 | -4.1352 | -3.3954 | 41.3871 | 40.6854 | 155062.7377 | 0 | 0 | 0.4023 | 21.0153 | 18.0547 | -2.9606 | 8592 | 578 | 3868 | 0 | 0 | 0.069778 | 10.5702 | 0 | 88.3871 | 4.2252 | -2.5287 | -11.7608 | 1979.6512 | 68.1256 | 1.5142 | 0 | 155062.7377 | 0 | 0.45427 | 60.5695 | 88582.908 | 0 | 0 | 9714.5327 | 66.6962 | 0 | 1105.5448 | 4635.8054 | 5475.7242 | 0.51018 | 0.0002031 | 10.9758 | 5.1679 | 5.9579 | 0.037728 | 0 | 8527.2414 | 34551.989 | 37081.7828 | 5 | 414 | 4.7309 | 18.1348 | GT LM | GT LM
HumboldtBayIC04 | CIPV | CA_CISO | CA | Thermal | ICE | 16.27 | 3.23 | NG_Cal_PG&E LT | 2010-09-29 | 2050-12-31 | 136.2917 | 7.2398 | -0.53732 | 15.9184 | 15.7806 | 47922.5519 | 0 | 0 | 0.33624 | 6.993 | 6.5314 | -0.46159 | 8592 | 220 | 5181 | 0 | 0 | 0 | 3.8143 | 0 | 98.7787 | 9.5015 | 2.5867 | -40.9427 | 1528.455 | 61.0389 | 0.47442 | 0 | 47922.5512 | 0 | 0.14232 | 18.9766 | 27753.3302 | 0 | 0 | 3043.5966 | 3.5763e-06 | 1965.4161 | 52.064 | 2381.3145 | 31673.2278 | 0.15866 | 0.00010078 | 4.7626 | 4.7626 | 4.7626 | 1.1513e-09 | 0.40709 | 853.9681 | 27552.9079 | 186579.7896 | 24 | 414 | 0.97849 | 6.7464 | IC 18V50DF | IC Large
Harbor 14 GT | LDWP | CA_LDWP | CA | Thermal | CombustionTurbine Gas | 44 | 38.0591 | NG_Cal_SoCalGas | 2002-01-04 | 2050-12-31 | 117.2427 | -3.8658 | -3.3629 | 41.447 | 40.6611 | 152773.515 | 0 | 0 | 0.39636 | 20.6921 | 17.9116 | -2.7805 | 8592 | 573 | 3819 | 0 | 0 | 0.068748 | 10.4017 | 0 | 88.3861 | 4.2227 | -2.5271 | -11.7608 | 1979.6512 | 68.1276 | 1.4906 | 0 | 152773.515 | 0 | 0.44717 | 59.6227 | 87198.1615 | 0 | 0 | 9562.6734 | 35.6456 | 0 | 1497.4385 | 4579.0801 | 5336.4215 | 0.51018 | 0.0002031 | 10.9758 | 5.1679 | 5.9579 | 0.020179 | 0 | 23316.2703 | 41189.9845 | 37921.8299 | 3 | 413 | 4.4072 | 18.014 | GT LM | GT LM
Yuba City Energy Center Calpine 1 GT | CIPV | CA_CISO | CA | Thermal | CombustionTurbine Gas | 47.16 | 19.16 | NG_Cal_PG&E LT | 2002-07-26 | 2050-12-31 | 143.2892 | 3.0739 | 6.9722 | 44.4053 | 43.5944 | 133466.2769 | 0 | 0 | 0.32307 | 20.7449 | 19.1243 | -1.6207 | 8592 | 574 | 3936 | 0 | 0 | 0.06006 | 11.128 | 0 | 101.2925 | 9.0898 | 5.5122 | -27.1871 | 1852.8776 | 68.5926 | 1.3808 | 0 | 133466.2769 | 0 | 0.41424 | 55.2322 | 80777.0515 | 0 | 0 | 8858.4959 | 113.184 | 1018.656 | 0 | 980.2644 | 45390.0932 | 0.15866 | 0.00010078 | 4.7626 | 4.7626 | 4.7626 | 0.03988 | 0.26089 | 0 | 16122.7675 | 434548.2073 | 16 | 413 | 3.5626 | 19.5749 | GT LM6000 | GT LM
Agua Fria 5 GT | SRP | SW_SRP | AZ | Thermal | CombustionTurbine Gas | 77 | 12.07 | NG_AZ_North-South | 1974-07-01 | 2050-12-31 | 77.6537 | -32.222 | -9.7794 | 72.8172 | 70.6258 | 227108.5906 | 0 | 0 | 0.3367 | 19.1547 | 17.6358 | -1.5189 | 8592 | 579 | 4126 | 0 | 0 | 0.12718 | 16.6628 | 0 | 44.8059 | -33.1464 | -8.7382 | -26.2411 | 1895.3849 | 66.7464 | 3.1 | 0 | 227108.5906 | 0 | 0.93001 | 124.0011 | 181351.6154 | 0 | 0 | 0 | 538.0462 | 1543.4913 | 2425.3054 | 7671.102 | 69201.1725 | 1.0352 | 0.11547 | 12.6186 | 5.1679 | 7.4506 | 0.33358 | 76.8547 | 8133.0751 | 21210.8142 | 462419.6507 | 27 | 411 | 5.5319 | 18.1277 | GT | GT
Pio Pico Unit 1 GT | CISD | CA_CISO | CA | Thermal | CombustionTurbine Gas | 111.3 | 48.23 | NG_Cal_SDG&E | 2016-11-03 | 2050-12-31 | 115.7506 | -11.1284 | -10.4819 | 103.1302 | 103.9599 | 185855.5459 | 0 | 0 | 0.19062 | 26.3393 | 21.5129 | -4.8264 | 8592 | 616 | 3153 | 0 | 0 | 0.083635 | 12.824 | 0 | 65.1624 | -13.7461 | -7.782 | -25.4042 | 1885.6335 | 67.5897 | 1.8397 | 0 | 185855.5459 | 0 | 0.55192 | 73.5893 | 107624.4029 | 0 | 0 | 11802.7373 | 0 | 0 | 0 | 2367.8259 | 84847.5887 | 0.15866 | 0.00010078 | 4.7626 | 4.7626 | 4.7626 | 0 | 0 | 0 | 17435.6224 | 445089.017 | 11 | 411 | 7.752 | 21.9754 | GT LMS100 | GT LMS
Pio Pico Unit 2 GT | CISD | CA_CISO | CA | Thermal | CombustionTurbine Gas | 112.7 | 51.6542 | NG_Cal_SDG&E | 2016-11-03 | 2050-12-31 | 114.3277 | -12.8296 | -10.6347 | 103.835 | 106.2627 | 193571.0006 | 0 | 0 | 0.19607 | 27.1894 | 22.1305 | -5.0589 | 8592 | 611 | 3148 | 0 | 0 | 0.087107 | 13.2476 | 0 | 65.1582 | -13.7459 | -7.7865 | -25.4042 | 1885.5056 | 67.5811 | 1.9024 | 0 | 193571.0006 | 0 | 0.57071 | 76.0943 | 111287.9363 | 0 | 0 | 12204.5026 | 0 | 0 | 38.4065 | 1895.6405 | 82171.9512 | 0.15866 | 0.00010078 | 4.7626 | 4.7626 | 4.7626 | 0 | 0 | 0.048031 | 23278.0059 | 440343.6501 | 11 | 411 | 7.8967 | 22.5941 | GT LMS100 | GT LMS
Greenleaf II Cogen 1 GT | CIPV | CA_CISO | CA | Thermal | CombustionTurbine Gas | 49.5 | 20.625 | NG_Cal_PG&E LT | 2020-06-01 | 2050-12-31 | 141.7153 | 2.5191 | 6.8029 | 45.7894 | 46.9048 | 125117.8693 | 0 | 0 | 0.28854 | 19.1166 | 17.7311 | -1.3855 | 8592 | 575 | 3833 | 0 | 0 | 0.056303 | 10.1975 | 0 | 101.1076 | 9.0894 | 5.3277 | -27.166 | 1863.0006 | 69.0057 | 1.2684 | 0 | 125117.8693 | 0 | 0.38051 | 50.7349 | 74199.7453 | 0 | 0 | 8137.1891 | 86.625 | 878.048 | 0 | 924 | 57626.8001 | 0.15866 | 0.00010078 | 4.7626 | 4.7626 | 4.7626 | 0.030108 | 0.21525 | 0 | 13548.2145 | 491475.9796 | 18 | 410 | 3.2073 | 18.2361 | GT Aero | GT Aero
Kimball 1 IC | WACM | RM_WACM | NE | Thermal | ICE | 1 | 0.2 | NG_Colorado_Cheyenne | 1955-12-01 | 2051-12-31 | 276.7753 | 122.1786 | 9.3073 | 0.97547 | 0.97544 | 2071.2879 | 0 | 0 | 0.23645 | 0.26388 | 0.57328 | 0.3094 | 8424 | 215 | 4779 | 0 | 0 | 0.0021469 | 0.12933 | 0 | 122.5353 | 32.8756 | 2.9691 | -28.2607 | 2442.3706 | 165.7824 | 0.027732 | 0 | 2071.2878 | 0 | 0.0083197 | 1.1093 | 1622.3372 | 0 | 0 | 128.0381 | 0 | 0 | 260 | 1102.8312 | 777.832 | 0.075305 | 0.00032051 | 86.4793 | 43.2396 | 43.2397 | 0 | 0 | 24546.4981 | 87874.3326 | 69042.4062 | 1 | 410 | 0.0058024 | 0.75475 | IC | IC
Kimball 3 IC | WACM | RM_WACM | NE | Thermal | ICE | 1 | 0.193 | NG_Colorado_Cheyenne | 1958-12-01 | 2051-12-31 | 276.6708 | 122.2407 | 9.4608 | 0.97449 | 0.97599 | 2048.5748 | 0 | 0 | 0.23386 | 0.26265 | 0.56678 | 0.30413 | 8424 | 218 | 4747 | 0 | 0 | 0.0021234 | 0.12874 | 0 | 122.5353 | 32.8756 | 2.9691 | -28.2607 | 2442.3706 | 165.7824 | 0.027605 | 0 | 2048.5747 | 0 | 0.0082815 | 1.1042 | 1614.8963 | 0 | 0 | 127.4509 | 0 | 0 | 264.8 | 1123.925 | 750.6782 | 0.075305 | 0.00032051 | 86.4793 | 43.2396 | 43.2397 | 0 | 0 | 23013.7925 | 88968.8917 | 68662.7716 | 3 | 410 | 0.0059453 | 0.74743 | IC | IC
Kyrene GT6 GT | SRP | SW_SRP | AZ | Thermal | CombustionTurbine Gas | 62 | 35 | NG_AZ_North-South | 1973-06-01 | 2050-12-31 | 78.3413 | -34.0516 | -9.5392 | 57.7629 | 58.1336 | 183332.9584 | 0 | 0 | 0.33756 | 15.8546 | 14.3625 | -1.4921 | 8592 | 577 | 4155 | 0 | 0 | 0.10267 | 13.8523 | 0 | 45.6162 | -32.7408 | -8.3336 | -24.9491 | 1905.8325 | 66.4144 | 2.5776 | 0 | 183332.9584 | 0 | 0.77327 | 103.1033 | 150788.5624 | 0 | 0 | 0 | 191.5833 | 21.8868 | 7910.618 | 6312.3253 | 43969.0623 | 1.0352 | 0.11547 | 12.6186 | 5.1679 | 7.4506 | 0.14879 | 0.014984 | 44415.7079 | 17929.5657 | 343452.206 | 15 | 410 | 4.6687 | 14.7683 | GT | GT
Medicine Hat 1 Cmh1 1 GT | AESO | AB_AESO | AB | Thermal | CombustionTurbine Gas | 44 | 1.5 | NG_Alberta_NOVA | 2018-02-01 | 2050-12-31 | 135.7152 | 17.3754 | 2.3234 | 40.8559 | 41.3532 | 130865.7652 | 0 | 0 | 0.33952 | 19.3302 | 17.7605 | -1.5697 | 8688 | 585 | 4621 | 0 | 0 | 0.05889 | 8.6927 | 0 | 98.0447 | 9.7113 | 1.6428 | -26.0275 | 775.7534 | 72.5621 | 1.9961 | 0 | 130865.7554 | 0 | 0.59883 | 79.8442 | 116772.1018 | 0 | 0 | 9215.8883 | 1024.9431 | 6244.4196 | 12697.5134 | 22230.4674 | 37530.2637 | 1.8659 | 0.0078726 | 35.0857 | 35.06 | 35.06 | 0.86251 | 5.113 | 497631.0959 | 702719.2788 | 2099208.8177 | 17 | 410 | 3.2716 | 21.0601 | GT | GT
Npc1 Denis St Pierre Npc1 5 GT | AESO | AB_AESO | AB | Thermal | CombustionTurbine Gas | 2.2 | 0.192 | NG_Alberta_NOVA | 2001-09-01 | 2050-12-31 | 174.9476 | 41.5204 | 5.2299 | 2.0608 | 2.0458 | 2940.8513 | 0 | 0 | 0.1526 | 0.65111 | 0.5145 | -0.13661 | 8592 | 579 | 2225 | 0 | 0 | 0.0016469 | 0.28283 | 0 | 105.5763 | 11.0242 | 7.8616 | -30.2099 | 769.5794 | 69.1192 | 0.064995 | 0 | 2940.8513 | 0 | 0.019498 | 2.5998 | 3802.1785 | 0 | 0 | 300.0755 | 1.76 | 2.0911 | 949.3373 | 656.2596 | 348.5519 | 1.8659 | 0.0078726 | 35.0857 | 35.06 | 35.06 | 0.0016155 | 0.0010148 | 66843.2688 | 68164.9011 | 47984.0542 | 0 | 410 | 0.11082 | 0.69749 | GT | GT
PanocheEC1 | CIPV | CA_CISO | CA | Thermal | CombustionTurbine Gas | 104.2 | 49.619 | NG_Cal_PG&E LT | 2009-05-27 | 2050-12-31 | 131.3557 | 8.0673 | 0.64976 | 97.3426 | 96.2067 | 356717.069 | 0 | 0 | 0.3908 | 48.584 | 46.8568 | -1.7272 | 8592 | 616 | 4410 | 0 | 0 | 0.16052 | 26.0868 | 0 | 88.7771 | 2.3071 | -0.22053 | -49.673 | 2010.1428 | 80.9961 | 3.2403 | 0 | 356717.0498 | 0 | 0.97209 | 129.6114 | 189556.651 | 0 | 0 | 20787.9185 | 4.7684e-06 | 17221.3327 | 0 | 1095.1331 | 99069.0205 | 0.15866 | 0.00010078 | 4.7626 | 4.7626 | 4.7626 | 1.1925e-09 | 2.1743 | 0 | 5781.256 | 113995.4345 | 26 | 410 | 7.7095 | 46.9766 | GT LMS100 | GT LMS
Santa Clara Co Gen 1 GT | CIPB | CA_CISO | CA | Thermal | ICE | 7 | 0.28 | NG_Cal_PG&E LT | 1981-01-01 | 2050-12-31 | 167.6967 | -7.4169 | 12.221 | 6.8474 | 6.7895 | 9837.2987 | 0 | 0 | 0.16043 | 1.7763 | 1.6497 | -0.1266 | 8592 | 221 | 3259 | 0 | 0 | 0 | 0.96963 | 0 | 102.444 | 8.8665 | 6.887 | -26.5659 | 1993.7634 | 71.2414 | 0.1201 | 0 | 9837.2987 | 0 | 0.036031 | 4.8042 | 7026.1191 | 0 | 0 | 770.5264 | 0 | 0 | 21.0095 | 1553.7161 | 4561.4576 | 0.15866 | 0.00010078 | 4.7626 | 4.7626 | 4.7626 | 0 | 0 | 519.2785 | 26000.7068 | 61296.8524 | 1190 | 410 | 0.32566 | 1.7375 | IC | IC
West Phoenix 2 GT | AZPS | SW_AZPS | AZ | Thermal | CombustionTurbine Gas | 62 | 25.62 | NG_AZ_North-South | 1973-07-01 | 2050-12-31 | 79.6623 | -29.2872 | -10.9664 | 57.6542 | 58.1678 | 185904.9892 | 0 | 0 | 0.34229 | 15.8649 | 14.8096 | -1.0553 | 8592 | 584 | 4049 | 0 | 0 | 0.083657 | 13.865 | 0 | 46.791 | -30.6536 | -9.246 | -26.17 | 1885.2749 | 67.837 | 2.5792 | 0 | 185904.9892 | 0 | 0.77377 | 103.1697 | 150885.7109 | 0 | 0 | 0 | 644.8 | 620 | 814.5692 | 1753.8144 | 55052.2478 | 0.94841 | 0.0016464 | 11.9962 | 5.1679 | 6.8283 | 0.49118 | 0.36776 | 3445.2124 | 261.7734 | 392815.4381 | 22 | 410 | 4.2641 | 15.2061 | GT | GT
Kimball 2 IC | WACM | RM_WACM | NE | Thermal | ICE | 1 | 0.2 | NG_Colorado_Cheyenne | 1954-12-01 | 2051-12-31 | 278.451 | 122.8476 | 9.3838 | 0.96515 | 0.98262 | 2048.8002 | 0 | 0 | 0.23388 | 0.26236 | 0.57049 | 0.30813 | 8424 | 242 | 4740 | 0 | 0 | 0.0021236 | 0.12863 | 0 | 122.5353 | 32.8756 | 2.9691 | -28.2607 | 2442.3706 | 165.7824 | 0.027567 | 0 | 2048.8 | 0 | 0.00827 | 1.1027 | 1612.65 | 0 | 0 | 127.2736 | 0 | 0 | 265.5117 | 1114.8115 | 754.3195 | 0.075305 | 0.00032051 | 86.4793 | 43.2396 | 43.2397 | 0 | 0 | 24909.8835 | 88616.2552 | 67977.7394 | 1 | 409 | 0.0059982 | 0.752 | IC | IC
Kimball 4 IC | WACM | RM_WACM | NE | Thermal | ICE | 1.053 | 0.211 | NG_Colorado_Cheyenne | 1959-12-01 | 2051-12-31 | 276.8145 | 122.4017 | 9.4647 | 1.0208 | 1.0361 | 2164.3247 | 0 | 0 | 0.23463 | 0.27659 | 0.59912 | 0.32253 | 8424 | 215 | 4768 | 0 | 0 | 0.0022434 | 0.13557 | 0 | 122.5353 | 32.8756 | 2.9691 | -28.2607 | 2442.3706 | 165.7824 | 0.029068 | 0 | 2164.3247 | 0 | 0.0087204 | 1.1627 | 1700.4703 | 0 | 0 | 134.2045 | 0 | 0 | 287.2584 | 1199.3645 | 769.3068 | 0.075305 | 0.00032051 | 86.4793 | 43.2396 | 43.2397 | 0 | 0 | 26249.6913 | 97706.4834 | 67094.8297 | 3 | 409 | 0.0065588 | 0.79017 | IC | IC
Npc1 Denis St Pierre Npc1 7 GT | AESO | AB_AESO | AB | Thermal | CombustionTurbine Gas | 2.2 | 0.192 | NG_Alberta_NOVA | 2004-02-01 | 2050-12-31 | 173.6899 | 41.0961 | 5.3545 | 2.0582 | 2.0482 | 2860.3301 | 0 | 0 | 0.14842 | 0.63764 | 0.49681 | -0.14083 | 8592 | 581 | 2164 | 0 | 0 | 0.0016018 | 0.27664 | 0 | 105.5708 | 11.0198 | 7.8604 | -30.2099 | 769.528 | 69.1068 | 0.063467 | 0 | 2860.3301 | 0 | 0.01904 | 2.5387 | 3712.8455 | 0 | 0 | 293.0252 | 1.76 | 2.09 | 946 | 643.1994 | 311.2706 | 1.8659 | 0.0078726 | 35.0857 | 35.06 | 35.06 | 0.0016155 | 0.0010143 | 65133.4851 | 67326.1753 | 42707.9489 | 0 | 409 | 0.11506 | 0.67198 | GT | GT
Feather River Energy Center Unit 1 GT | CIPV | CA_CISO | CA | Thermal | CombustionTurbine Gas | 48 | 22 | NG_Cal_PG&E LT | 2002-12-23 | 2050-12-31 | 139.5788 | 4.2472 | 7.0077 | 45.2804 | 41.9603 | 143130.7845 | 0 | 0 | 0.3404 | 22.262 | 19.978 | -2.284 | 8592 | 747 | 3848 | 0 | 0 | 0.064409 | 11.9627 | 0 | 100.869 | 8.9663 | 5.2121 | -27.6796 | 1863.6581 | 68.8504 | 1.4854 | 0 | 143130.7845 | 0 | 0.44563 | 59.4169 | 86897.2108 | 0 | 0 | 9529.6693 | 6.6757e-06 | 906.4225 | 0 | 903.9935 | 37396.4069 | 0.15866 | 0.00010078 | 4.7626 | 4.7626 | 4.7626 | 2.2803e-09 | 0.22639 | 0 | 20060.68 | 356833.6067 | 24 | 408 | 4.1003 | 20.3549 | GT LM6000 | GT LM
HumboldtBayIC08 | CIPV | CA_CISO | CA | Thermal | ICE | 16.27 | 3.23 | NG_Cal_PG&E LT | 2010-09-29 | 2050-12-31 | 131.9989 | 7.3542 | 1.7815 | 15.9184 | 15.7717 | 55257.6113 | 0 | 0 | 0.3877 | 7.7179 | 7.2939 | -0.42395 | 8592 | 222 | 5389 | 0 | 0 | 0 | 4.2094 | 0 | 99.3021 | 9.5017 | 3.1098 | -41.077 | 1517.0762 | 60.8902 | 0.52359 | 0 | 55257.6108 | 0 | 0.15708 | 20.9435 | 30629.8916 | 0 | 0 | 3359.0576 | 26.032 | 3000.772 | 39.048 | 1995.2957 | 28301.1848 | 0.15866 | 0.00010078 | 4.7626 | 4.7626 | 4.7626 | 0.0088899 | 0.57783 | 98.3153 | 26042.3288 | 168470.6054 | 18 | 408 | 0.93938 | 7.4886 | IC 18V50DF | IC Large
Spag 6 A6 GT | WACM | RM_WACM | CO | Thermal | CombustionTurbine Gas | 27.3 | 13.104 | NG_Colorado_Cheyenne | 2023-04-24 | 2050-12-31 | 267.1679 | 128.439 | 11.2153 | 25.4821 | 25.5071 | 76170.0076 | 0 | 0 | 0.31851 | 9.3141 | 20.3502 | 11.0361 | 8592 | 580 | 4864 | 0 | 0 | 0.15996 | 4.4632 | 0 | 139.9086 | 48.3734 | 4.8446 | -23.8524 | 2529.5183 | 212.1884 | 0.95655 | 0 | 76170.0076 | 0 | 0.28697 | 38.2621 | 55958.3253 | 0 | 0 | 4416.3432 | 0 | 0 | 179.08 | 8005.7397 | 36432.184 | 0.075305 | 0.00032051 | 86.4793 | 43.2396 | 43.2397 | 0 | 0 | 9046.0768 | 428836.5292 | 2462556.6267 | 1970 | 407 | 0.44725 | 23.2506 | GT LM2500 G4+ (GE) | GT LM2500
Panoche Energy Center Aggregated 1 GT | CIPV | CA_CISO | CA | Thermal | CombustionTurbine Gas | 104.2 | 49.619 | NG_Cal_PG&E LT | 2009-05-27 | 2050-12-31 | 131.4859 | 10.285 | 0.94891 | 96.8354 | 96.9831 | 366115.4678 | 0 | 0 | 0.40109 | 50.3351 | 48.139 | -2.1961 | 8592 | 614 | 4515 | 0 | 0 | 0.16475 | 27.0663 | 0 | 88.829 | 2.3052 | -0.1668 | -49.6724 | 2012.9014 | 81.0801 | 3.3619 | 0 | 366115.4481 | 0 | 1.0086 | 134.4779 | 196674.0108 | 0 | 0 | 21568.4509 | 2.861e-06 | 21874.9257 | 0 | 1702.6167 | 101015.8329 | 0.15866 | 0.00010078 | 4.7626 | 4.7626 | 4.7626 | 7.7171e-10 | 2.6867 | 0 | 3561.8154 | 113193.5262 | 31 | 406 | 7.8229 | 48.2558 | GT LMS100 | GT LMS
PanocheEC3 | CIPV | CA_CISO | CA | Thermal | CombustionTurbine Gas | 104.2 | 49.619 | NG_Cal_PG&E LT | 2009-05-27 | 2050-12-31 | 131.5058 | 9.3754 | 0.70915 | 97.8295 | 95.5454 | 353018.8777 | 0 | 0 | 0.38675 | 48.6479 | 46.424 | -2.2238 | 8592 | 615 | 4366 | 0 | 0 | 0.15886 | 26.1248 | 0 | 88.7781 | 2.3073 | -0.21978 | -49.673 | 2010.1428 | 80.9919 | 3.2469 | 0 | 353018.8587 | 0 | 0.97408 | 129.8771 | 189945.2487 | 0 | 0 | 20830.5345 | 5.722e-06 | 19422.7547 | 0 | 619.8106 | 99383.1074 | 0.15866 | 0.00010078 | 4.7626 | 4.7626 | 4.7626 | 1.2802e-09 | 2.4207 | 0 | 2575.3385 | 116286.6095 | 39 | 406 | 7.7631 | 46.5429 | GT LMS100 | GT LMS
Houwelings Nurseries Oxnard Inc 1 IC | CISC | CA_CISO | CA | Thermal | ICE | 12.71 | 12.71 | NG_Cal_SoCalGas | 2013-06-14 | 2050-12-31 | 157.0685 | -10.7871 | -1.2665 | 12.4031 | 12.3768 | 14645.1833 | 0 | 0 | 0.13154 | 2.5524 | 2.3003 | -0.25209 | 8592 | 219 | 3265 | 0 | 0 | 0 | 1.301 | 0 | 78.9982 | -5.4891 | -2.2033 | -25.8723 | 2022.7805 | 72.4817 | 0.18592 | 0 | 14645.1827 | 0 | 0.055777 | 7.4369 | 10876.451 | 0 | 0 | 1192.7769 | 0 | 0 | 20.336 | 891.3567 | 8180.7236 | 0.15866 | 0.00010078 | 4.7626 | 4.7626 | 4.7626 | 0 | 0 | 374.6788 | 9633.5303 | 56797.0962 | 2 | 405 | 0.61757 | 2.3671 | IC | IC
HumboldtBayIC10 | CIPV | CA_CISO | CA | Thermal | ICE | 16.27 | 3.23 | NG_Cal_PG&E LT | 2010-09-29 | 2050-12-31 | 133.3378 | 7.7825 | 1.4398 | 15.8202 | 15.9153 | 54518.4348 | 0 | 0 | 0.38252 | 7.6401 | 7.2694 | -0.37074 | 8592 | 221 | 5376 | 0 | 0 | 0 | 4.1677 | 0 | 99.3021 | 9.5017 | 3.1098 | -41.077 | 1517.0762 | 60.8902 | 0.51822 | 0 | 54518.4342 | 0 | 0.15546 | 20.7287 | 30315.6655 | 0 | 0 | 3324.5977 | 4.6492e-06 | 2746.0661 | 43.5074 | 2106.4658 | 28685.4341 | 0.15866 | 0.00010078 | 4.7626 | 4.7626 | 4.7626 | 1.3816e-09 | 0.53517 | 415.0397 | 26048.1004 | 163409.7518 | 25 | 405 | 0.94511 | 7.4592 | IC 18V50DF | IC Large
Kyrene GT4 GT | SRP | SW_SRP | AZ | Thermal | CombustionTurbine Gas | 63 | 6.612 | NG_AZ_North-South | 1971-12-01 | 2050-12-31 | 76.944 | -33.7711 | -9.4273 | 58.5228 | 59.2972 | 193457.2425 | 0 | 0 | 0.35054 | 16.7546 | 14.8854 | -1.8693 | 8592 | 578 | 4291 | 0 | 0 | 0.10834 | 14.7373 | 0 | 45.7041 | -32.7398 | -8.2466 | -24.9522 | 1907.4178 | 66.4858 | 2.7431 | 0 | 193457.2425 | 0 | 0.82294 | 109.7256 | 160473.7553 | 0 | 0 | 0 | 762.6264 | 1275.5124 | 4393.1581 | 8435.6182 | 53959.363 | 1.0352 | 0.11547 | 12.6186 | 5.1679 | 7.4506 | 62.7087 | 0.65141 | 10372.7783 | 18190.4554 | 348021.4985 | 17 | 405 | 4.9185 | 15.262 | GT | GT
Yuba City Cogen 1 GT | CIPV | CA_CISO | CA | Thermal | CombustionTurbine Gas | 44.138 | 29.57 | NG_Cal_PG&E LT | 1990-12-27 | 2050-12-31 | 142.6465 | 3.05 | 6.5795 | 41.6372 | 40.5816 | 122497.1366 | 0 | 0 | 0.31682 | 19.1016 | 17.4738 | -1.6278 | 8592 | 583 | 3957 | 0 | 0 | 0.055124 | 10.2386 | 0 | 101.12 | 9.0891 | 5.3404 | -27.1871 | 1840.0072 | 68.1911 | 1.2728 | 0 | 122497.1366 | 0 | 0.38183 | 50.9112 | 74457.6289 | 0 | 0 | 8165.4701 | 105.9312 | 963.7214 | 0 | 865.4049 | 46081.6665 | 0.15866 | 0.00010078 | 4.7626 | 4.7626 | 4.7626 | 0.033111 | 0.24203 | 0 | 16878.5383 | 419642.1578 | 11 | 405 | 3.4676 | 17.9103 | GT LM6000 | GT LM
Gilroy Energy Center Unit 3 GT | CIPB | CA_CISO | CA | Thermal | CombustionTurbine Gas | 38 | 15.8333 | NG_Cal_PG&E LT | 2002-02-28 | 2050-12-31 | 128.8267 | 5.233 | 4.3211 | 35.4252 | 35.5778 | 148254.3876 | 0 | 0 | 0.44537 | 20.6398 | 19.0991 | -1.5407 | 8592 | 579 | 4875 | 0 | 0 | 0.066714 | 11.1366 | 0 | 100.1969 | 10.2761 | 3.2302 | -26.2641 | 1907.4745 | 66.9469 | 1.3837 | 0 | 148254.3876 | 0 | 0.4151 | 55.3472 | 80945.2883 | 0 | 0 | 8876.9457 | 44.3333 | 332.5 | 66.5 | 1718.0933 | 16994.2237 | 0.15866 | 0.00010078 | 4.7626 | 4.7626 | 4.7626 | 0.015765 | 0.11437 | 279.9431 | 7120.0259 | 70855.0755 | 20 | 404 | 3.4561 | 19.1774 | GT LM6000 | GT LM
HumboldtBayIC05 | CIPV | CA_CISO | CA | Thermal | ICE | 16.27 | 3.23 | NG_Cal_PG&E LT | 2010-09-29 | 2050-12-31 | 134.5208 | 7.7902 | -0.060248 | 15.8994 | 15.8076 | 51180.1588 | 0 | 0 | 0.3591 | 7.2548 | 6.8848 | -0.37001 | 8592 | 220 | 5267 | 0 | 0 | 0 | 3.9582 | 0 | 98.7787 | 9.5015 | 2.5867 | -40.9427 | 1528.455 | 61.0389 | 0.49188 | 0 | 51180.1582 | 0 | 0.14757 | 19.6754 | 28775.2516 | 0 | 0 | 3155.6667 | 39.048 | 2188.0595 | 117.144 | 2031.7899 | 30145.7263 | 0.15866 | 0.00010078 | 4.7626 | 4.7626 | 4.7626 | 0.013603 | 0.44439 | 926.574 | 21083.3724 | 184728.4208 | 16 | 404 | 0.94773 | 7.0915 | IC 18V50DF | IC Large
Lake Gt 1 GT | LDWP | CA_LDWP | CA | Thermal | CombustionTurbine Gas | 48 | 10 | NG_Cal_SoCalGas | 2002-07-01 | 2050-12-31 | 131.0021 | -5.654 | -5.2296 | 44.4953 | 45.3377 | 101460.0261 | 0 | 0 | 0.2413 | 16.1707 | 13.2915 | -2.8792 | 8592 | 576 | 4191 | 0 | 0 | 0.045657 | 8.0541 | 0 | 87.3745 | 4.1804 | -3.4965 | -11.535 | 1963.5142 | 67.4731 | 1.1499 | 0 | 101460.0261 | 0 | 0.34496 | 45.9949 | 67267.5266 | 0 | 0 | 7376.9605 | 0 | 0 | 2071.8532 | 20488.0079 | 40130.1374 | 0.51018 | 0.0002031 | 10.9758 | 5.1679 | 5.9579 | 0 | 0 | 4076.9129 | 154154.1388 | 309206.8318 | 42 | 404 | 4.1956 | 13.7589 | GT LM6000 | GT LM
Ocotillo 2 GT | AZPS | SW_AZPS | AZ | Thermal | CombustionTurbine Gas | 62 | 19.1 | NG_AZ_North-South | 1973-07-01 | 2050-12-31 | 79.7944 | -29.0762 | -10.107 | 58.1612 | 57.5519 | 175139.0046 | 0 | 0 | 0.32247 | 15.357 | 13.9751 | -1.3819 | 8592 | 578 | 4006 | 0 | 0 | 0.078813 | 13.3929 | 0 | 46.8796 | -31.0561 | -8.7548 | -26.2286 | 1899.4003 | 67.2699 | 2.4942 | 0 | 175139.0046 | 0 | 0.74827 | 99.77 | 145913.5656 | 0 | 0 | 0 | 422.7933 | 675.6006 | 937.6272 | 1856.7077 | 63319.3493 | 0.94841 | 0.0016464 | 11.9962 | 5.1679 | 6.8283 | 0.30344 | 0.38555 | 5710.6112 | 1.2769 | 633583.6549 | 1532 | 403 | 4.2282 | 14.6144 | GT | GT
PanocheEC2 | CIPV | CA_CISO | CA | Thermal | CombustionTurbine Gas | 104.2 | 49.619 | NG_Cal_PG&E LT | 2009-05-27 | 2050-12-31 | 131.0444 | 8.1565 | 0.65972 | 96.8557 | 96.8968 | 358725.1084 | 0 | 0 | 0.393 | 48.4995 | 47.0089 | -1.4906 | 8592 | 616 | 4419 | 0 | 0 | 0.16143 | 26.0581 | 0 | 88.7755 | 2.3076 | -0.22262 | -49.673 | 2010.1428 | 80.9946 | 3.2354 | 0 | 358725.0891 | 0 | 0.97061 | 129.4153 | 189269.8541 | 0 | 0 | 20756.4667 | 3.8147e-06 | 18402.1739 | 0 | 1018.5329 | 98366.6831 | 0.15866 | 0.00010078 | 4.7626 | 4.7626 | 4.7626 | 1.1099e-09 | 2.2986 | 0 | 8242.1696 | 108697.513 | 37 | 403 | 7.6919 | 47.1259 | GT LMS100 | GT LMS
Tracy Clark Mountain 3 GT3 GT | SPPC | SW_NVE | NV | Thermal | CombustionTurbine Gas | 66 | 31.68 | NG_Nevada_North | 1994-07-01 | 2044-12-31 | 68.2982 | -37.3567 | -8.47 | 61.8879 | 60.6093 | 191813.2302 | 0 | 0 | 0.33176 | 15.2423 | 13.1005 | -2.1418 | 8592 | 616 | 4010 | 0 | 0 | 0.10742 | 13.1472 | 0 | 28.3422 | -52.1625 | -6.1858 | -32.2308 | 1755.0881 | 64.4751 | 2.4441 | 0 | 191813.2302 | 0 | 0.73324 | 97.7651 | 142981.4176 | 0 | 0 | 0 | 43.619 | 29.92 | 836.8414 | 309.76 | 32136.8948 | 0.19614 | 0.00021973 | 4.6327 | 0.031824 | 4.6009 | 0.025831 | 0.017698 | 13928.0428 | 154.4603 | 219461.1751 | 2188 | 403 | 4.006 | 13.334 | GT 7EA | GT E
Agua Fria 6 GT | SRP | SW_SRP | AZ | Thermal | CombustionTurbine Gas | 81 | 12.07 | NG_AZ_North-South | 1974-07-01 | 2050-12-31 | 76.3585 | -33.1111 | -9.922 | 75.7482 | 75.5017 | 242957.8506 | 0 | 0 | 0.34241 | 20.5197 | 18.5519 | -1.9678 | 8592 | 579 | 4203 | 0 | 0 | 0.13606 | 17.9542 | 0 | 44.8096 | -33.142 | -8.739 | -26.2411 | 1895.33 | 66.758 | 3.3357 | 0 | 242957.8506 | 0 | 1.0007 | 133.4278 | 195138.1088 | 0 | 0 | 0 | 328.6609 | 1817.5295 | 2209.5412 | 6270.2242 | 76814.1932 | 1.0352 | 0.11547 | 12.6186 | 5.1679 | 7.4506 | 80.2309 | 0.93725 | 9681.1882 | 11893.9562 | 457187.3055 | 15 | 402 | 6.0937 | 19.0307 | GT | GT
HumboldtBayIC07 | CIPV | CA_CISO | CA | Thermal | ICE | 16.27 | 3.23 | NG_Cal_PG&E LT | 2010-09-29 | 2050-12-31 | 134.0315 | 6.9211 | -0.19256 | 15.8012 | 15.9468 | 50985.6463 | 0 | 0 | 0.35773 | 7.2272 | 6.8337 | -0.39351 | 8592 | 220 | 5253 | 0 | 0 | 0 | 3.9399 | 0 | 98.7787 | 9.5015 | 2.5867 | -40.9427 | 1528.455 | 61.0389 | 0.49052 | 0 | 50985.6457 | 0 | 0.14716 | 19.6208 | 28695.4793 | 0 | 0 | 3146.9184 | 39.048 | 2343.6937 | 52.064 | 2074.5322 | 30148.9229 | 0.15866 | 0.00010078 | 4.7626 | 4.7626 | 4.7626 | 0.011747 | 0.4701 | 219.0955 | 23532.2198 | 179779.9866 | 23 | 402 | 0.95671 | 7.0372 | IC 18V50DF | IC Large
Pio Pico Unit 3 GT | CISD | CA_CISO | CA | Thermal | CombustionTurbine Gas | 112 | 53.5652 | NG_Cal_SDG&E | 2016-11-03 | 2050-12-31 | 112.7659 | -12.5134 | -10.7227 | 103.1682 | 105.479 | 207595.2817 | 0 | 0 | 0.21159 | 28.6369 | 23.4097 | -5.2273 | 8616 | 616 | 3239 | 0 | 0 | 0.093418 | 14.0289 | 0 | 65.1543 | -13.7459 | -7.7903 | -25.4042 | 1885.5697 | 67.5826 | 2.012 | 0 | 207595.2719 | 0 | 0.60359 | 80.4785 | 117699.7951 | 0 | 0 | 12907.6656 | 0 | 0 | 58.4348 | 2576.9956 | 77955.5518 | 0.15866 | 0.00010078 | 4.7626 | 4.7626 | 4.7626 | 0 | 0 | 0.080915 | 24065.4471 | 374132.4877 | 7 | 402 | 8.0961 | 23.8079 | GT LMS100 | GT LMS
Rimbey 297S Der Gas 1 GT | AESO | AB_AESO | AB | Thermal | CombustionTurbine Gas | 9 | 4.32 | NG_Alberta_NOVA | 2023-02-28 | 2054-12-31 | 164.5739 | 38.5227 | -1.2521 | 8.4357 | 8.394 | 12560.4002 | 0 | 0 | 0.15932 | 2.3365 | 2.0671 | -0.26936 | 8424 | 566 | 2314 | 0 | 0 | 0.013019 | 1.0002 | 0 | 97.817 | 11.39 | -0.26359 | -24.9845 | 769.9136 | 69.8784 | 0.23004 | 0 | 12560.4002 | 0 | 0.069011 | 9.2014 | 13457.0752 | 0 | 0 | 1062.0593 | 0 | 0 | 2804.2303 | 3406.1574 | 1932.8121 | 1.8659 | 0.0078726 | 35.0857 | 35.06 | 35.06 | 0 | 0 | 184940.9834 | 277673.0367 | 263220.5882 | 0 | 402 | 0.38193 | 2.7929 | GT | GT
HumboldtBayIC01 | CIPV | CA_CISO | CA | Thermal | ICE | 16.27 | 3.23 | NG_Cal_PG&E LT | 2010-09-29 | 2050-12-31 | 133.7279 | 7.8841 | 1.2999 | 15.9184 | 15.7806 | 53731.5541 | 0 | 0 | 0.377 | 7.5612 | 7.1854 | -0.37579 | 8592 | 220 | 5336 | 0 | 0 | 0 | 4.1243 | 0 | 99.3008 | 9.5017 | 3.1085 | -41.077 | 1517.0762 | 60.8885 | 0.51299 | 0 | 53731.5535 | 0 | 0.1539 | 20.5197 | 30010.02 | 0 | 0 | 3291.0788 | 39.048 | 2078.9893 | 39.048 | 2173.2088 | 28617.9391 | 0.15866 | 0.00010078 | 4.7626 | 4.7626 | 4.7626 | 0.013572 | 0.43721 | 152.3862 | 23389.2687 | 173083.2319 | 26 | 401 | 0.93998 | 7.382 | IC 18V50DF | IC Large
HumboldtBayIC06 | CIPV | CA_CISO | CA | Thermal | ICE | 16.27 | 3.23 | NG_Cal_PG&E LT | 2010-09-29 | 2050-12-31 | 134.268 | 7.1079 | -0.40944 | 15.8899 | 15.821 | 51106.6425 | 0 | 0 | 0.35858 | 7.2603 | 6.862 | -0.39834 | 8592 | 220 | 5260 | 0 | 0 | 0 | 3.962 | 0 | 98.7787 | 9.5015 | 2.5867 | -40.9427 | 1528.455 | 61.0389 | 0.49222 | 0 | 51106.6418 | 0 | 0.14767 | 19.6888 | 28794.8393 | 0 | 0 | 3157.8148 | 13.016 | 2280.8806 | 78.096 | 1952.4001 | 30311.8191 | 0.15866 | 0.00010078 | 4.7626 | 4.7626 | 4.7626 | 0.0046285 | 0.46323 | 557.1896 | 33162.6433 | 175970.0235 | 16 | 401 | 0.94677 | 7.0717 | IC 18V50DF | IC Large
Spag 2 A2 GT | WACM | RM_WACM | CO | Thermal | CombustionTurbine Gas | 27.3 | 13.104 | NG_Colorado_Cheyenne | 2023-04-01 | 2050-12-31 | 264.5627 | 124.8511 | 11.2208 | 25.4237 | 25.605 | 80217.3528 | 0 | 0 | 0.33543 | 9.7163 | 21.2225 | 11.5062 | 8592 | 578 | 4919 | 0 | 0 | 0.16846 | 4.6685 | 0 | 140.0116 | 48.3731 | 4.948 | -23.8525 | 2531.1956 | 212.3112 | 1.0001 | 0 | 80217.3528 | 0 | 0.30004 | 40.005 | 58507.3041 | 0 | 0 | 4617.5137 | 0 | 0 | 210.3496 | 10572.2088 | 33580.9958 | 0.075305 | 0.00032051 | 86.4793 | 43.2396 | 43.2397 | 0 | 0 | 4306.5366 | 495613.3593 | 2126655.2795 | 2195 | 400 | 0.47858 | 23.8491 | GT LM2500 G4+ (GE) | GT LM2500
Yucca 1 GT | AZPS | SW_AZPS | AZ | Thermal | CombustionTurbine Gas | 22 | 7.6 | NG_AZ_North-South | 1971-07-01 | 2050-12-31 | 75.6523 | -38.1998 | -12.2903 | 20.6036 | 20.4641 | 43261.9366 | 0 | 0 | 0.22448 | 4.4935 | 3.2729 | -1.2206 | 8592 | 579 | 3096 | 0 | 0 | 0.019468 | 3.8181 | 0 | 42.5541 | -34.6539 | -9.4825 | -35.2547 | 1793.7289 | 61.6251 | 0.71327 | 0 | 43261.9342 | 0 | 0.21398 | 28.531 | 41726.5566 | 0 | 0 | 0 | 53.8844 | 26.9422 | 827.1999 | 791.1356 | 20876.6313 | 0.94841 | 0.0016464 | 11.9962 | 5.1679 | 6.8283 | 0.037634 | 0.015948 | 10207.1518 | 0.57531 | 349305.2429 | 537 | 399 | 1.494 | 3.6324 | GT | GT
Agua Fria 4 GT | SRP | SW_SRP | AZ | Thermal | CombustionTurbine Gas | 81 | 17.07 | NG_AZ_North-South | 1975-05-01 | 2050-12-31 | 77.0647 | -32.2419 | -9.7782 | 76.0637 | 75.0323 | 242088.8546 | 0 | 0 | 0.34118 | 20.2213 | 18.6565 | -1.5648 | 8592 | 580 | 4179 | 0 | 0 | 0.13557 | 17.6743 | 0 | 44.8168 | -33.1447 | -8.7291 | -26.2411 | 1896.0237 | 66.7649 | 3.2883 | 0 | 242088.8546 | 0 | 0.98648 | 131.5302 | 192362.8518 | 0 | 0 | 0 | 279.7167 | 2140.7314 | 2384.4521 | 7011.6446 | 76450.8138 | 1.0352 | 0.11547 | 12.6186 | 5.1679 | 7.4506 | 0.18009 | 81.1522 | 7562.4641 | 27215.0771 | 443983.3095 | 19 | 398 | 6.0001 | 19.1353 | GT | GT
Bellshill (BHL1) | AESO | AB_AESO | AB | Thermal | CombustionTurbine Gas | 3 | 2.5 | NG_Alberta_NOVA | 2019-01-01 | 2050-12-31 | 176.8768 | 34.9403 | 3.8718 | 2.8195 | 2.7781 | 3887.3999 | 0 | 0 | 0.14792 | 0.82313 | 0.68759 | -0.13554 | 8592 | 577 | 2145 | 0 | 0 | 0.0021769 | 0.35592 | 0 | 102.6563 | 10.8644 | 5.1013 | -26.8604 | 799.252 | 71.2664 | 0.081644 | 0 | 3887.3999 | 0 | 0.024493 | 3.2658 | 4776.1778 | 0 | 0 | 376.9455 | 0 | 0 | 1189.138 | 939.112 | 419.35 | 1.8659 | 0.0078726 | 35.0857 | 35.06 | 35.06 | 0 | 0 | 82674.0728 | 90765.1674 | 61809.4937 | 0 | 398 | 0.12793 | 0.92284 | GT | GT
Demoss Petrie 1 GT | TEPC | SW_TEPC | AZ | Thermal | CombustionTurbine Gas | 76 | 38 | NG_AZ_North-South | 2001-06-01 | 2046-12-31 | 76.665 | -33.2676 | -6.7304 | 70.6729 | 70.6523 | 248328.5626 | 0 | 0 | 0.373 | 19.4784 | 19.0381 | -0.44029 | 8592 | 615 | 4568 | 0 | 0 | 0.11175 | 17.0772 | 0 | 48.0895 | -32.3252 | -6.2758 | -24.772 | 1955.9451 | 67.7138 | 3.1727 | 0 | 248328.5626 | 0 | 0.9518 | 126.9066 | 185600.9054 | 0 | 0 | 0 | 2046.3622 | 3318.2921 | 8604.0633 | 8211.5673 | 72989.4253 | 1.0826 | 0.065843 | 12.0843 | 5.1679 | 6.9163 | 1.4227 | 2.2347 | 134188.1308 | 23565.3642 | 343809.8792 | 2419 | 398 | 4.8451 | 19.5397 | GT 7E | GT E
Tracy Clark Mountain 4 GT4 GT | SPPC | SW_NVE | NV | Thermal | CombustionTurbine Gas | 66 | 33.44 | NG_Nevada_North | 1994-07-01 | 2044-12-31 | 67.9591 | -36.6261 | -8.4448 | 60.8084 | 62.1573 | 183113.6184 | 0 | 0 | 0.31672 | 14.7731 | 12.4442 | -2.3288 | 8592 | 615 | 3929 | 0 | 0 | 0.10254 | 12.7138 | 0 | 28.3483 | -52.1625 | -6.1797 | -32.2308 | 1755.0881 | 64.4758 | 2.3612 | 0 | 183113.6184 | 0 | 0.70835 | 94.4468 | 138128.5177 | 0 | 0 | 0 | 28.16 | 28.16 | 439.9201 | 783.3464 | 35761.2707 | 0.19614 | 0.00021973 | 4.6327 | 0.031824 | 4.6009 | 0.0168 | 0.016657 | 5970.764 | 871.8675 | 274818.3719 | 1861 | 397 | 4.0168 | 12.7259 | GT 7EA | GT E
HumboldtBayIC02 | CIPV | CA_CISO | CA | Thermal | ICE | 16.27 | 3.23 | NG_Cal_PG&E LT | 2010-09-29 | 2050-12-31 | 133.6778 | 8.1248 | 1.3703 | 15.9184 | 15.7806 | 54306.3284 | 0 | 0 | 0.38103 | 7.6249 | 7.2596 | -0.36536 | 8592 | 220 | 5366 | 0 | 0 | 0 | 4.1592 | 0 | 99.3008 | 9.5017 | 3.1085 | -41.077 | 1517.0762 | 60.8885 | 0.51738 | 0 | 54306.3278 | 0 | 0.15521 | 20.695 | 30266.4649 | 0 | 0 | 3319.2021 | 3.5763e-06 | 2329.5474 | 13.016 | 1854.7641 | 28830.1201 | 0.15866 | 0.00010078 | 4.7626 | 4.7626 | 4.7626 | 1.1625e-09 | 0.47452 | 7.4183 | 16800.1267 | 171254.7084 | 26 | 396 | 0.95097 | 7.4476 | IC 18V50DF | IC Large
Spag 4 A4 GT | WACM | RM_WACM | CO | Thermal | CombustionTurbine Gas | 27.3 | 13.104 | NG_Colorado_Cheyenne | 2023-04-11 | 2050-12-31 | 267.048 | 127.2595 | 11.072 | 25.3173 | 25.7708 | 76514.3859 | 0 | 0 | 0.31995 | 9.3269 | 20.433 | 11.1061 | 8592 | 576 | 4815 | 0 | 0 | 0.16068 | 4.4741 | 0 | 139.9086 | 48.3734 | 4.8446 | -23.8524 | 2529.5183 | 212.1884 | 0.95919 | 0 | 76514.3859 | 0 | 0.28776 | 38.3677 | 56112.8249 | 0 | 0 | 4428.5366 | 0 | 0 | 211.172 | 9619.5938 | 34582.8847 | 0.075305 | 0.00032051 | 86.4793 | 43.2396 | 43.2397 | 0 | 0 | 9766.4234 | 488147.8431 | 2229211.5007 | 2022 | 396 | 0.47929 | 23.1601 | GT LM2500 G4+ (GE) | GT LM2500
Trinidad 3 IC | PSCO | RM_PSCO | CO | Thermal | CombustionTurbine Gas | 17.5 | 10 | Oil_DistillateFuel_2 | 1965-01-01 | 2050-12-31 | 551.4651 | 324.4545 | 17.6233 | 17.0332 | 17.0799 | 11876.466 | 0 | 0 | 0.077472 | 4.1128 | 6.5495 | 2.4367 | 8736 | 224 | 2123 | 0 | 0 | 0 | 4.0497 | 0 | 134.2846 | 44.2459 | 3.3481 | -24.9247 | 2474.8965 | 197.9038 | 0.1542 | 0 | 11876.466 | 0 | 0.44642 | 13.6191 | 12051.0858 | 0 | 0 | 0 | 0 | 0 | 28 | 42 | 25206.034 | 0.42135 | 0.055066 | 119.3454 | 43.2396 | 76.1058 | 0 | 0 | 8074.5642 | 10500 | 5235042.2262 | 3 | 396 | 0.0067883 | 11.8031 | IC | IC
Blackfalds (BFD1) | AESO | AB_AESO | AB | Thermal | CombustionTurbine Gas | 6 | 3 | NG_Alberta_NOVA | 2019-07-04 | 2050-12-31 | 166.5046 | 42.7947 | -3.9285 | 5.5596 | 5.6656 | 8218.3521 | 0 | 0 | 0.15636 | 1.6207 | 1.3684 | -0.25228 | 8592 | 579 | 2279 | 0 | 0 | 0.0046023 | 0.6991 | 0 | 96.3429 | 11.2587 | -1.6064 | -25.0724 | 725.6489 | 68.7836 | 0.16071 | 0 | 8218.3521 | 0 | 0.048213 | 6.4285 | 9401.6215 | 0 | 0 | 741.9948 | 0 | 0 | 1920.0001 | 2313.6539 | 1221.994 | 1.8659 | 0.0078726 | 35.0857 | 35.06 | 35.06 | 0 | 0 | 126443.0885 | 197774.4273 | 180877.2024 | 1 | 395 | 0.247 | 1.8735 | GT | GT
Harbor 13 GT | LDWP | CA_LDWP | CA | Thermal | CombustionTurbine Gas | 44 | 38.9873 | NG_Cal_SoCalGas | 2002-01-04 | 2050-12-31 | 115.6424 | -3.9564 | -3.3594 | 41.5498 | 40.4547 | 166554.7397 | 0 | 0 | 0.43212 | 22.412 | 19.2608 | -3.1512 | 8592 | 578 | 4073 | 0 | 0 | 0.07495 | 11.3109 | 0 | 88.3867 | 4.2233 | -2.5271 | -11.7608 | 1979.6512 | 68.1203 | 1.62 | 0 | 166554.7397 | 0 | 0.48599 | 64.7987 | 94768.1188 | 0 | 0 | 10392.8402 | 60.1519 | 5.0127 | 1376.119 | 3777.1209 | 4113.1124 | 0.51018 | 0.0002031 | 10.9758 | 5.1679 | 5.9579 | 0.034033 | 0.0028657 | 20293.3025 | 22882.9842 | 22441.9308 | 1 | 395 | 4.8018 | 19.3264 | GT LM | GT LM
HumboldtBayIC03 | CIPV | CA_CISO | CA | Thermal | ICE | 16.27 | 3.23 | NG_Cal_PG&E LT | 2010-09-29 | 2050-12-31 | 133.3497 | 8.3933 | 1.6827 | 15.8265 | 15.9108 | 54236.7874 | 0 | 0 | 0.38054 | 7.6162 | 7.2325 | -0.38373 | 8592 | 220 | 5392 | 0 | 0 | 0 | 4.1548 | 0 | 99.3008 | 9.5017 | 3.1085 | -41.077 | 1517.0762 | 60.8885 | 0.51673 | 0 | 54236.7868 | 0 | 0.15502 | 20.6692 | 30228.7031 | 0 | 0 | 3315.0609 | 52.064 | 2282.179 | 65.08 | 2322.0055 | 28843.5647 | 0.15866 | 0.00010078 | 4.7626 | 4.7626 | 4.7626 | 0.017851 | 0.46355 | 518.8745 | 32151.5351 | 164742.4749 | 22 | 395 | 0.95621 | 7.4299 | IC 18V50DF | IC Large
Red Bluff Peaker Plant 1 IC | CIPV | CA_CISO | CA | Thermal | ICE | 44 | 0.58 | NG_Cal_PG&E LT | 2001-08-11 | 2050-12-31 | 147.6626 | 4.4742 | 9.2658 | 42.9206 | 42.8466 | 125770.0395 | 0 | 0 | 0.3263 | 19.0076 | 18.5715 | -0.43609 | 8592 | 221 | 4927 | 0 | 0 | 0 | 10.3861 | 0 | 103.5679 | 9.4754 | 7.402 | -31.9729 | 1843.8221 | 70.1 | 1.2888 | 0 | 125770.0395 | 0 | 0.38665 | 51.5527 | 75395.8549 | 0 | 0 | 8268.3614 | 70.4 | 8900.6166 | 35.2 | 920.0504 | 86071.8177 | 0.15866 | 0.00010078 | 4.7626 | 4.7626 | 4.7626 | 0.024154 | 1.5286 | 0.04394 | 5507.1744 | 544511.0798 | 25 | 395 | 2.4745 | 19.1216 | IC | IC
Spag 3 A3 GT | WACM | RM_WACM | AZ | Thermal | CombustionTurbine Gas | 27.3 | 13.104 | NG_Colorado_Cheyenne | 2023-04-08 | 2050-12-31 | 262.3168 | 123.8265 | 11.558 | 25.3333 | 25.7331 | 79341.2569 | 0 | 0 | 0.33177 | 9.6781 | 20.8125 | 11.1344 | 8592 | 578 | 4896 | 0 | 0 | 0.16662 | 4.6499 | 0 | 140.0116 | 48.3731 | 4.948 | -23.8525 | 2531.1956 | 212.3112 | 0.99703 | 0 | 79341.2569 | 0 | 0.29911 | 39.881 | 58325.9634 | 0 | 0 | 4603.2019 | 0 | 0 | 231.3895 | 9714.8438 | 34409.2638 | 0.075305 | 0.00032051 | 86.4793 | 43.2396 | 43.2397 | 0 | 0 | 17829.4867 | 460702.6069 | 2185865.2267 | 2148 | 395 | 0.46071 | 23.4769 | GT LM2500 G4+ (GE) | GT LM2500
West Phoenix 1 GT | AZPS | SW_AZPS | AZ | Thermal | CombustionTurbine Gas | 62 | 35 | NG_AZ_North-South | 1972-05-01 | 2050-12-31 | 82.0641 | -28.3286 | -11.0672 | 57.1593 | 58.9719 | 186800.7168 | 0 | 0 | 0.34394 | 15.9504 | 15.3296 | -0.62079 | 8592 | 578 | 4087 | 0 | 0 | 0.08406 | 14.0132 | 0 | 46.7467 | -30.6568 | -9.287 | -26.1697 | 1878.9071 | 67.7187 | 2.6074 | 0 | 186800.7168 | 0 | 0.78222 | 104.296 | 152532.9329 | 0 | 0 | 0 | 411.279 | 925.8779 | 1243.5216 | 1366.561 | 56041.8959 | 0.94841 | 0.0016464 | 11.9962 | 5.1679 | 6.8283 | 0.31262 | 0.56468 | 6877.149 | 0.96484 | 409902.9735 | 22 | 395 | 4.2854 | 15.7464 | GT | GT
Yucca 3 GT | AZPS | SW_AZPS | AZ | Thermal | CombustionTurbine Gas | 62 | 35.3 | NG_AZ_North-South | 1973-06-01 | 2050-12-31 | 71.6776 | -37.2536 | -12.0862 | 58.463 | 54.2329 | 178240.9957 | 0 | 0 | 0.32818 | 15.5323 | 12.7759 | -2.7564 | 8592 | 747 | 4117 | 0 | 0 | 0.080208 | 13.6065 | 0 | 42.5151 | -34.6545 | -9.5209 | -35.2547 | 1791.8239 | 61.5652 | 2.5288 | 0 | 178240.9957 | 0 | 0.75864 | 101.1517 | 147934.4023 | 0 | 0 | 0 | 372 | 471.2 | 1328.7612 | 1480.1773 | 64473.9986 | 0.94841 | 0.0016464 | 11.9962 | 5.1679 | 6.8283 | 0.28443 | 0.27824 | 10835.8347 | 1.016 | 599864.6066 | 41 | 395 | 4.6147 | 13.3866 | GT | GT
Spag 1 A1 GT | WACM | RM_WACM | CO | Thermal | CombustionTurbine Gas | 27.3 | 13.104 | NG_Colorado_Cheyenne | 2023-03-27 | 2050-12-31 | 260.4148 | 123.6479 | 11.2355 | 25.3918 | 25.6502 | 79224.9923 | 0 | 0 | 0.33128 | 9.5785 | 20.6314 | 11.0529 | 8592 | 578 | 4892 | 0 | 0 | 0.16637 | 4.6022 | 0 | 140.0116 | 48.3731 | 4.948 | -23.8525 | 2531.1956 | 212.3112 | 0.98598 | 0 | 79224.9923 | 0 | 0.29579 | 39.4393 | 57679.9675 | 0 | 0 | 4552.2186 | 0 | 0 | 282.6128 | 11017.3234 | 34143.2958 | 0.075305 | 0.00032051 | 86.4793 | 43.2396 | 43.2397 | 0 | 0 | 19662.4211 | 495173.9923 | 2147964.5962 | 2137 | 394 | 0.48663 | 23.2942 | GT LM2500 G4+ (GE) | GT LM2500
Rainbow 5 Rb5 5 GT | AESO | AB_AESO | AB | Thermal | CombustionTurbine Gas | 50 | 22.5 | NG_Alberta_NOVA | 2001-12-01 | 2050-12-31 | 126.2151 | 8.4305 | 11.5726 | 46.2227 | 47.3648 | 207814.7703 | 0 | 0 | 0.47446 | 29.3552 | 26.2294 | -3.1259 | 8592 | 579 | 6276 | 0 | 0 | 0.093517 | 13.4801 | 0 | 108.7249 | 10.9563 | 11.0781 | -32.3716 | 766.5948 | 69.3662 | 3.0925 | 0 | 207814.7703 | 0 | 0.92776 | 123.702 | 180914.168 | 0 | 0 | 14278.108 | 3321.6347 | 16193.1237 | 14141.2638 | 28394.5909 | 63449.3757 | 1.8659 | 0.0078726 | 35.0857 | 35.06 | 35.06 | 2.6675 | 11.0067 | 468594.2615 | 792253.5259 | 2833017.6526 | 26 | 392 | 4.9867 | 30.3233 | GT | GT
Spag 5 A5 GT | WACM | RM_WACM | CO | Thermal | CombustionTurbine Gas | 27.3 | 13.104 | NG_Colorado_Cheyenne | 2023-04-18 | 2050-12-31 | 267.0019 | 126.9479 | 11.1444 | 25.312 | 25.7783 | 77816.837 | 0 | 0 | 0.32539 | 9.4831 | 20.7772 | 11.2942 | 8592 | 576 | 4867 | 0 | 0 | 0.16342 | 4.5542 | 0 | 139.9086 | 48.3734 | 4.8446 | -23.8524 | 2529.5183 | 212.1884 | 0.97633 | 0 | 77816.837 | 0 | 0.2929 | 39.0532 | 57115.254 | 0 | 0 | 4507.6503 | 0 | 0 | 187.3855 | 8604.1745 | 35165.7634 | 0.075305 | 0.00032051 | 86.4793 | 43.2396 | 43.2397 | 0 | 0 | 12825.9914 | 438346.811 | 2354100.1771 | 2075 | 392 | 0.44835 | 23.5825 | GT LM2500 G4+ (GE) | GT LM2500
Yucca 2 GT | AZPS | SW_AZPS | AZ | Thermal | CombustionTurbine Gas | 22 | 7.6 | NG_AZ_North-South | 1971-07-01 | 2050-12-31 | 77.3733 | -39.4253 | -12.6832 | 20.7064 | 20.367 | 42297.2478 | 0 | 0 | 0.21948 | 4.4155 | 3.2727 | -1.1429 | 8592 | 571 | 3027 | 0 | 0 | 0.019034 | 3.7522 | 0 | 42.555 | -34.6537 | -9.4819 | -35.2547 | 1793.7289 | 61.6017 | 0.70112 | 0 | 42297.2454 | 0 | 0.21034 | 28.0449 | 41015.6399 | 0 | 0 | 0 | 58.3747 | 31.4325 | 765.405 | 787.5021 | 20368.7936 | 0.94841 | 0.0016464 | 11.9962 | 5.1679 | 6.8283 | 0.038683 | 0.019718 | 11339.21 | 29.0618 | 342143.5776 | 522 | 392 | 1.494 | 3.6262 | GT | GT
Kyrene GT5 GT | SRP | SW_SRP | AZ | Thermal | CombustionTurbine Gas | 62 | 14.814 | NG_AZ_North-South | 1973-07-01 | 2050-12-31 | 78.1132 | -32.8572 | -9.2488 | 57.3041 | 58.7494 | 180908.2068 | 0 | 0 | 0.33309 | 15.6341 | 14.1313 | -1.5028 | 8592 | 579 | 4095 | 0 | 0 | 0.10131 | 13.7197 | 0 | 45.6138 | -32.7381 | -8.3386 | -24.9491 | 1905.6074 | 66.4209 | 2.5562 | 0 | 180908.2068 | 0 | 0.76686 | 102.2486 | 149538.5753 | 0 | 0 | 0 | 529.9045 | 938.1143 | 4299.2098 | 8051.1822 | 50662.1002 | 1.0352 | 0.11547 | 12.6186 | 5.1679 | 7.4506 | 0.31663 | 0.46967 | 36544.0586 | 16328.8942 | 341785.5512 | 13 | 391 | 4.5849 | 14.526 | GT | GT
Mariposa3 | CIPV | CA_CISO | CA | Thermal | CombustionTurbine Gas | 49.9 | 25.948 | NG_Cal_PG&E LT | 2012-10-01 | 2050-12-31 | 139.9374 | -1.3959 | 3.0424 | 46.8687 | 46.2374 | 114888.5483 | 0 | 0 | 0.26283 | 17.2176 | 16.0772 | -1.1403 | 8592 | 578 | 3402 | 0 | 0 | 0.0517 | 9.1676 | 0 | 96.4265 | 7.3105 | 2.4254 | -25.9966 | 1848.1874 | 67.494 | 1.1376 | 0 | 114888.5483 | 0 | 0.34128 | 45.5036 | 66549.0843 | 0 | 0 | 7298.1717 | 68.2629 | 746.1051 | 47.904 | 1125.7441 | 49454.8761 | 0.15866 | 0.00010078 | 4.7626 | 4.7626 | 4.7626 | 0.021131 | 0.14875 | 873.5372 | 6431.4342 | 386604.2762 | 5 | 391 | 2.8536 | 16.4711 | GT LM6000 PC Sprint | GT LM
North Loop 4 GT | TEPC | SW_TEPC | AZ | Thermal | CombustionTurbine Gas | 21 | 14.3 | NG_AZ_North-South | 2001-06-01 | 2046-12-31 | 89.7685 | -32.5415 | -7.0302 | 19.479 | 19.8005 | 35077.1307 | 0 | 0 | 0.19068 | 3.7364 | 3.1488 | -0.58756 | 8592 | 579 | 3528 | 0 | 0 | 0.015785 | 3.4287 | 0 | 47.4709 | -32.1361 | -7.0836 | -24.7835 | 1952.7635 | 67.5069 | 0.63938 | 0 | 35077.1307 | 0 | 0.19181 | 25.5752 | 37403.7457 | 0 | 0 | 0 | 249.4 | 108.4662 | 8490.6335 | 3406.6031 | 24741.7055 | 1.0826 | 0.065843 | 12.0843 | 5.1679 | 6.9163 | 0.17598 | 0.060823 | 53743.4131 | 23933.6178 | 321352.4924 | 645 | 390 | 1.1709 | 3.5479 | GT Aero | GT Aero
Sca 1 GT | BANC | CA_BANC | CA | Thermal | CombustionTurbine Gas | 132.8 | 53.12 | NG_Cal_PG&E LT | 2001-06-01 | 2051-12-31 | 114.4161 | -14.1308 | 6.5412 | 120.1302 | 123.4556 | 269949.903 | 0 | 0 | 0.23205 | 44.6988 | 30.8866 | -13.8121 | 8592 | 745 | 3765 | 0 | 0 | 0.12148 | 23.7994 | 0 | 98.3766 | 6.6246 | 5.0614 | -12.0691 | 872.0525 | 41.4593 | 2.9506 | 0 | 269949.903 | 0 | 0.88517 | 118.0228 | 172608.3944 | 0 | 0 | 18929.2719 | 3008.4492 | 66944.6589 | 40272.5799 | 37429.6855 | 152339.8543 | 0.3521 | 0.050745 | 0.86998 | 0.031824 | 0.83815 | 1.4028 | 23.8478 | 1148.7672 | 603.8476 | 192982.2254 | 2120 | 390 | 14.072 | 31.0814 | GT LM6000 Sprint | GT LM
Lambie Energy Center Unit 1 GT | CIPB | CA_CISO | CA | Thermal | CombustionTurbine Gas | 46 | 21.0833 | NG_Cal_PG&E LT | 2003-01-06 | 2050-12-31 | 139.6117 | -3.4347 | 2.2398 | 42.6414 | 43.4233 | 111409.7196 | 0 | 0 | 0.27648 | 17.758 | 15.5541 | -2.2039 | 8592 | 578 | 3254 | 0 | 0 | 0.050134 | 9.5054 | 0 | 95.8569 | 7.2644 | 1.9019 | -25.9883 | 1652.7418 | 61.529 | 1.1783 | 0 | 111409.7196 | 0 | 0.3535 | 47.1329 | 68931.9064 | 0 | 0 | 7559.4861 | 24.9167 | 773.6379 | 23.9207 | 1183.5538 | 33806.5652 | 0.15866 | 0.00010078 | 4.7626 | 4.7626 | 4.7626 | 0.0085365 | 0.18274 | 360.6536 | 4787.3947 | 371569.2142 | 8 | 389 | 3.4359 | 15.9308 | GT LM6000PC | GT LM
Burdett 368S GT | AESO | AB_AESO | AB | Thermal | CombustionTurbine Gas | 15.5 | 6.98 | NG_Alberta_NOVA | 2001-08-01 | 2050-12-31 | 157.1944 | 33.8813 | -2.845 | 14.655 | 14.2212 | 25730.0005 | 0 | 0 | 0.1895 | 4.4526 | 4.0446 | -0.40802 | 8592 | 579 | 2736 | 0 | 0 | 0.011578 | 1.9371 | 0 | 91.5436 | 9.1625 | -4.3095 | -24.5972 | 783.0586 | 72.8388 | 0.44531 | 0 | 25730.0005 | 0 | 0.13359 | 17.8125 | 26050.7555 | 0 | 0 | 2055.9778 | 66.4924 | 218.7076 | 5264.3158 | 6349.0082 | 5064.6754 | 1.8659 | 0.0078726 | 35.0857 | 35.06 | 35.06 | 0.053549 | 0.1467 | 311532.6708 | 424618.1039 | 593586.8004 | 0 | 388 | 0.6084 | 5.3744 | GT | GT
Hanford Peaker Plant 1 GT | CIPV | CA_CISO | CA | Thermal | CombustionTurbine Gas | 48.7 | 23.8531 | NG_Cal_PG&E LT | 2001-08-27 | 2050-12-31 | 157.5717 | 15.3995 | 5.1992 | 45.4192 | 43.3113 | 100687.451 | 0 | 0 | 0.23602 | 15.8581 | 15.8655 | 0.0074117 | 8592 | 747 | 3177 | 0 | 0 | 0.045309 | 8.4054 | 0 | 92.2333 | 3.6587 | 1.884 | -26.6387 | 2222.5442 | 90.0231 | 1.0492 | 0 | 100687.451 | 0 | 0.31475 | 41.9671 | 61376.8177 | 0 | 0 | 6730.9501 | 24.8469 | 1964.3548 | 24.8469 | 1557.1524 | 52450.4376 | 0.15866 | 0.00010078 | 4.7626 | 4.7626 | 4.7626 | 0.0083635 | 0.2111 | 0.018946 | 6315.7866 | 82923.9037 | 14 | 388 | 2.751 | 15.9547 | GT LM6000 | GT LM
Praxair 1 OT | LDWP | CA_LDWP | CA | Thermal | Steam-Gas | 21 | 12.5 | NG_Cal_SoCalGas | 1988-12-01 | 2050-12-31 | 123.6585 | -1.0009 | -2.2967 | 20.0555 | 19.9222 | 62228.6775 | 0 | 0 | 0.33827 | 7.6821 | 7.6951 | 0.013036 | 8472 | 417 | 3829 | 0 | 0 | 0.13068 | 3.8039 | 0 | 88.5015 | 4.2177 | -2.4068 | -11.7519 | 1990.679 | 68.4694 | 0.54453 | 0 | 62228.6775 | 0 | 0.16336 | 21.7813 | 31855.1664 | 0 | 0 | 3493.4287 | 0 | 0 | 719.6247 | 3324.1556 | 3713.5388 | 0.51018 | 0.0002031 | 10.9758 | 5.1679 | 5.9579 | 0 | 0 | 7202.6262 | 34240.8309 | 31792.9813 | 17 | 388 | 1.0418 | 7.7683 | CC LM2500 | CC LM2500
Haynes Ct600 12 GT | LDWP | CA_LDWP | CA | Thermal | CombustionTurbine Gas | 99.2 | 50.5726 | NG_Cal_SoCalGas | 2013-06-12 | 2050-12-31 | 113.3614 | -3.1565 | -5.9562 | 92.5171 | 91.9735 | 314102.1598 | 0 | 0 | 0.36146 | 41.6701 | 35.6071 | -6.063 | 8592 | 610 | 4416 | 0 | 0 | 0.14135 | 20.9504 | 0 | 86.6542 | 4.1678 | -4.2041 | -11.5293 | 1935.125 | 66.5242 | 2.9908 | 0 | 314102.1598 | 0 | 0.89725 | 119.6329 | 174963.1633 | 0 | 0 | 19187.5091 | 0 | 43.7647 | 1463.5587 | 23041.7352 | 58225.6397 | 0.51018 | 0.0002031 | 10.9758 | 5.1679 | 5.9579 | 0 | 0.02502 | 7867.1039 | 308101.8088 | 388674.7564 | 2104 | 387 | 8.6235 | 36.3117 | GT LMS100 | GT LMS
High River 1 Hrv1 1 GT | AESO | AB_AESO | AB | Thermal | CombustionTurbine Gas | 10 | 4.8 | NG_Alberta_NOVA | 2022-11-01 | 2054-12-31 | 159.7442 | 36.3036 | -2.9089 | 9.34 | 9.3819 | 14192 | 0 | 0 | 0.16201 | 2.6503 | 2.2671 | -0.38317 | 8424 | 563 | 2362 | 0 | 0 | 0.01471 | 1.1433 | 0 | 96.35 | 10.8496 | -1.1901 | -24.9972 | 762.7495 | 69.1367 | 0.26275 | 0 | 14192 | 0 | 0.078824 | 10.5099 | 15370.7063 | 0 | 0 | 1213.087 | 0 | 0 | 3219.4205 | 3892.5258 | 2189.4639 | 1.8659 | 0.0078726 | 35.0857 | 35.06 | 35.06 | 0 | 0 | 196963.8525 | 307194.2748 | 311384.5481 | 0 | 387 | 0.42432 | 3.0826 | GT | GT
Riverview Energy Center Gp Antioch 1 GT | CIPB | CA_CISO | CA | Thermal | CombustionTurbine Gas | 46 | 19.1667 | NG_Cal_PG&E LT | 2003-05-02 | 2050-12-31 | 137.2137 | -5.7508 | 1.9609 | 42.8653 | 43.1567 | 92484.9123 | 0 | 0 | 0.22951 | 15.2532 | 12.6902 | -2.563 | 8592 | 574 | 3011 | 0 | 0 | 0.041618 | 8.114 | 0 | 95.5184 | 6.6989 | 2.129 | -26.0485 | 1572.0295 | 59.2418 | 1.007 | 0 | 92484.9123 | 0 | 0.30211 | 40.2817 | 58911.939 | 0 | 0 | 6460.6364 | 53.6667 | 2175.7443 | 26.8333 | 1018.4627 | 44143.9634 | 0.15866 | 0.00010078 | 4.7626 | 4.7626 | 4.7626 | 0.018732 | 0.34701 | 0.037183 | 12834.9772 | 521024.6507 | 9 | 387 | 3.1903 | 13.2241 | GT LM6000 | GT LM
Almond Power Plant 2 CT | TIDC | CA_TIDC | CA | Thermal | CombustionTurbine Gas | 54 | 20.7692 | NG_Cal_PG&E LT | 2012-07-13 | 2050-12-31 | 133.5228 | 8.4855 | 3.8541 | 49.9416 | 51.154 | 188329.8753 | 0 | 0 | 0.39813 | 28.3748 | 25.1463 | -3.2285 | 8592 | 577 | 4974 | 0 | 0 | 0.084748 | 15.3353 | 0 | 105.5773 | 15.2738 | 3.613 | -11.9346 | 1862.9141 | 65.1257 | 1.9015 | 0 | 188329.8753 | 0 | 0.57044 | 76.0591 | 111236.4856 | 0 | 0 | 12198.8603 | 7087.4922 | 16134.7705 | 12386.1388 | 1435.7689 | 50467.5936 | 68.9916 | 47.7983 | 72.6541 | 0.031824 | 64.5133 | 151635.9988 | 315865.4294 | 329212.9062 | 442.8535 | 1394112.8645 | 3295 | 386 | 4.0518 | 27.3376 | GT LM6000PG Sprint | GT LM
Valley Gt 5 GT | LDWP | CA_LDWP | CA | Thermal | CombustionTurbine Gas | 44 | 33.4783 | NG_Cal_SoCalGas | 2001-08-17 | 2050-12-31 | 121.5205 | -5.9053 | -4.2609 | 40.796 | 41.4746 | 121649.0063 | 0 | 0 | 0.31561 | 16.894 | 14.7828 | -2.1111 | 8592 | 582 | 3409 | 0 | 0 | 0.054742 | 8.4627 | 0 | 87.5167 | 4.0215 | -3.1953 | -11.3109 | 1990.6381 | 68.3693 | 1.2102 | 0 | 121649.0063 | 0 | 0.36305 | 48.4072 | 70795.5315 | 0 | 0 | 7763.8623 | 76.5218 | 0 | 2142.0155 | 5568.9824 | 13826.3869 | 0.51018 | 0.0002031 | 10.9758 | 5.1679 | 5.9579 | 0.043264 | 0 | 9704.7939 | 85214.3044 | 158642.9703 | 989 | 386 | 3.5054 | 15.0364 | GT LM | GT LM
Airport IP IC | PSCO | RM_PSCO | CO | Thermal | ICE | 10 | 1 | Oil_DistillateFuel_2 | 2001-12-01 | 2050-12-31 | 587.2384 | 354.1767 | 19.3862 | 9.7216 | 9.7875 | 7074 | 0 | 0 | 0.080753 | 2.462 | 4.1541 | 1.6921 | 8592 | 220 | 2105 | 0 | 0 | 0 | 2.426 | 0 | 138.6715 | 48.6406 | 3.3404 | -25.0355 | 2508.3872 | 210.4242 | 0.092379 | 0 | 7074 | 0 | 0.26744 | 8.1587 | 7219.384 | 0 | 0 | 0 | 200 | 1552 | 8 | 16 | 13951.9999 | 0.42135 | 0.055066 | 119.3454 | 43.2396 | 76.1058 | 0.13267 | 0.97858 | 760.3795 | 4000 | 2908504.5945 | 0 | 385 | 0.0022715 | 7.0674 | IC | IC
Haynes Ct600 16 GT | LDWP | CA_LDWP | CA | Thermal | CombustionTurbine Gas | 99.2 | 50.5726 | NG_Cal_SoCalGas | 2013-06-12 | 2050-12-31 | 115.2633 | -2.485 | -5.766 | 92.0536 | 92.4936 | 344882.0873 | 0 | 0 | 0.39688 | 45.6413 | 39.7523 | -5.889 | 8592 | 615 | 4836 | 0 | 0 | 0.1552 | 22.982 | 0 | 86.6496 | 4.1589 | -4.1999 | -11.5293 | 1935.6488 | 66.489 | 3.2914 | 0 | 344882.0873 | 0 | 0.98741 | 131.6548 | 192545.0914 | 0 | 0 | 21115.649 | 0 | 4.0972 | 2418.9664 | 25826.5064 | 55500.7105 | 0.51018 | 0.0002031 | 10.9758 | 5.1679 | 5.9579 | 0 | 0.0023423 | 3336.0772 | 337101.6893 | 322845.4573 | 72 | 385 | 9.1842 | 40.4156 | GT LMS100 | GT LMS
Mariposa4 | CIPV | CA_CISO | CA | Thermal | CombustionTurbine Gas | 49.9 | 25.948 | NG_Cal_PG&E LT | 2012-10-01 | 2050-12-31 | 142.363 | -1.7758 | 3.1036 | 46.4412 | 46.8157 | 115579.7913 | 0 | 0 | 0.26441 | 17.5336 | 16.4543 | -1.0793 | 8592 | 580 | 3344 | 0 | 0 | 0.052011 | 9.3523 | 0 | 96.4302 | 7.3086 | 2.431 | -25.9966 | 1844.4374 | 67.4726 | 1.1596 | 0 | 115579.7913 | 0 | 0.34789 | 46.3856 | 67838.9413 | 0 | 0 | 7439.6251 | 47.904 | 819.5824 | 47.904 | 1052.9998 | 46286.7783 | 0.15866 | 0.00010078 | 4.7626 | 4.7626 | 4.7626 | 0.01658 | 0.16104 | 443.0046 | 12218.0918 | 375712.5684 | 6 | 385 | 2.9901 | 16.8427 | GT LM6000 PC Sprint | GT LM
Gwf Henrietta Peaker Plant Unit 2 GT | CIPV | CA_CISO | CA | Thermal | CombustionTurbine Gas | 47.8 | 28.68 | NG_Cal_PG&E LT | 2002-07-01 | 2050-12-31 | 157.3757 | 10.9206 | 2.624 | 44.2262 | 45.1357 | 89528.8738 | 0 | 0 | 0.21381 | 14.3148 | 14.0897 | -0.2251 | 8592 | 586 | 2647 | 0 | 0 | 0.040288 | 7.5678 | 0 | 89.8738 | 2.8996 | 0.28364 | -25.5572 | 2161.6052 | 87.3139 | 0.94316 | 0 | 89528.8738 | 0 | 0.28295 | 37.7266 | 55175.1424 | 0 | 0 | 6050.837 | -2.4438e-06 | 1296.627 | 0 | 1686.1847 | 35311.5513 | 0.15866 | 0.00010078 | 4.7626 | 4.7626 | 4.7626 | -1.7766e-10 | 0.1377 | 0 | 20557.6167 | 64840.8736 | 15 | 384 | 2.627 | 14.1751 | GT LM6000 | GT LM
Carlsbad 2 CT | CISD | CA_CISO | CA | Thermal | CombustionTurbine Gas | 105.5 | 52.75 | NG_Cal_SDG&E | 2018-11-20 | 2050-12-31 | 112.7046 | -12.5907 | -7.1041 | 97.6738 | 99.2119 | 250622.0875 | 0 | 0 | 0.27118 | 33.5682 | 28.2463 | -5.3219 | 8400 | 597 | 3639 | 0 | 0 | 0.11278 | 16.6746 | 0 | 67.8717 | -13.2582 | -5.5607 | -25.9354 | 1941.7573 | 69.9517 | 2.3894 | 0 | 250622.0804 | 0 | 0.71681 | 95.575 | 139778.3757 | 0 | 0 | 15328.9349 | 0 | 0 | 0 | 862.4572 | 59349.007 | 0.15866 | 0.00010078 | 4.7626 | 4.7626 | 4.7626 | 0 | 0 | 0 | 2609.732 | 229887.5702 | 19 | 383 | 8.296 | 28.4788 | GT LMS100 PA | GT LMS
Glen Arm Unit 4-1 GT | CISC | CA_CISO | CA | Thermal | CombustionTurbine Gas | 42.42 | 17.3536 | NG_Cal_SoCalGas | 2004-01-08 | 2050-12-31 | 118.9328 | -6.1408 | -3.6673 | 39.8266 | 39.3415 | 110406.9978 | 0 | 0 | 0.29711 | 15.4969 | 13.131 | -2.3659 | 8592 | 577 | 3857 | 0 | 0 | 0.049683 | 7.7578 | 0 | 74.1905 | -8.9233 | -3.5768 | -25.5304 | 1990.085 | 71.9735 | 1.1074 | 0 | 110406.9978 | 0 | 0.33221 | 44.2944 | 64780.5031 | 0 | 0 | 7104.2185 | 25.0664 | 50.1327 | 50.1327 | 2105.5751 | 19195.9228 | 0.15866 | 0.00010078 | 4.7626 | 4.7626 | 4.7626 | 0.0089136 | 0.016975 | 465.5702 | 5814.0275 | 41164.4262 | 8 | 383 | 3.6709 | 13.1785 | GT LM6000 | GT LM
CarlsbadEC1-GT2 | CISD | CA_CISO | CA | Thermal | CombustionTurbine Gas | 105.5 | 52.75 | NG_Cal_SDG&E | 2018-11-20 | 2050-12-31 | 111.1394 | -12.5759 | -7.1035 | 97.2219 | 99.5321 | 240717.826 | 0 | 0 | 0.26047 | 32.2646 | 26.7532 | -5.5114 | 8400 | 608 | 3548 | 0 | 0 | 0.10832 | 15.998 | 0 | 67.9 | -13.2536 | -5.537 | -25.9354 | 1943.1931 | 70.0281 | 2.2937 | 0 | 240717.8197 | 0 | 0.68812 | 91.7489 | 134182.7222 | 0 | 0 | 14715.282 | 0 | 0 | 0 | 1255.0557 | 59866.7975 | 0.15866 | 0.00010078 | 4.7626 | 4.7626 | 4.7626 | 0 | 0 | 0 | 4531.6173 | 233668.869 | 21 | 382 | 8.3768 | 26.9914 | GT LMS100 PA | GT LMS
GilroyEnergyPeaking2 | CIPB | CA_CISO | CA | Thermal | CombustionTurbine Gas | 38 | 15.8333 | NG_Cal_PG&E LT | 2002-01-29 | 2050-12-31 | 121.1483 | 7.1128 | 4.1016 | 35.4178 | 35.6302 | 193996.6052 | 0 | 0 | 0.58278 | 25.7618 | 23.5024 | -2.2595 | 8592 | 575 | 5279 | 0 | 0 | 0.087298 | 13.9866 | 0 | 100.1272 | 10.2751 | 3.1615 | -26.2589 | 1904.5201 | 66.8425 | 1.7383 | 0 | 193996.6052 | 0 | 0.5215 | 69.5328 | 101691.7869 | 0 | 0 | 11152.1311 | 44.3333 | 576.3334 | 22.1667 | 94.1726 | 1723.4931 | 0.15866 | 0.00010078 | 4.7626 | 4.7626 | 4.7626 | 0.015475 | 0.20042 | 832.902 | 154.511 | 5710.1915 | 4 | 382 | 4.1491 | 23.5091 | GT LM6000 | GT LM
Lodi Stig Unit 1 GT | CIPV | CA_CISO | CA | Thermal | CombustionTurbine Gas | 49.9 | 39.92 | NG_Cal_PG&E LT | 1996-01-01 | 2050-12-31 | 135.1848 | 0.090053 | 5.4088 | 46.6064 | 46.6091 | 154200.0609 | 0 | 0 | 0.35276 | 22.4955 | 20.8455 | -1.65 | 8592 | 578 | 3498 | 0 | 0 | 0.06939 | 12.0878 | 0 | 98.1227 | 7.4397 | 3.9924 | -26.4794 | 1892.1366 | 68.4497 | 1.5039 | 0 | 154200.0609 | 0 | 0.45116 | 60.1547 | 87976.1992 | 0 | 0 | 9647.9977 | 0 | 0 | 69.86 | 1114.2546 | 9123.5901 | 0.15866 | 0.00010078 | 4.7626 | 4.7626 | 4.7626 | 0 | 0 | 247.6309 | 11422.3386 | 149232.2621 | 5 | 382 | 3.9603 | 21.0064 | GT TM2500 | GT LM2500
Pyramid 1 GT | PNM | SW_PNM | NM | Thermal | CombustionTurbine Gas | 40 | 21.7391 | NG_New Mexico_South | 2003-06-01 | 2051-12-31 | 64.2977 | -38.0011 | -6.4338 | 37.1262 | 35.8278 | 128433.9924 | 0 | 0 | 0.36654 | 7.7933 | 8.258 | 0.46474 | 8592 | 747 | 5401 | 0 | 0 | 0.057795 | 7.1828 | 0 | 44.4715 | -36.3517 | -5.8674 | -28.6463 | 1861.1964 | 65.3347 | 1.3143 | 0 | 128433.9924 | 0 | 0.39429 | 52.5715 | 76885.7957 | 0 | 0 | 0 | 981.8714 | 2501.957 | 229.5652 | 0 | 77477.8648 | 0.89269 | 0.0029891 | 22.2939 | 5.1679 | 17.1082 | 4603.1971 | 15.6867 | 40819.7502 | 0 | 1931775.182 | 865 | 381 | 0.96711 | 10.2352 | GT LM6000 | GT LM
CarlsbadEC1-GT4 | CISD | CA_CISO | CA | Thermal | CombustionTurbine Gas | 105.5 | 52.75 | NG_Cal_SDG&E | 2018-11-19 | 2050-12-31 | 112.0418 | -12.6483 | -7.0676 | 98.6803 | 97.6399 | 247589.5412 | 0 | 0 | 0.2679 | 33.0316 | 27.7404 | -5.2912 | 8400 | 602 | 3604 | 0 | 0 | 0.11142 | 16.3997 | 0 | 67.8736 | -13.256 | -5.561 | -25.9354 | 1941.7247 | 69.9621 | 2.3506 | 0 | 247589.5342 | 0 | 0.70518 | 94.0244 | 137510.6177 | 0 | 0 | 15080.239 | 0 | 0 | 0 | 1015.7714 | 58980.6265 | 0.15866 | 0.00010078 | 4.7626 | 4.7626 | 4.7626 | 0 | 0 | 0 | 14270.512 | 228597.3032 | 23 | 380 | 8.2408 | 27.9833 | GT LMS100 PA | GT LMS
Lordsburg Gt 1 GT | PNM | SW_PNM | NM | Thermal | CombustionTurbine Gas | 40 | 14.8837 | NG_New Mexico_South | 2002-07-01 | 2042-12-01 | 70.7031 | -38.2503 | -6.53 | 37.3754 | 37.3731 | 103657.3868 | 0 | 0 | 0.29583 | 7.0847 | 7.3289 | 0.24421 | 8592 | 575 | 5281 | 0 | 0 | 0.046646 | 6.4905 | 0 | 44.6135 | -36.3396 | -5.7374 | -28.6329 | 1865.0178 | 65.4924 | 1.1842 | 0 | 103657.3868 | 0 | 0.35525 | 47.3673 | 69274.6371 | 0 | 0 | 0 | 1615.8995 | 6096.7104 | 478.3908 | 0 | 98427.2361 | 0.89269 | 0.0029891 | 22.2939 | 5.1679 | 17.1082 | 7568.443 | 27.6833 | 50310.7528 | 0 | 2346015.2074 | 1185 | 380 | 0.88909 | 9.7328 | GT LM6000 | GT LM
Gwf Henrietta Peaker Plant Unit 1 GT | CIPV | CA_CISO | CA | Thermal | CombustionTurbine Gas | 48.3 | 28.98 | NG_Cal_PG&E LT | 2002-07-01 | 2050-12-31 | 158.6229 | 14.8075 | 2.7899 | 45.3377 | 44.8214 | 92659.7596 | 0 | 0 | 0.219 | 14.7771 | 14.698 | -0.079185 | 8592 | 576 | 2687 | 0 | 0 | 0.041697 | 7.8151 | 0 | 89.8732 | 2.899 | 0.28364 | -25.5572 | 2161.6047 | 87.3097 | 0.97667 | 0 | 92659.7596 | 0 | 0.293 | 39.0668 | 57135.1685 | 0 | 0 | 6265.7852 | 0 | 1353.852 | 0 | 1314.3001 | 35751.0679 | 0.15866 | 0.00010078 | 4.7626 | 4.7626 | 4.7626 | 0 | 0.14206 | 0 | 9688.9557 | 76024.1701 | 28 | 379 | 2.5808 | 14.7837 | GT LM6000 | GT LM
Haynes Ct600 15 GT | LDWP | CA_LDWP | CA | Thermal | CombustionTurbine Gas | 99.2 | 50.5726 | NG_Cal_SoCalGas | 2013-06-12 | 2050-12-31 | 113.6064 | -2.5669 | -5.8975 | 92.5364 | 91.8366 | 358810.3825 | 0 | 0 | 0.4129 | 46.3983 | 40.7631 | -5.6352 | 8592 | 614 | 4674 | 0 | 0 | 0.16146 | 23.4125 | 0 | 86.6577 | 4.1616 | -4.1944 | -11.5293 | 1936.3722 | 66.5145 | 3.3448 | 0 | 358810.3825 | 0 | 1.0034 | 133.79 | 195667.9031 | 0 | 0 | 21458.1153 | 43.7647 | 87.5294 | 2316.8971 | 17611.9949 | 38234.5971 | 0.51018 | 0.0002031 | 10.9758 | 5.1679 | 5.9579 | 0.025152 | 0.059494 | 24882.9409 | 181411.5981 | 299383.6026 | 2816 | 378 | 9.169 | 41.2688 | GT LMS100 | GT LMS
Live Oak Limited 1 GT | CIPV | CA_CISO | CA | Thermal | CombustionTurbine Gas | 48 | 21 | NG_Cal_PG&E LT | 1991-03-16 | 2050-12-31 | 136.1443 | -1.9053 | -2.9353 | 44.4019 | 45.4437 | 95513.8084 | 0 | 0 | 0.22715 | 14.0594 | 13.0037 | -1.0557 | 8592 | 578 | 3352 | 0 | 0 | 0.042981 | 7.4329 | 0 | 80.6582 | -3.3524 | -2.68 | -25.2656 | 1991.7472 | 75.8135 | 0.92498 | 0 | 95513.8084 | 0 | 0.27749 | 36.9993 | 54111.4637 | 0 | 0 | 5934.1876 | -1.0729e-06 | 1481.8197 | 0 | 1413.4568 | 63049.84 | 0.15866 | 0.00010078 | 4.7626 | 4.7626 | 4.7626 | -1.0514e-10 | 0.18569 | 0 | 12937.4818 | 131329.6533 | 8 | 378 | 2.8075 | 13.1479 | GT LM5000 | GT LM
Sentinel Unit 2 GT | CISC | CA_CISO | CA | Thermal | CombustionTurbine Gas | 100 | 47.9167 | NG_Cal_SoCalGas | 2013-05-06 | 2050-12-31 | 113.7326 | -7.1767 | -6.7361 | 93.1269 | 92.7428 | 222362.7142 | 0 | 0 | 0.25384 | 30.2023 | 25.2899 | -4.9124 | 8592 | 616 | 3284 | 0 | 0 | 0.10006 | 14.9939 | 0 | 67.3016 | -13.1641 | -6.2249 | -26.2461 | 1958.3708 | 70.6629 | 2.1436 | 0 | 222362.7142 | 0 | 0.64307 | 85.7428 | 125398.7819 | 0 | 0 | 13751.9826 | 0 | 0 | 0 | 1215.4443 | 43654.8685 | 0.15866 | 0.00010078 | 4.7626 | 4.7626 | 4.7626 | 0 | 0 | 0 | 5000.7444 | 110747.3021 | 19 | 378 | 7.6576 | 25.4056 | GT LMS100 | GT LMS
CarlsbadEC1-GT3 | CISD | CA_CISO | CA | Thermal | CombustionTurbine Gas | 105.5 | 52.75 | NG_Cal_SDG&E | 2018-11-19 | 2050-12-31 | 115.6071 | -12.6164 | -7.0006 | 97.037 | 100.027 | 208805.6815 | 0 | 0 | 0.22594 | 28.9881 | 24.1394 | -4.8487 | 8400 | 600 | 3177 | 0 | 0 | 0.093963 | 14.3049 | 0 | 67.8964 | -13.3109 | -5.4832 | -25.9258 | 1943.6471 | 70.0028 | 2.0522 | 0 | 208805.6767 | 0 | 0.61566 | 82.0882 | 120053.9748 | 0 | 0 | 13165.8387 | 0 | 0 | 0 | 1565.4416 | 57117.0796 | 0.15866 | 0.00010078 | 4.7626 | 4.7626 | 4.7626 | 0 | 0 | 0 | 12274.9177 | 256762.9835 | 18 | 377 | 7.775 | 24.4084 | GT LMS100 PA | GT LMS
Haynes Ct600 14 GT | LDWP | CA_LDWP | CA | Thermal | CombustionTurbine Gas | 99.2 | 50.5726 | NG_Cal_SoCalGas | 2013-06-19 | 2050-12-31 | 113.1113 | -0.69466 | -5.5516 | 92.4978 | 91.9461 | 374248.8479 | 0 | 0 | 0.43067 | 47.5461 | 42.3318 | -5.2143 | 8592 | 612 | 4986 | 0 | 0 | 0.16841 | 23.9783 | 0 | 86.6449 | 4.1622 | -4.2079 | -11.5293 | 1935.6591 | 66.4965 | 3.4346 | 0 | 374248.8479 | 0 | 1.0304 | 137.383 | 200922.6613 | 0 | 0 | 22034.3839 | 6.0868 | 42.5406 | 1608.0937 | 25009.9413 | 48623.4718 | 0.51018 | 0.0002031 | 10.9758 | 5.1679 | 5.9579 | 0.0034859 | 0.02432 | 5773.4695 | 215230.8457 | 176838.5631 | 68 | 377 | 9.4344 | 42.7296 | GT LMS100 | GT LMS
Rio Bravo 1 GT | PNM | SW_PNM | NM | Thermal | CombustionTurbine Gas | 132 | 71.3514 | NG_New Mexico_North | 2000-04-01 | 2040-12-01 | 81.5434 | -31.6539 | -2.1098 | 128.2734 | 128.6126 | 456478.7015 | 0 | 0 | 0.39477 | 32.8977 | 37.2228 | 4.3251 | 8592 | 238 | 4899 | 0 | 0 | 0.25563 | 28.8997 | 0 | 49.0612 | -34.0028 | -3.6266 | -25.408 | 1938.5233 | 73.8552 | 5.3823 | 0 | 456478.7015 | 0 | 1.6147 | 215.2909 | 314862.9987 | 0 | 0 | 0 | 2807.5064 | 32162.854 | 573.52 | 0 | 173949.257 | 0.89269 | 0.0029891 | 22.2939 | 5.1679 | 17.1082 | 6974.3302 | 869.8291 | 75828.1381 | 0 | 3797285.0307 | 1899 | 377 | 5.0713 | 41.1038 | GT 7F | GT F
Sentinel Unit 6 1 GT | CISC | CA_CISO | CA | Thermal | CombustionTurbine Gas | 100 | 47.9167 | NG_Cal_SoCalGas | 2013-05-06 | 2050-12-31 | 119.0653 | -10.9828 | -7.3864 | 92.3287 | 93.8742 | 199765.0664 | 0 | 0 | 0.22804 | 27.8355 | 23.7851 | -4.0504 | 8592 | 616 | 3083 | 0 | 0 | 0.089894 | 13.7739 | 0 | 67.2975 | -13.1681 | -6.2249 | -26.2461 | 1958.3708 | 70.6389 | 1.968 | 0 | 199765.0664 | 0 | 0.59041 | 78.7208 | 115129.1796 | 0 | 0 | 12625.7564 | 0 | 0 | 52.0833 | 1015.533 | 47848.6039 | 0.15866 | 0.00010078 | 4.7626 | 4.7626 | 4.7626 | 0 | 0 | 1207.5593 | 7513.6292 | 177563.631 | 14 | 377 | 7.056 | 23.9714 | GT LMS100 | GT LMS
Pyramid 3 GT | PNM | SW_PNM | NM | Thermal | CombustionTurbine Gas | 40 | 21.7391 | NG_New Mexico_South | 2003-06-01 | 2051-12-31 | 65.2818 | -38.1982 | -6.6604 | 37.2741 | 35.6181 | 124689.6417 | 0 | 0 | 0.35585 | 7.4171 | 8.14 | 0.72286 | 8592 | 747 | 5363 | 0 | 0 | 0.05611 | 6.8159 | 0 | 44.4751 | -36.3505 | -5.865 | -28.6463 | 1861.2958 | 65.343 | 1.247 | 0 | 124689.6417 | 0 | 0.3741 | 49.8797 | 72948.9974 | 0 | 0 | 0 | 581.0597 | 1568.3858 | 218.4095 | 0 | 79458.1402 | 0.89269 | 0.0029891 | 22.2939 | 5.1679 | 17.1082 | 3095.3341 | 1.2081 | 30237.544 | 0 | 1985951.366 | 665 | 376 | 0.86355 | 10.1593 | GT LM6000 | GT LM
Almond Power Plant 3 CT | TIDC | CA_TIDC | CA | Thermal | CombustionTurbine Gas | 54 | 20.7692 | NG_Cal_PG&E LT | 2012-07-13 | 2050-12-31 | 136.8758 | 5.4353 | 3.4703 | 50.3306 | 50.5579 | 164899.5277 | 0 | 0 | 0.3486 | 25.8075 | 22.5708 | -3.2367 | 8592 | 580 | 4950 | 0 | 0 | 0.074205 | 13.9145 | 0 | 105.5769 | 15.2738 | 3.6125 | -11.9346 | 1862.2863 | 65.1089 | 1.7282 | 0 | 164899.5227 | 0 | 0.51846 | 69.128 | 101099.6498 | 0 | 0 | 11087.194 | 1774.9138 | 1407.2624 | 6033.2394 | 1337.8032 | 57930.8983 | 68.9916 | 47.7983 | 72.6541 | 0.031824 | 64.5133 | 91263.8178 | 30557.1762 | 210740.2252 | 469.7421 | 2401848.0798 | 1146 | 375 | 4.0623 | 25.3056 | GT LM6000PG Sprint | GT LM
Mariposa Energy 1 GT | CIPV | CA_CISO | CA | Thermal | CombustionTurbine Gas | 49.9 | 25.948 | NG_Cal_PG&E LT | 2012-10-01 | 2050-12-31 | 142.5657 | -1.9066 | 3.0046 | 46.6549 | 46.499 | 116615.1849 | 0 | 0 | 0.26678 | 17.604 | 16.6253 | -0.97872 | 8616 | 581 | 3422 | 0 | 0 | 0.052477 | 9.3958 | 0 | 96.4268 | 7.3084 | 2.4278 | -25.9966 | 1844.4536 | 67.4665 | 1.1665 | 0 | 116615.1849 | 0 | 0.34994 | 46.6581 | 68237.5291 | 0 | 0 | 7483.3366 | 47.904 | 934.128 | 47.904 | 1278.5439 | 49294.783 | 0.15866 | 0.00010078 | 4.7626 | 4.7626 | 4.7626 | 0.016721 | 0.17948 | 788.4065 | 11955.1644 | 368882.1651 | 7 | 375 | 2.9077 | 17.0069 | GT LM6000 PC Sprint | GT LM
Sentinel Unit 7 1 GT | CISC | CA_CISO | CA | Thermal | CombustionTurbine Gas | 100 | 47.9167 | NG_Cal_SoCalGas | 2013-05-06 | 2050-12-31 | 117.3036 | -11.4558 | -7.4967 | 92.2118 | 94.1501 | 214094.6528 | 0 | 0 | 0.2444 | 29.7668 | 25.1141 | -4.6527 | 8592 | 612 | 3190 | 0 | 0 | 0.096343 | 14.7802 | 0 | 67.2983 | -13.1673 | -6.2249 | -26.2461 | 1958.3708 | 70.6422 | 2.1114 | 0 | 214094.6528 | 0 | 0.63343 | 84.4567 | 123517.9232 | 0 | 0 | 13545.7163 | 0 | 0 | 0 | 1056.9307 | 43605.7606 | 0.15866 | 0.00010078 | 4.7626 | 4.7626 | 4.7626 | 0 | 0 | 0 | 5173.6132 | 140960.998 | 21 | 375 | 7.5373 | 25.2602 | GT LMS100 | GT LMS
Enchanted Rock Lodi GT | CIPV | CA_CISO | CA | Thermal | CombustionTurbine Gas | 48 | 22.4681 | NG_Cal_PG&E LT | 2023-07-31 | 2054-12-31 | 141.9322 | -3.201 | 8.2078 | 45.2897 | 44.3444 | 122625.0849 | 0 | 0 | 0.29163 | 19.715 | 17.4045 | -2.3105 | 8424 | 566 | 3390 | 0 | 0 | 0.1271 | 10.1951 | 0 | 98.1419 | 5.7599 | 5.6915 | -26.5122 | 1870.8927 | 67.0638 | 1.2643 | 0 | 122625.0849 | 0 | 0.3793 | 50.5732 | 73963.2888 | 0 | 0 | 8111.258 | 0 | 0 | 0 | 386.1992 | 11049.8567 | 0.15866 | 0.00010078 | 4.7626 | 4.7626 | 4.7626 | 0 | 0 | 0 | 3382.656 | 408347.9286 | 10 | 374 | 3.9337 | 17.8162 | GT | GT
Mariposa2 | CIPV | CA_CISO | CA | Thermal | CombustionTurbine Gas | 49.9 | 25.948 | NG_Cal_PG&E LT | 2012-10-01 | 2050-12-31 | 143.3676 | -2.6401 | 2.9513 | 46.0914 | 47.2838 | 107637.3131 | 0 | 0 | 0.24624 | 16.4934 | 15.4317 | -1.0617 | 8592 | 582 | 3204 | 0 | 0 | 0.048437 | 8.7778 | 0 | 96.4328 | 7.3093 | 2.4329 | -25.9966 | 1844.3572 | 67.4732 | 1.0908 | 0 | 107637.3131 | 0 | 0.32723 | 43.6312 | 63810.57 | 0 | 0 | 6997.8498 | 23.952 | 598.8 | 71.856 | 1149.6961 | 47475.9026 | 0.15866 | 0.00010078 | 4.7626 | 4.7626 | 4.7626 | 0.0085173 | 0.11944 | 856.0693 | 19584.2201 | 382017.0536 | 4 | 374 | 2.7827 | 15.8342 | GT LM6000 PC Sprint | GT LM
Pyramid 4 GT | PNM | SW_PNM | NM | Thermal | CombustionTurbine Gas | 40.6 | 22.0652 | NG_New Mexico_South | 2003-06-01 | 2051-12-31 | 65.132 | -36.9289 | -6.3834 | 37.8016 | 38.0905 | 126959.9986 | 0 | 0 | 0.35697 | 7.6518 | 8.2692 | 0.61738 | 8592 | 578 | 5404 | 0 | 0 | 0.057132 | 7.0441 | 0 | 44.4751 | -36.3505 | -5.865 | -28.6463 | 1861.2958 | 65.343 | 1.2866 | 0 | 126959.9986 | 0 | 0.38598 | 51.4638 | 75265.8144 | 0 | 0 | 0 | 626.3187 | 1431.4962 | 283.8469 | 0 | 80711.1939 | 0.89269 | 0.0029891 | 22.2939 | 5.1679 | 17.1082 | 2234.5121 | 1.1016 | 46572.2596 | 0 | 2037812.6152 | 626 | 374 | 0.85922 | 10.3558 | GT LM6000 | GT LM
CityCenter Central Plant Cogen B GT | NEVP | SW_NVE | NV | Thermal | CombustionTurbine Gas | 4 | 1.92 | NG_Nevada_South | 2009-12-31 | 2054-12-31 | 99.1606 | -33.6125 | -8.7879 | 3.7196 | 3.7671 | 7201.1246 | 0 | 0 | 0.20551 | 0.82441 | 0.71407 | -0.11034 | 8424 | 571 | 2518 | 0 | 0 | 0.0074642 | 0.70973 | 0 | 46.6875 | -32.6427 | -7.3604 | -25.2641 | 1907.9564 | 66.2202 | 0.1372 | 0 | 7201.1246 | 0 | 0.041161 | 5.4881 | 8026.4059 | 0 | 0 | 0 | 0 | 0 | 97.1652 | 8 | 1094.5059 | 0.19614 | 0.00021973 | 4.6327 | 0.031824 | 4.6009 | 0 | 0 | 244.8659 | 60.2669 | 11047.5655 | 1 | 373 | 0.25883 | 0.72542 | GT | GT
Lordsburg Gt 2 GT | PNM | SW_PNM | NM | Thermal | CombustionTurbine Gas | 40 | 13.0233 | NG_New Mexico_South | 2002-07-01 | 2042-12-01 | 70.6764 | -37.979 | -6.5228 | 37.5389 | 37.1302 | 102368.1376 | 0 | 0 | 0.29215 | 7.076 | 7.235 | 0.15901 | 8592 | 576 | 5487 | 0 | 0 | 0.046066 | 6.4938 | 0 | 44.6133 | -36.3398 | -5.7374 | -28.6329 | 1865.0178 | 65.4913 | 1.1848 | 0 | 102368.1376 | 0 | 0.35544 | 47.3916 | 69310.2672 | 0 | 0 | 0 | 2477.9713 | 7256.7712 | 375.0212 | 0 | 105077.6729 | 0.89269 | 0.0029891 | 22.2939 | 5.1679 | 17.1082 | 11426.8697 | 5.2994 | 55455.7868 | 0 | 2490214.2191 | 1348 | 373 | 0.80596 | 9.7921 | GT LM6000 | GT LM
Haynes Ct600 13 GT | LDWP | CA_LDWP | CA | Thermal | CombustionTurbine Gas | 99.2 | 50.5726 | NG_Cal_SoCalGas | 2013-06-12 | 2050-12-31 | 113.4338 | -0.76256 | -5.6177 | 93.0966 | 91.0702 | 368026.4313 | 0 | 0 | 0.42351 | 47.0143 | 41.7466 | -5.2677 | 8592 | 613 | 5016 | 0 | 0 | 0.16561 | 23.7336 | 0 | 86.6427 | 4.1617 | -4.2095 | -11.5293 | 1935.954 | 66.5023 | 3.3931 | 0 | 368026.4313 | 0 | 1.0179 | 135.7238 | 198496.125 | 0 | 0 | 21768.2753 | 3.9339e-06 | 48.6274 | 1152.3871 | 24572.0336 | 58769.8529 | 0.51018 | 0.0002031 | 10.9758 | 5.1679 | 5.9579 | 2.2529e-09 | 0.0278 | 3101.3733 | 274048.0093 | 245433.0221 | 73 | 372 | 9.1201 | 42.2692 | GT LMS100 | GT LMS
King City Energy Center Unit 1 GT | CIPV | CA_CISO | CA | Thermal | CombustionTurbine Gas | 44.5 | 17.8 | NG_Cal_PG&E LT | 2002-01-14 | 2050-12-31 | 146.8013 | 0.83444 | -0.3707 | 41.9787 | 40.9636 | 91750.2358 | 0 | 0 | 0.23537 | 14.8219 | 13.4691 | -1.3528 | 8592 | 579 | 3054 | 0 | 0 | 0.041288 | 7.8932 | 0 | 91.1449 | 4.1627 | 0.2916 | -25.4849 | 1921.7344 | 73.6445 | 0.98111 | 0 | 91750.2358 | 0 | 0.29433 | 39.2445 | 57395.0446 | 0 | 0 | 6294.2848 | 26.7 | 4408.0658 | 0 | 1064.482 | 42250.2494 | 0.15866 | 0.00010078 | 4.7626 | 4.7626 | 4.7626 | 0.0094945 | 0.55793 | 0 | 4511.8757 | 98814.3705 | 8 | 372 | 3.0251 | 13.5724 | GT LM6000 | GT LM
Lethbridge Taber Me02 1 GT | AESO | AB_AESO | AB | Thermal | CombustionTurbine Gas | 8 | 4.7 | NG_Alberta_NOVA | 2001-08-01 | 2050-12-31 | 166.2967 | 35.9704 | -2.7333 | 7.3037 | 7.34 | 11310.4004 | 0 | 0 | 0.16139 | 2.1529 | 1.8809 | -0.27198 | 8592 | 746 | 2341 | 0 | 0 | 0.0050897 | 0.93465 | 0 | 92.7583 | 8.9477 | -2.88 | -25.295 | 794.6606 | 72.9566 | 0.21484 | 0 | 11310.4004 | 0 | 0.064453 | 8.5937 | 12568.2591 | 0 | 0 | 991.9122 | 16 | 57.6 | 2799.9942 | 3056.0055 | 1561.5999 | 1.8659 | 0.0078726 | 35.0857 | 35.06 | 35.06 | 0.01328 | 0.038925 | 186167.4003 | 257668.6118 | 217139.6126 | 0 | 372 | 0.2929 | 2.5419 | GT | GT
Sentinel Unit 5-1 GT | CISC | CA_CISO | CA | Thermal | CombustionTurbine Gas | 100 | 50 | NG_Cal_SoCalGas | 2013-05-06 | 2050-12-31 | 113.0433 | -11.1192 | -7.4737 | 93.4385 | 92.4945 | 223588.2426 | 0 | 0 | 0.25524 | 30.9778 | 25.2751 | -5.7026 | 8592 | 609 | 3251 | 0 | 0 | 0.10061 | 15.4144 | 0 | 67.3034 | -13.1622 | -6.2249 | -26.2461 | 1958.3708 | 70.6799 | 2.2021 | 0 | 223588.2426 | 0 | 0.66062 | 88.0824 | 128820.4882 | 0 | 0 | 14127.2271 | 0 | 0 | 50 | 1409.4913 | 43100.3294 | 0.15866 | 0.00010078 | 4.7626 | 4.7626 | 4.7626 | 0 | 0 | 1159.2571 | 7574.4959 | 116573.263 | 25 | 372 | 7.9521 | 25.4004 | GT LMS100 | GT LMS
Almond Power Plant 4 CT | TIDC | CA_TIDC | CA | Thermal | CombustionTurbine Gas | 54 | 20.7692 | NG_Cal_PG&E LT | 2012-07-13 | 2050-12-31 | 132.7038 | 10.1392 | 4.041 | 51.0035 | 49.5894 | 201199.409 | 0 | 0 | 0.42533 | 29.6421 | 26.6999 | -2.9421 | 8592 | 581 | 4983 | 0 | 0 | 0.09054 | 16.0597 | 0 | 105.5758 | 15.2737 | 3.6115 | -11.9346 | 1863.2079 | 65.138 | 1.9899 | 0 | 201199.409 | 0 | 0.59697 | 79.5958 | 116408.8404 | 0 | 0 | 12766.0918 | 2432.5198 | 8634.485 | 9394.0115 | 1194.039 | 15041.3669 | 68.9916 | 47.7983 | 72.6541 | 0.031824 | 64.5133 | 106124.5371 | 642357.4299 | 335497.3375 | 614.0827 | 768933.8114 | 3602 | 371 | 4.0494 | 28.5535 | GT LM6000PG Sprint | GT LM
Malaga Power Aggregate 1 GT | CIPV | CA_CISO | CA | Thermal | CombustionTurbine Gas | 56 | 53.7143 | NG_Cal_PG&E BB | 2005-09-19 | 2050-12-31 | 134.7326 | 12.573 | 8.0378 | 51.7913 | 53.064 | 242648.5545 | 0 | 0 | 0.49464 | 31.2973 | 32.6927 | 1.3954 | 8592 | 576 | 4439 | 0 | 0 | 0.10919 | 15.663 | 0 | 96.2349 | 4.9076 | 4.6368 | -29.275 | 2355.6133 | 95.9563 | 2.3009 | 0 | 242648.5376 | 0 | 0.69028 | 92.0373 | 134604.562 | 0 | 0 | 14761.5435 | 1.3046e-05 | 297.1428 | 32 | 957.7138 | 4776.6214 | 0.15866 | 0.00010078 | 4.7626 | 4.7626 | 4.7626 | 2.0214e-09 | 0.037628 | 352.7465 | 3218.7636 | 4997.8669 | 1 | 371 | 3.5511 | 32.7012 | GT LM6000 Sprint | GT LM
Oroville Cogeneration Lp 1 IC | CIPV | CA_CISO | CA | Thermal | ICE | 6.625 | 4.95 | NG_Cal_PG&E LT | 1989-12-18 | 2050-12-31 | 169.3169 | -3.7493 | 6.447 | 6.4831 | 6.4239 | 9885.8256 | 0 | 0 | 0.17034 | 1.7098 | 1.6738 | -0.03594 | 8592 | 220 | 2953 | 0 | 0 | 0 | 0.93399 | 0 | 100.172 | 9.2869 | 4.1945 | -26.2027 | 1855.7654 | 68.9555 | 0.11564 | 0 | 9885.8251 | 0 | 0.034692 | 4.6256 | 6764.9413 | 0 | 0 | 741.884 | 10.6 | 201.4 | 15.9 | 1530.7021 | 7468.6984 | 0.15866 | 0.00010078 | 4.7626 | 4.7626 | 4.7626 | 0.0035574 | 0.042645 | 52.4229 | 23761.4524 | 74111.9207 | 0 | 371 | 0.25691 | 1.7718 | IC | IC
Panoche Peaker 1 GT | CIPV | CA_CISO | CA | Thermal | CombustionTurbine Gas | 49.97 | 20.57 | NG_Cal_PG&E LT | 2005-06-14 | 2050-12-31 | 151.139 | 8.1383 | -1.2406 | 46.5745 | 46.8124 | 105738.3499 | 0 | 0 | 0.24156 | 16.927 | 15.9812 | -0.94582 | 8592 | 578 | 3189 | 0 | 0 | 0.047582 | 9.0166 | 0 | 88.7552 | 2.8165 | -0.75184 | -43.8403 | 2007.7318 | 81.5583 | 1.122 | 0 | 105738.3499 | 0 | 0.3366 | 44.8797 | 65636.5805 | 0 | 0 | 7198.1012 | 29.982 | 4047.57 | 0 | 681.9806 | 51991.5174 | 0.15866 | 0.00010078 | 4.7626 | 4.7626 | 4.7626 | 0.010092 | 0.50691 | 0 | 10549.5206 | 74968.4 | 16 | 371 | 3.2482 | 16.0667 | GT FT8 TwinPac | GT Aero
Pyramid 2 GT | PNM | SW_PNM | NM | Thermal | CombustionTurbine Gas | 40.6 | 22.0652 | NG_New Mexico_South | 2003-06-01 | 2051-12-31 | 64.9427 | -38.1748 | -6.5989 | 37.8965 | 37.9673 | 126661.8039 | 0 | 0 | 0.35614 | 7.5781 | 8.2258 | 0.64768 | 8592 | 577 | 5387 | 0 | 0 | 0.056998 | 6.9749 | 0 | 44.4715 | -36.3517 | -5.8674 | -28.6463 | 1861.1964 | 65.3347 | 1.2761 | 0 | 126661.8039 | 0 | 0.38282 | 51.0422 | 74649.1472 | 0 | 0 | 0 | 622.0557 | 1446.3373 | 251.5434 | 0 | 81287.0086 | 0.89269 | 0.0029891 | 22.2939 | 5.1679 | 17.1082 | 2908.0584 | 1.1329 | 37468.4152 | 0 | 1997891.1077 | 603 | 371 | 0.86485 | 10.264 | GT LM6000 | GT LM
Sentinel Unit 1 GT | CISC | CA_CISO | CA | Thermal | CombustionTurbine Gas | 100 | 47.9167 | NG_Cal_SoCalGas | 2013-05-06 | 2050-12-31 | 116.2915 | -10.4761 | -7.3046 | 92.2702 | 93.9845 | 206949.7192 | 0 | 0 | 0.23624 | 29.0153 | 24.0665 | -4.9488 | 8592 | 615 | 3114 | 0 | 0 | 0.093127 | 14.4069 | 0 | 67.3016 | -13.164 | -6.2249 | -26.2461 | 1958.3708 | 70.6668 | 2.0559 | 0 | 206949.7192 | 0 | 0.61676 | 82.2342 | 120267.4665 | 0 | 0 | 13189.2514 | 0 | 0 | 52.1962 | 1310.4802 | 45450.2597 | 0.15866 | 0.00010078 | 4.7626 | 4.7626 | 4.7626 | 0 | 0 | 1212.5848 | 3997.8451 | 150804.3936 | 18 | 371 | 7.4687 | 24.2225 | GT LMS100 | GT LMS
Sentinel Unit 8 1 GT | CISC | CA_CISO | CA | Thermal | CombustionTurbine Gas | 100 | 52.0833 | NG_Cal_SoCalGas | 2013-05-06 | 2050-12-31 | 110.8717 | -10.8885 | -7.4184 | 89.1355 | 93.7638 | 243202.5078 | 0 | 0 | 0.27763 | 32.2113 | 26.9643 | -5.247 | 8592 | 784 | 3409 | 0 | 0 | 0.10944 | 16.0586 | 0 | 67.3033 | -13.1624 | -6.2249 | -26.2461 | 1958.3708 | 70.6773 | 2.2926 | 0 | 243202.5078 | 0 | 0.68779 | 91.705 | 134118.5335 | 0 | 0 | 14708.2425 | 0 | 0 | 55.5997 | 1029.6206 | 37154.4145 | 0.15866 | 0.00010078 | 4.7626 | 4.7626 | 4.7626 | 0 | 0 | 1110.9617 | 4423.5892 | 90719.6401 | 15 | 371 | 8.0058 | 27.0605 | GT LMS100 | GT LMS
Walnut Creek Energy Park Unit 3 GT | CISC | CA_CISO | CA | Thermal | CombustionTurbine Gas | 97 | 48.5 | NG_Cal_SoCalGas | 2013-03-21 | 2050-12-31 | 109.2402 | -5.1449 | -4.0327 | 89.6532 | 90.9776 | 324440.3402 | 0 | 0 | 0.38182 | 40.2895 | 35.4419 | -4.8476 | 8592 | 614 | 4479 | 0 | 0 | 0.146 | 20.2751 | 0 | 71.1216 | -11.6039 | -3.9651 | -27.5362 | 1980.6649 | 72.4247 | 2.8936 | 0 | 324440.3402 | 0 | 0.86807 | 115.743 | 169274.1277 | 0 | 0 | 18563.6165 | 48.5 | 0 | 2.861e-06 | 1254.9232 | 35688.2412 | 0.15866 | 0.00010078 | 4.7626 | 4.7626 | 4.7626 | 0.018605 | 0 | 4.9806e-05 | 2006.9202 | 92465.9507 | 15 | 370 | 8.3608 | 35.5364 | GT LMS100 | GT LMS
Arvada 2 GT | WACM | RM_WACM | WY | Thermal | CombustionTurbine Gas | 6 | 2.88 | NG_Colorado_Cheyenne | 2002-09-01 | 2050-12-31 | 158.383 | 50.96 | -8.2037 | 5.6227 | 5.3046 | 23738.1239 | 0 | 0 | 0.45164 | 2.1901 | 3.7597 | 1.5696 | 8592 | 743 | 5442 | 0 | 0 | 0.013293 | 2.0095 | 0 | 101.0032 | 21.0829 | -6.7702 | -122.0352 | 2067.2454 | 141.9266 | 0.43238 | 0 | 23738.1239 | 0 | 0.12971 | 17.2951 | 25294.1111 | 0 | 0 | 0 | 7.4506e-08 | 2.4 | 694.1969 | 3357.9755 | 3825.1047 | 0.075305 | 0.00032051 | 86.4793 | 43.2396 | 43.2397 | 4.8555e-11 | 0.0015617 | 30343.7712 | 212968.8147 | 302818.0782 | 7 | 369 | 0.21403 | 4.3058 | GT | GT
Glenarm_GT5 | CISC | CA_CISO | CA | Thermal | CombinedCycle Gas | 84 | 16.81 | NG_Cal_SoCalGas | 2016-12-20 | 2050-12-31 | 120.7926 | -1.3763 | -3.7702 | 80.5164 | 79.1325 | 152453.4796 | 0 | 0 | 0.20718 | 18.6863 | 18.4153 | -0.27108 | 8592 | 423 | 2747 | 0 | 0 | 0.32015 | 9.0436 | 0 | 73.6428 | -8.9115 | -4.1362 | -25.5304 | 1964.8309 | 71.1326 | 1.2959 | 0 | 152453.4796 | 0 | 0.38878 | 51.8372 | 75811.9577 | 0 | 0 | 8313.9937 | 0 | 0 | 135.12 | 3088.3001 | 53970.9442 | 0.15866 | 0.00010078 | 4.7626 | 4.7626 | 4.7626 | 0 | 0 | 8403.5563 | 25549.8842 | 851514.3276 | 1985 | 369 | 2.7072 | 19.3007 | CC LM6000 PC | CC LM
Haynes Ct600 11 GT | LDWP | CA_LDWP | CA | Thermal | CombustionTurbine Gas | 99.2 | 50.5726 | NG_Cal_SoCalGas | 2013-06-11 | 2050-12-31 | 113.4887 | -1.3455 | -5.6442 | 91.5514 | 93.2327 | 367039.4886 | 0 | 0 | 0.42237 | 46.523 | 41.6549 | -4.8682 | 8592 | 614 | 4964 | 0 | 0 | 0.16517 | 23.4787 | 0 | 86.641 | 4.1622 | -4.2117 | -11.5293 | 1935.0927 | 66.4814 | 3.358 | 0 | 367039.4886 | 0 | 1.0074 | 134.319 | 196441.4815 | 0 | 0 | 21542.9509 | 0 | 48.6274 | 982.1138 | 25068.2791 | 57724.4171 | 0.51018 | 0.0002031 | 10.9758 | 5.1679 | 5.9579 | 0 | 0.0278 | 3036.3708 | 210415.3336 | 247413.3084 | 87 | 369 | 9.1115 | 42.1157 | GT LMS100 | GT LMS
Lethbridge Coaldale Me04 1 GT | AESO | AB_AESO | AB | Thermal | CombustionTurbine Gas | 6 | 2.15 | NG_Alberta_NOVA | 2001-09-01 | 2050-12-31 | 174.9997 | 43.6869 | -4.3408 | 5.6484 | 5.5397 | 7581.5998 | 0 | 0 | 0.14425 | 1.4765 | 1.3268 | -0.14973 | 8592 | 579 | 2098 | 0 | 0 | 0.0034117 | 0.63571 | 0 | 91.2474 | 8.4324 | -3.8756 | -30.6088 | 789.6638 | 72.7661 | 0.14579 | 0 | 7581.5998 | 0 | 0.043738 | 5.8317 | 8528.8513 | 0 | 0 | 673.114 | 3.7253e-07 | 28.8 | 1854.9912 | 2127.0697 | 1024.3393 | 1.8659 | 0.0078726 | 35.0857 | 35.06 | 35.06 | 2.5313e-10 | 0.018441 | 133194.8768 | 206831.7724 | 156018.0255 | 0 | 369 | 0.1946 | 1.8228 | GT | GT
Mcgrath Beach Peaker 1 GT | CISC | CA_CISO | CA | Thermal | CombustionTurbine Gas | 47.2 | 44.3102 | NG_Cal_SoCalGas | 2012-11-01 | 2050-12-31 | 118.6599 | -9.0468 | -2.4861 | 43.6618 | 44.6472 | 135430.6705 | 0 | 0 | 0.32754 | 18.2008 | 16.0702 | -2.1306 | 8592 | 581 | 3007 | 0 | 0 | 0.060944 | 9.1339 | 0 | 78.7443 | -5.4852 | -2.4611 | -26.5799 | 2007.714 | 71.9806 | 1.3056 | 0 | 135430.6705 | 0 | 0.39168 | 52.2242 | 76377.9001 | 0 | 0 | 8376.0583 | 2.8898 | 1216.1272 | 34.6776 | 1051.8862 | 5413.1575 | 0.15866 | 0.00010078 | 4.7626 | 4.7626 | 4.7626 | 0.0009727 | 0.091582 | 335.6767 | 4324.9505 | 7140.7307 | 1 | 369 | 3.8442 | 16.082 | GT LM6000 | GT LM
Saguaro 3 GT | AZPS | SW_AZPS | AZ | Thermal | CombustionTurbine Gas | 76 | 38.481 | NG_AZ_North-South | 2002-07-01 | 2050-12-31 | 70.4049 | -30.6016 | -10.7989 | 69.6223 | 72.1203 | 315803.8076 | 0 | 0 | 0.47435 | 20.9291 | 22.2341 | 1.3051 | 8592 | 616 | 4758 | 0 | 0 | 0.17685 | 18.6292 | 0 | 46.4333 | -30.8103 | -9.4469 | -24.464 | 1894.3008 | 65.7086 | 3.4613 | 0 | 315803.8076 | 0 | 1.0384 | 138.4505 | 202483.8977 | 0 | 0 | 0 | 2212.8276 | 3099.7036 | 1610.1369 | 1407.0402 | 33054.2502 | 0.94841 | 0.0016464 | 11.9962 | 5.1679 | 6.8283 | 826.978 | 1.9438 | 19731.094 | 0.99917 | 80363.0622 | 102 | 369 | 3.9408 | 22.3351 | GT 7EA | GT E
Walnut Creek Energy Park Unit 4-1 GT | CISC | CA_CISO | CA | Thermal | CombustionTurbine Gas | 97 | 48.5 | NG_Cal_SoCalGas | 2013-03-29 | 2050-12-31 | 109.2312 | -5.6067 | -4.2387 | 89.6155 | 91.0044 | 329489.423 | 0 | 0 | 0.38776 | 40.9115 | 35.9905 | -4.9209 | 8592 | 615 | 4509 | 0 | 0 | 0.14827 | 20.5985 | 0 | 71.1202 | -11.6044 | -3.966 | -27.5362 | 1980.6649 | 72.425 | 2.9402 | 0 | 329489.423 | 0 | 0.88205 | 117.6065 | 171999.5088 | 0 | 0 | 18862.4981 | 0 | 48.5 | 4.2915e-06 | 1218.7573 | 34415.8188 | 0.15866 | 0.00010078 | 4.7626 | 4.7626 | 4.7626 | 0 | 0.018556 | 4.9807e-05 | 6029.7999 | 93744.1135 | 20 | 369 | 8.3256 | 36.0903 | GT LMS100 | GT LMS
Walnut Creek Energy Park Unit 2 GT | CISC | CA_CISO | CA | Thermal | CombustionTurbine Gas | 97 | 48.5 | NG_Cal_SoCalGas | 2013-03-21 | 2050-12-31 | 110.1816 | -6.2764 | -4.2543 | 90.6731 | 89.3717 | 325700.5557 | 0 | 0 | 0.3833 | 40.7407 | 35.8862 | -4.8545 | 8592 | 620 | 4528 | 0 | 0 | 0.14657 | 20.5183 | 0 | 71.1163 | -11.6076 | -3.9666 | -27.5362 | 1980.6649 | 72.4095 | 2.9285 | 0 | 325700.5557 | 0 | 0.87856 | 117.1409 | 171318.5043 | 0 | 0 | 18787.8144 | 0 | 48.5 | 2.861e-06 | 1159.9066 | 38992.723 | 0.15866 | 0.00010078 | 4.7626 | 4.7626 | 4.7626 | 0 | 0.018556 | 4.9806e-05 | 5065.2623 | 108659.9254 | 14 | 367 | 8.0784 | 35.9999 | GT LMS100 | GT LMS
Goose Haven Energy Center Unit 1 GT | CIPB | CA_CISO | CA | Thermal | CombustionTurbine Gas | 48 | 22.4681 | NG_Cal_PG&E LT | 2003-01-06 | 2050-12-31 | 141.8221 | -4.8743 | 2.0448 | 44.4673 | 45.351 | 105708.6727 | 0 | 0 | 0.2514 | 17.0673 | 14.9918 | -2.0755 | 8592 | 578 | 3018 | 0 | 0 | 0.047569 | 9.1324 | 0 | 95.8492 | 7.2655 | 1.8931 | -25.9883 | 1655.5657 | 61.5149 | 1.1311 | 0 | 105708.6727 | 0 | 0.33933 | 45.2443 | 66169.7519 | 0 | 0 | 7256.572 | 51.0638 | 637.4779 | 0 | 995.7449 | 35055.9983 | 0.15866 | 0.00010078 | 4.7626 | 4.7626 | 4.7626 | 0.014609 | 0.15263 | 0 | 10915.151 | 395770.5435 | 8 | 366 | 3.3009 | 15.3985 | GT LM6000 | GT LM
Scattergood Ct3 7 GT | LDWP | CA_LDWP | CA | Thermal | CombustionTurbine Gas | 102 | 23.6111 | NG_Cal_SoCalGas | 2015-09-23 | 2050-12-31 | 125.3486 | -3.5931 | -3.0801 | 95.8832 | 93.4719 | 293872.1567 | 0 | 0 | 0.32889 | 40.4227 | 36.8365 | -3.5863 | 8592 | 611 | 4952 | 0 | 0 | 0.16457 | 20.3187 | 0 | 87.978 | 3.7846 | -2.4972 | -11.5168 | 2001.6039 | 68.7104 | 2.9025 | 0 | 293872.1568 | 0 | 0.87076 | 116.1012 | 169797.9439 | 0 | 0 | 18621.0609 | 398.0503 | 78.3889 | 1155.7871 | 30148.1147 | 116243.2552 | 0.51018 | 0.0002031 | 10.9758 | 5.1679 | 5.9579 | 0.22543 | 0.044815 | 813.9091 | 309500.7666 | 285283.1163 | 103 | 366 | 7.7627 | 37.4321 | GT LMS100 | GT LMS
Barber Creek 3 GT | WACM | RM_WACM | WY | Thermal | CombustionTurbine Gas | 6 | 2.88 | NG_Colorado_Cheyenne | 2002-09-01 | 2050-12-31 | 153.6286 | 46.1975 | -6.3893 | 5.6075 | 5.5977 | 24289.6668 | 0 | 0 | 0.46213 | 2.2353 | 3.7316 | 1.4963 | 8640 | 579 | 5558 | 0 | 0 | 0.013602 | 2.0565 | 0 | 101.9616 | 20.7151 | -5.4441 | -124.1748 | 2074.9651 | 142.9189 | 0.44202 | 0 | 24289.6668 | 0 | 0.13261 | 17.6808 | 25858.1064 | 0 | 0 | 0 | 1.4901e-07 | 4.8 | 777.2586 | 3485.4438 | 3637.0487 | 0.075305 | 0.00032051 | 86.4793 | 43.2396 | 43.2397 | 9.7103e-11 | 0.0031231 | 31155.5021 | 226663.271 | 296734.309 | 13 | 365 | 0.21966 | 4.2861 | GT | GT
Brigham Young University 601 GT | PAID | BS_PACE | ID | Thermal | CombustionTurbine Gas | 5.6 | 2.464 | NG_Idaho_Opal | 2015-09-28 | 2037-09-28 | 259.9392 | 98.0575 | 13.7726 | 5.2456 | 5.2214 | 10225.5997 | 0 | 0 | 0.20845 | 2.0565 | 2.658 | 0.60158 | 8424 | 570 | 2828 | 0 | 0 | 0.010599 | 0.99819 | 0 | 121.196 | 27.9318 | 6.5736 | -145.4107 | 2436.5225 | 150.1465 | 0.19512 | 0 | 10225.5997 | 0 | 0.058537 | 7.805 | 11414.7675 | 0 | 0 | 900.8763 | 8.9407e-08 | 4.48 | 98.2432 | 0 | 5510.7168 | 7.007 | 5.9428 | 85.5427 | 0.031824 | 85.5024 | 1.3827e-06 | 34.6465 | 13149.8947 | 0 | 813529.7814 | 0 | 365 | 0.048644 | 3.4848 | GT | GT
Coaldale Cod1 1 GT | AESO | AB_AESO | AB | Thermal | CombustionTurbine Gas | 5 | 3 | NG_Alberta_NOVA | 2019-09-01 | 2050-12-31 | 172.2504 | 45.5416 | -5.3696 | 4.6437 | 4.7075 | 6278 | 0 | 0 | 0.14333 | 1.2721 | 1.0814 | -0.19072 | 8592 | 578 | 2092 | 0 | 0 | 0.0028251 | 0.55038 | 0 | 90.6731 | 8.4328 | -4.4502 | -30.6131 | 763.7498 | 71.9976 | 0.12638 | 0 | 6278 | 0 | 0.037913 | 5.0551 | 7393.1056 | 0 | 0 | 583.4787 | 0 | 0 | 1657.0886 | 1732.9114 | 792 | 1.8659 | 0.0078726 | 35.0857 | 35.06 | 35.06 | 0 | 0 | 127705.1739 | 167976.8349 | 122266.3148 | 0 | 365 | 0.16962 | 1.4993 | GT | GT
Carlsbad 1 CT | CISD | CA_CISO | CA | Thermal | CombustionTurbine Gas | 105.5 | 52.75 | NG_Cal_SDG&E | 2018-11-19 | 2050-12-31 | 110.1605 | -14.1101 | -7.1752 | 97.9203 | 98.7461 | 214272.6582 | 0 | 0 | 0.23185 | 28.7638 | 23.6044 | -5.1594 | 8400 | 601 | 3231 | 0 | 0 | 0.096423 | 14.2296 | 0 | 67.9126 | -13.2512 | -5.5268 | -25.9354 | 1943.9766 | 70.0672 | 2.0359 | 0 | 214272.6514 | 0 | 0.61078 | 81.4376 | 119102.5549 | 0 | 0 | 13061.5005 | 0 | 0 | 52.75 | 1745.7789 | 49078.6596 | 0.15866 | 0.00010078 | 4.7626 | 4.7626 | 4.7626 | 0 | 0 | 1223.0161 | 48457.0435 | 497385.0697 | 891 | 364 | 7.5522 | 24.1515 | GT LMS100 PA | GT LMS
Walnut Creek Energy Park Unit 5-1 GT | CISC | CA_CISO | CA | Thermal | CombustionTurbine Gas | 97 | 48.5 | NG_Cal_SoCalGas | 2013-04-30 | 2050-12-31 | 110.0825 | -5.6363 | -4.1693 | 89.5588 | 91.0579 | 321734.3705 | 0 | 0 | 0.37864 | 40.3784 | 35.4173 | -4.9611 | 8592 | 616 | 4424 | 0 | 0 | 0.14478 | 20.3207 | 0 | 71.1247 | -11.6055 | -3.9604 | -27.5362 | 1980.6649 | 72.418 | 2.9043 | 0 | 321734.3705 | 0 | 0.87128 | 116.1712 | 169900.4467 | 0 | 0 | 18632.302 | 48.5 | 0 | 2.861e-06 | 1457.0914 | 35742.121 | 0.15866 | 0.00010078 | 4.7626 | 4.7626 | 4.7626 | 0.018605 | 0 | 4.9806e-05 | 2879.7433 | 92220.8331 | 17 | 363 | 8.2533 | 35.5124 | GT LMS100 | GT LMS
Apache Station GT4 GT | WALC | SW_WALC | AZ | Thermal | CombustionTurbine Gas | 40.8 | 9.0667 | NG_AZ_North-South | 2002-10-01 | 2050-12-31 | 75.2506 | -32.1155 | -8.631 | 38.1944 | 37.9742 | 131067.6048 | 0 | 0 | 0.36672 | 8.6361 | 9.8629 | 1.2268 | 8592 | 579 | 5119 | 0 | 0 | 0.05898 | 8.0405 | 0 | 45.1593 | -33.9967 | -7.5346 | -26.0709 | 1866.5433 | 65.368 | 1.4924 | 0 | 131067.6048 | 0 | 0.44772 | 59.6964 | 87306.0072 | 0 | 0 | 0 | 19994.0091 | 58051.1042 | 14310.1007 | 16510.3157 | 34135.2477 | 5.7983 | 0.0036528 | 11.544 | 5.1679 | 6.7594 | 76050.9876 | 47.357 | 98046.7449 | 87449.4061 | 156884.3984 | 3114 | 362 | 1.4243 | 10.2814 | GT LM6000PC | GT LM
Chow 2 Peaker Plant 1 IC | CIPV | CA_CISO | CA | Thermal | ICE | 48.6 | 6.6 | NG_Cal_PG&E LT | 2001-06-13 | 2050-12-31 | 170.3186 | 28.6256 | 10.0078 | 47.5496 | 47.1382 | 138207.1201 | 0 | 0 | 0.32463 | 20.6997 | 23.5392 | 2.8396 | 8592 | 220 | 4834 | 0 | 0 | 0 | 11.3052 | 0 | 102.9282 | 10.2356 | 6.0021 | -54.1578 | 2515.1021 | 111.7269 | 1.4052 | 0 | 138207.1201 | 0 | 0.42155 | 56.2072 | 82203.0712 | 0 | 0 | 9014.882 | 38.88 | 9569.6564 | 38.88 | 1332.1379 | 93993.4507 | 0.15866 | 0.00010078 | 4.7626 | 4.7626 | 4.7626 | 0.013826 | 1.1871 | 0.053876 | 7472.1793 | 138745.0332 | 40 | 362 | 2.4931 | 23.6855 | IC | IC
Copper Crossing Energy and Research Center 1 GT | SRP | SW_SRP | AZ | Thermal | CombustionTurbine Gas | 99 | 43.56 | NG_AZ_North-South | 2024-06-01 | 2051-12-31 | 116.4367 | -30.0752 | -8.3512 | 92.9089 | 92.1159 | 111685.6531 | 0 | 0 | 0.12878 | 14.4953 | 13.0043 | -1.491 | 8424 | 568 | 2326 | 0 | 0 | 0.11577 | 7.0748 | 0 | 46.178 | -32.6599 | -7.8526 | -25.1379 | 1919.6165 | 67.0734 | 1.3218 | 0 | 111685.6531 | 0 | 0.39654 | 52.872 | 77325.2896 | 0 | 0 | 6102.6669 | 0 | 0 | 424.9557 | 1281.7133 | 83101.4246 | 1.0352 | 0.11547 | 12.6186 | 5.1679 | 7.4506 | 0 | 0 | 4010.8744 | 27678.4206 | 1577891.9343 | 22 | 362 | 4.1205 | 14.6139 | GT LM6000 | GT LM
Wolfskill Energy Center 1 GT | CIPV | CA_CISO | CA | Thermal | CombustionTurbine Gas | 45 | 18.75 | NG_Cal_PG&E LT | 2003-03-22 | 2050-12-31 | 146.9035 | -3.4053 | 4.4853 | 42.354 | 41.5853 | 102005.5939 | 0 | 0 | 0.25877 | 16.5807 | 14.985 | -1.5957 | 8592 | 577 | 3193 | 0 | 0 | 0.045903 | 8.8788 | 0 | 97.9894 | 7.7869 | 3.512 | -26.2821 | 1770.3531 | 65.0621 | 1.1021 | 0 | 102005.5939 | 0 | 0.33063 | 44.0846 | 64473.7401 | 0 | 0 | 7070.577 | 26.25 | 716.6337 | 0 | 594.3424 | 37371.6756 | 0.15866 | 0.00010078 | 4.7626 | 4.7626 | 4.7626 | 0.0089906 | 0.18762 | 0 | 4756.4149 | 325198.0543 | 7 | 362 | 3.1025 | 15.3149 | GT LM6000 | GT LM
Scattergood Ct3 6 GT | LDWP | CA_LDWP | CA | Thermal | CombustionTurbine Gas | 102 | 23.6111 | NG_Cal_SoCalGas | 2015-08-09 | 2050-12-31 | 122.0955 | -2.7224 | -2.9768 | 95.5456 | 93.6407 | 320612.3595 | 0 | 0 | 0.35882 | 43.3529 | 39.1453 | -4.2076 | 8592 | 622 | 5045 | 0 | 0 | 0.17954 | 21.8665 | 0 | 87.9774 | 3.7868 | -2.5 | -11.5168 | 2001.6039 | 68.7167 | 3.1188 | 0 | 320612.3596 | 0 | 0.93565 | 124.7538 | 182452.4212 | 0 | 0 | 20008.8266 | 1163.7186 | 78.3889 | 2382.4361 | 26109.9533 | 106317.7382 | 0.51018 | 0.0002031 | 10.9758 | 5.1679 | 5.9579 | 0.65948 | 0.061747 | 641.3603 | 196637.564 | 243166.911 | 109 | 361 | 8.2506 | 39.5858 | GT LMS100 | GT LMS
Arvada 1 GT | WACM | RM_WACM | WY | Thermal | CombustionTurbine Gas | 6 | 2.88 | NG_Colorado_Cheyenne | 2002-09-01 | 2050-12-31 | 154.579 | 48.3213 | -8.2306 | 5.5701 | 5.654 | 23613.4215 | 0 | 0 | 0.44927 | 2.2008 | 3.6501 | 1.4494 | 8592 | 577 | 5432 | 0 | 0 | 0.013224 | 2.0246 | 0 | 101.0199 | 21.0996 | -6.7702 | -122.0352 | 2067.2454 | 141.9633 | 0.43602 | 0 | 23613.4215 | 0 | 0.13081 | 17.4407 | 25507.0353 | 0 | 0 | 0 | 2.2247 | 2.4 | 655.7368 | 3170.0652 | 4113.2335 | 0.075305 | 0.00032051 | 86.4793 | 43.2396 | 43.2397 | 0.0014496 | 0.0015617 | 30962.4487 | 199967.8789 | 308634.3658 | 6 | 359 | 0.2177 | 4.1897 | GT | GT
Creed Energy Center Unit 1 GT | CIPB | CA_CISO | CA | Thermal | CombustionTurbine Gas | 45 | 19.8 | NG_Cal_PG&E LT | 2003-01-06 | 2050-12-31 | 140.9773 | -3.6381 | 1.9522 | 42.1086 | 41.9578 | 93148.3653 | 0 | 0 | 0.2363 | 14.8968 | 13.1318 | -1.765 | 8592 | 575 | 3121 | 0 | 0 | 0.041917 | 7.95 | 0 | 95.8648 | 7.2668 | 1.9075 | -25.9883 | 1653.4967 | 61.5558 | 0.98598 | 0 | 93148.3653 | 0 | 0.2958 | 39.4394 | 57680.0889 | 0 | 0 | 6325.5443 | 42.48 | 543.5099 | 29.16 | 1154.4104 | 41123.2669 | 0.15866 | 0.00010078 | 4.7626 | 4.7626 | 4.7626 | 0.014828 | 0.12865 | 936.8986 | 12351.3451 | 446438.983 | 1479 | 359 | 2.8787 | 13.5915 | GT LM6000 | GT LM
Boulder Park 1 IC | AVA | NW_AVA | WA | Thermal | ICE | 24.6 | 4.92 | NG_Washington_King | 2002-05-01 | 2050-12-31 | 183.4896 | 44.3891 | 8.0219 | 24.0061 | 23.9551 | 79184.9632 | 0 | 0 | 0.36745 | 10.4352 | 14.5296 | 4.0944 | 8592 | 219 | 5267 | 0 | 0 | 0 | 4.4561 | 0 | 110.0646 | 20.0812 | 3.2929 | -33.4991 | 1962.7837 | 104.9042 | 0.89919 | 0 | 79184.9632 | 0 | 0.26976 | 35.9676 | 52602.6877 | 0 | 0 | 5768.7263 | 299.6309 | 1805.81 | 3196.3586 | 35385.1587 | 11801.7232 | 0.0011683 | 0.0011677 | 1.4929 | 0.031824 | 2.0045 | 0.05846 | 0.41467 | 1297.3148 | 1265.6225 | 76706.9578 | 30 | 358 | 1.1949 | 14.6089 | IC | IC
Barber Creek 2 GT | WACM | RM_WACM | WY | Thermal | CombustionTurbine Gas | 6 | 2.88 | NG_Colorado_Cheyenne | 2002-09-01 | 2050-12-31 | 156.103 | 48.2796 | -6.2695 | 5.5607 | 5.6639 | 24142.6518 | 0 | 0 | 0.45934 | 2.2296 | 3.7687 | 1.5392 | 8592 | 579 | 5495 | 0 | 0 | 0.01352 | 2.0543 | 0 | 101.9694 | 20.723 | -5.4441 | -124.1748 | 2074.9651 | 142.9204 | 0.44167 | 0 | 24142.6518 | 0 | 0.1325 | 17.6669 | 25837.89 | 0 | 0 | 0 | 1.4901e-07 | 4.8 | 777.7629 | 3374.5049 | 3561.5262 | 0.075305 | 0.00032051 | 86.4793 | 43.2396 | 43.2397 | 9.7103e-11 | 0.0031231 | 34765.9511 | 213222.3014 | 284821.9825 | 11 | 357 | 0.21726 | 4.3016 | GT | GT
Hartzog 1 GT | WACM | RM_WACM | WY | Thermal | CombustionTurbine Gas | 6 | 2.88 | NG_Colorado_Cheyenne | 2002-08-01 | 2050-12-31 | 158.7922 | 50.2528 | -5.5299 | 5.6262 | 5.5712 | 24371.5803 | 0 | 0 | 0.46369 | 2.245 | 3.87 | 1.625 | 8592 | 579 | 5522 | 0 | 0 | 0.013648 | 2.0691 | 0 | 103.9748 | 22.3497 | -5.0655 | -88.9402 | 2103.3225 | 143.8636 | 0.44458 | 0 | 24371.5803 | 0 | 0.13337 | 17.783 | 26007.6598 | 0 | 0 | 0 | 0.24152 | 4.5585 | 957.052 | 3517.441 | 3158.5618 | 0.075305 | 0.00032051 | 86.4793 | 43.2396 | 43.2397 | 0.00015738 | 0.002966 | 34572.4143 | 214924.0387 | 274219.9209 | 6 | 357 | 0.22417 | 4.3937 | GT | GT
CityCenter Central Plant Cogen A GT | NEVP | SW_NVE | NV | Thermal | CombustionTurbine Gas | 4 | 1.92 | NG_Nevada_South | 2009-12-31 | 2054-12-31 | 98.9481 | -33.4429 | -8.8271 | 3.7181 | 3.7737 | 7255.2002 | 0 | 0 | 0.20705 | 0.8357 | 0.71789 | -0.11781 | 8424 | 567 | 2539 | 0 | 0 | 0.0075202 | 0.72594 | 0 | 46.6875 | -32.6427 | -7.3604 | -25.2641 | 1907.9564 | 66.2202 | 0.14028 | 0 | 7255.2002 | 0 | 0.042085 | 5.6113 | 8206.5471 | 0 | 0 | 0 | 0 | 0 | 100.8 | 9.6 | 1032.0904 | 0.19614 | 0.00021973 | 4.6327 | 0.031824 | 4.6009 | 0 | 0 | 299.5095 | 68.3962 | 10565.1295 | 0 | 356 | 0.25929 | 0.72882 | GT | GT
Drywood Drw1 2 GT | AESO | AB_AESO | AB | Thermal | CombustionTurbine Gas | 3 | 1.8 | NG_Alberta_NOVA | 1999-10-01 | 2050-12-31 | 180.2108 | 50.9307 | -4.4892 | 2.7991 | 2.8055 | 3351.5999 | 0 | 0 | 0.12753 | 0.70409 | 0.604 | -0.10009 | 8592 | 579 | 1856 | 0 | 0 | 0.0015082 | 0.30258 | 0 | 86.8803 | 4.0951 | -3.9054 | -84.1993 | 777.9443 | 77.1512 | 0.069497 | 0 | 3351.5999 | 0 | 0.020849 | 2.7799 | 4065.5892 | 0 | 0 | 320.8644 | 1.2 | 9.6 | 914.3406 | 862.8595 | 439.2 | 1.8659 | 0.0078726 | 35.0857 | 35.06 | 35.06 | 0.0010231 | 0.0068028 | 73170.0459 | 89600.8265 | 69386.9622 | 0 | 356 | 0.097194 | 0.83615 | GT | GT
OrangeGrove2 | CISD | CA_CISO | CA | Thermal | CombustionTurbine Gas | 49.1 | 23.568 | NG_Cal_SDG&E | 2010-06-16 | 2050-12-31 | 127.151 | -16.9491 | -7.5053 | 45.6775 | 46.1058 | 62547.5269 | 0 | 0 | 0.14542 | 9.8789 | 7.953 | -1.926 | 8592 | 579 | 2321 | 0 | 0 | 0.028146 | 4.8057 | 0 | 68.7551 | -13.2563 | -4.6791 | -26.5673 | 1915.0015 | 69.4067 | 0.68958 | 0 | 62547.5269 | 0 | 0.20687 | 27.5831 | 40340.2214 | 0 | 0 | 4423.9507 | 1.3113e-06 | 7466.2578 | 25.532 | 1354.0248 | 50034.0123 | 0.15866 | 0.00010078 | 4.7626 | 4.7626 | 4.7626 | 4.4138e-10 | 0.39197 | 229.5547 | 7895.4571 | 191003.7738 | 3 | 356 | 2.9694 | 8.1521 | GT LM6000 PC Sprint | GT LM
FresnoCogenCC-Total | CIPV | CA_CISO | CA | Thermal | CombinedCycle Gas | 57 | 33.682 | NG_Cal_PG&E LT | 2001-01-01 | 2050-12-31 | 132.6535 | 12.6366 | 0.44263 | 54.0479 | 54.6565 | 191807.3551 | 0 | 0 | 0.38414 | 23.2447 | 25.4439 | 2.1992 | 8472 | 415 | 3789 | 0 | 0 | 0.34525 | 12.3599 | 0 | 89.3043 | 3.2277 | -0.61394 | -26.1047 | 2046.3539 | 81.0336 | 1.5384 | 0 | 191807.3551 | 0 | 0.46153 | 61.5367 | 89997.4535 | 0 | 0 | 9869.6607 | 1.967e-06 | 69.954 | 116.59 | 1596.0982 | 14342.2169 | 0.15866 | 0.00010078 | 4.7626 | 4.7626 | 4.7626 | 6.7847e-10 | 0.02406 | 982.7928 | 8381.5384 | 41828.74 | 19 | 355 | 2.078 | 25.4951 | CC Aero | CC Aero
Harry Allen 4 GT | NEVP | SW_NVE | NV | Thermal | CombustionTurbine Gas | 75.3 | 69.3553 | NG_Nevada_South | 2006-06-01 | 2046-12-31 | 64.8427 | -36.0714 | -9.3447 | 70.3005 | 69.6483 | 333477.2346 | 0 | 0 | 0.50555 | 20.8847 | 21.6236 | 0.73886 | 8592 | 613 | 4770 | 0 | 0 | 0.15006 | 18.6665 | 0 | 44.9945 | -33.7064 | -7.9897 | -24.8681 | 1879.6442 | 64.7332 | 3.5934 | 0 | 333477.2346 | 0 | 1.078 | 143.7361 | 210214.0608 | 0 | 0 | 0 | 9.9872 | 0 | 969.5544 | 152.2729 | 11612.041 | 0.19614 | 0.00021973 | 4.6327 | 0.031824 | 4.6009 | 0.0066159 | 0 | 3377.7562 | 248.7688 | 182609.8197 | 3719 | 355 | 3.1741 | 21.8098 | GT 7EA | GT E
Clark CC1b | NEVP | SW_NVE | NV | Thermal | CombinedCycle Gas | 126 | 69.3 | NG_Nevada_South | 1982-06-01 | 2043-12-31 | 74.6243 | -32.7359 | -9.1035 | 120.2839 | 119.2897 | 503879.7534 | 0 | 0 | 0.45651 | 32.5765 | 37.6017 | 5.0252 | 8592 | 426 | 4630 | 0 | 0 | 1.0581 | 26.3484 | 0 | 48.0967 | -30.9292 | -7.6647 | -24.9701 | 1902.6848 | 65.9676 | 5.0596 | 0 | 503879.7534 | 0 | 1.5179 | 202.3856 | 295988.9914 | 0 | 0 | 0 | 0 | 0 | 167.1349 | 507.2372 | 18922.4554 | 0.19614 | 0.00021973 | 4.6327 | 0.031824 | 4.6009 | 0 | 0 | 191.4414 | 365.0871 | 43436.8048 | 69 | 354 | 3.9589 | 37.6457 | CC 501B6 | CC B
Clark CC2a | NEVP | SW_NVE | NV | Thermal | CombinedCycle Gas | 126 | 69.3 | NG_Nevada_South | 1994-06-01 | 2043-12-31 | 74.3864 | -32.7964 | -8.7762 | 119.4007 | 120.6805 | 444796.283 | 0 | 0 | 0.40298 | 29.5069 | 33.0868 | 3.5799 | 8592 | 422 | 4331 | 0 | 0 | 0.93407 | 23.4579 | 0 | 47.5863 | -31.528 | -7.5763 | -25.0714 | 1903.6179 | 66.0113 | 4.5048 | 0 | 444796.283 | 0 | 1.3514 | 180.191 | 263529.3746 | 0 | 0 | 0 | 0 | 0 | 1016.5911 | 707.206 | 29838.6839 | 0.19614 | 0.00021973 | 4.6327 | 0.031824 | 4.6009 | 0 | 0 | 21132.7089 | 376.7444 | 332649.6301 | 2811 | 354 | 4.0103 | 33.441 | CC 501B6 | CC B
Firebag Scr6 3 CT | AESO | AB_AESO | AB | Thermal | CombustionTurbine Gas | 101 | 51.5 | NG_Alberta_NOVA | 2012-01-19 | 2050-12-31 | 121.5869 | 12.0077 | 0.80917 | 94.1959 | 94.4227 | 413343.4049 | 0 | 0 | 0.46718 | 53.4067 | 50.2571 | -3.1496 | 8592 | 582 | 6055 | 0 | 0 | 0.23147 | 24.5158 | 0 | 99.8998 | 10.9336 | 2.2757 | -26.5359 | 767.3755 | 69.505 | 5.6222 | 0 | 413343.4049 | 0 | 1.6867 | 224.89 | 328901.6132 | 0 | 0 | 25957.5742 | 2670.6299 | 43720.1541 | 4762.2063 | 37188.9938 | 156260.3957 | 1.8659 | 0.0078726 | 35.0857 | 35.06 | 35.06 | 2.0719 | 31.087 | 517906.4666 | 979181.7892 | 5509690.6797 | 95 | 354 | 8.668 | 57.264 | GT | GT
Milagro GT 2 GT | WACM | RM_WACM | NM | Thermal | CombustionTurbine Gas | 32 | 15.36 | NG_Colorado_Cheyenne | 1996-01-01 | 2054-12-31 | 82.2952 | -23.9817 | -4.6854 | 30.1931 | 29.5894 | 122816.8273 | 0 | 0 | 0.43813 | 9.5063 | 10.1072 | 0.6009 | 8424 | 563 | 5294 | 0 | 0 | 0.1273 | 8.5811 | 0 | 57.5032 | -24.7308 | -4.4566 | -22.5837 | 1895.7789 | 71.8467 | 1.8428 | 0 | 122816.8273 | 0 | 0.55283 | 73.71 | 107800.9124 | 0 | 0 | 0 | 0 | 0 | 542.4884 | 9559.1019 | 30582.3702 | 0.075305 | 0.00032051 | 86.4793 | 43.2396 | 43.2397 | 0 | 0 | 35889.99 | 484761.2752 | 3266855.1363 | 38 | 354 | 0.79052 | 13.8947 | GT | GT
Stanton 1 GT | CISC | CA_CISO | CA | Thermal | CombustionTurbine Gas | 49.65 | 20.53 | NG_Cal_SoCalGas | 2020-05-20 | 2050-12-31 | 133.7604 | -12.4874 | -4.906 | 46.3535 | 46.4304 | 68750.3617 | 0 | 0 | 0.15807 | 11.2111 | 9.1961 | -2.015 | 8592 | 576 | 2651 | 0 | 0 | 0.030938 | 5.5066 | 0 | 70.7179 | -11.8524 | -4.1202 | -27.0069 | 1979.5977 | 72.0716 | 0.78685 | 0 | 68750.3617 | 0 | 0.23606 | 31.474 | 46030.7929 | 0 | 0 | 5048.0128 | 0 | 0 | 29.79 | 409.1064 | 17168.9013 | 0.15866 | 0.00010078 | 4.7626 | 4.7626 | 4.7626 | 0 | 0 | 0.033666 | 3243.2649 | 142320.2634 | 7 | 354 | 3.1688 | 9.3416 | GT LM6000 Hybrid | GT LM
Walnut Creek Energy Park Unit 1 GT | CISC | CA_CISO | CA | Thermal | CombustionTurbine Gas | 97 | 48.5 | NG_Cal_SoCalGas | 2013-03-21 | 2050-12-31 | 110.3033 | -6.2813 | -4.2916 | 89.691 | 91.0579 | 312341.7979 | 0 | 0 | 0.36758 | 39.4075 | 34.4523 | -4.9552 | 8592 | 609 | 4412 | 0 | 0 | 0.14055 | 19.8446 | 0 | 71.1225 | -11.6045 | -3.9636 | -27.5362 | 1980.6649 | 72.4231 | 2.8328 | 0 | 312341.7979 | 0 | 0.84984 | 113.312 | 165718.8166 | 0 | 0 | 18173.7188 | 48.5 | 0 | 1.4305e-06 | 1307.3651 | 41631.0594 | 0.15866 | 0.00010078 | 4.7626 | 4.7626 | 4.7626 | 0.018605 | 0 | 4.7085e-05 | 6929.1442 | 110470.6623 | 10 | 354 | 7.9675 | 34.5697 | GT LMS100 | GT LMS
Clark 18 GT | NEVP | SW_NVE | NV | Thermal | CombustionTurbine Gas | 53.5 | 46.2981 | NG_Nevada_South | 2008-07-01 | 2038-12-31 | 67.785 | -32.4326 | -9.5992 | 49.9583 | 50.0012 | 269094.2031 | 0 | 0 | 0.57418 | 15.5134 | 18.2405 | 2.7272 | 8592 | 577 | 5202 | 0 | 0 | 0.12109 | 14.6909 | 0 | 47.6925 | -30.9293 | -8.0687 | -25.0702 | 1889.2665 | 65.488 | 2.8291 | 0 | 269094.2031 | 0 | 0.84874 | 113.1652 | 165504.1218 | 0 | 0 | 0 | 130.1388 | 7.2019 | 130.9267 | 240.9287 | 3084.5798 | 0.19614 | 0.00021973 | 4.6327 | 0.031824 | 4.6009 | 0.088397 | 0.0051105 | 6.3075 | 59.176 | 740.9053 | 1 | 353 | 1.3651 | 18.2414 | GT FT8 | GT Aero
Rocky Ford 1A IC | PSCO | RM_PSCO | CO | Thermal | ICE | 2 | 2 | Oil_DistillateFuel_2 | 2018-10-11 | 2050-12-31 | 588.7518 | 357.311 | 23.7423 | 1.9556 | 1.8488 | 1165.6 | 0 | 0 | 0.06653 | 0.44768 | 0.68625 | 0.23857 | 8592 | 388 | 1826 | 0 | 0 | 0 | 0.44134 | 0 | 139.8647 | 48.6433 | 4.5309 | -25.0802 | 2525.5886 | 211.7624 | 0.016806 | 0 | 1165.6 | 0 | 0.048652 | 1.4842 | 1313.3562 | 0 | 0 | 0 | 41.6 | 257.6 | 0 | 4.8 | 2481.6001 | 0.42135 | 0.055066 | 119.3454 | 43.2396 | 76.1058 | 0.027659 | 0.16075 | 0 | 1200 | 532084.2954 | 0 | 353 | 0.0004539 | 1.2195 | IC | IC
Sentinel Unit 4-1 GT | CISC | CA_CISO | CA | Thermal | CombustionTurbine Gas | 100 | 50 | NG_Cal_SoCalGas | 2013-05-06 | 2050-12-31 | 123.2133 | -13.2185 | -7.7989 | 90.6542 | 96.3024 | 166938.0673 | 0 | 0 | 0.19057 | 24.6086 | 20.569 | -4.0396 | 8592 | 614 | 2737 | 0 | 0 | 0.075122 | 12.1431 | 0 | 67.3008 | -13.1649 | -6.2249 | -26.2461 | 1958.3708 | 70.6481 | 1.7348 | 0 | 166938.0673 | 0 | 0.52045 | 69.3936 | 101488.0913 | 0 | 0 | 11129.7929 | 0 | 0 | 0 | 1182.1391 | 50312.2898 | 0.15866 | 0.00010078 | 4.7626 | 4.7626 | 4.7626 | 0 | 0 | 0 | 7198.5691 | 258848.7828 | 5 | 353 | 6.5609 | 20.835 | GT LMS100 | GT LMS
Sundance 6 CT | AZPS | SW_AZPS | AZ | Thermal | CombustionTurbine Gas | 41 | 18.6364 | NG_AZ_North-South | 2002-05-01 | 2050-12-31 | 70.9718 | -32.6675 | -10.4729 | 38.4215 | 38.1377 | 139143.8605 | 0 | 0 | 0.38741 | 9.1231 | 9.8753 | 0.75223 | 8592 | 576 | 5014 | 0 | 0 | 0.062615 | 8.533 | 0 | 45.955 | -31.8628 | -8.8728 | -25.0847 | 1884.0631 | 65.853 | 1.5851 | 0 | 139143.8605 | 0 | 0.47554 | 63.4054 | 92730.3764 | 0 | 0 | 0 | 1644.0803 | 1456.3684 | 1278.5951 | 2045.3239 | 47422.5436 | 0.94841 | 0.0016464 | 11.9962 | 5.1679 | 6.8283 | 4767.1857 | 0.98882 | 15890.5304 | 1.4312 | 383497.2555 | 2548 | 353 | 1.5602 | 10.2795 | GT LM6000 | GT LM
Barber Creek 1 GT | WACM | RM_WACM | WY | Thermal | CombustionTurbine Gas | 6 | 2.88 | NG_Colorado_Cheyenne | 2008-07-15 | 2050-12-31 | 156.323 | 47.9249 | -6.3791 | 5.5619 | 5.6705 | 24220.9069 | 0 | 0 | 0.46082 | 2.2396 | 3.7863 | 1.5467 | 8592 | 574 | 5507 | 0 | 0 | 0.013564 | 2.066 | 0 | 101.9673 | 20.7209 | -5.4441 | -124.1748 | 2074.9651 | 142.9109 | 0.44455 | 0 | 24220.9069 | 0 | 0.13336 | 17.7819 | 26005.9846 | 0 | 0 | 0 | 1.4901e-07 | 4.8 | 679.2 | 3368.4914 | 3656.6342 | 0.075305 | 0.00032051 | 86.4793 | 43.2396 | 43.2397 | 9.7103e-11 | 0.0031231 | 33036.8025 | 202871.6363 | 302724.258 | 7 | 352 | 0.20779 | 4.3249 | GT | GT
Carson Ice CC | BANC | CA_BANC | CA | Thermal | CombinedCycle Gas | 62 | 27 | NG_Cal_PG&E LT | 1995-10-01 | 2051-12-31 | 134.8076 | 8.5936 | 6.3247 | 58.5958 | 59.6904 | 225360.6209 | 0 | 0 | 0.41494 | 29.5413 | 30.3803 | 0.83898 | 8472 | 417 | 4305 | 0 | 0 | 0.47326 | 15.8178 | 0 | 107.0063 | 15.4199 | 4.8959 | -12.1001 | 1862.011 | 65.3789 | 1.9639 | 0 | 225360.6187 | 0 | 0.58916 | 78.555 | 114886.7494 | 0 | 0 | 12599.1698 | 399.7579 | 6504.2181 | 402.0213 | 1096.9509 | 2636.8187 | 0.3521 | 0.050745 | 0.86998 | 0.031824 | 0.83815 | 0.2685 | 4.3821 | 0.53706 | 954.6625 | 3355.074 | 46 | 352 | 3.1427 | 30.3846 | CC LM6000 | CC LM
Clark 12 GT | NEVP | SW_NVE | NV | Thermal | CombustionTurbine Gas | 53.5 | 48.3558 | NG_Nevada_South | 2008-07-01 | 2038-12-31 | 67.2925 | -34.109 | -9.1307 | 49.4583 | 48.2297 | 256196.4915 | 0 | 0 | 0.54666 | 14.9596 | 17.2401 | 2.2805 | 8592 | 745 | 5009 | 0 | 0 | 0.11529 | 14.1468 | 0 | 46.0507 | -32.8636 | -7.7763 | -25.4195 | 1894.8519 | 65.7565 | 2.72 | 0 | 256196.4811 | 0 | 0.81601 | 108.8017 | 159122.4511 | 0 | 0 | 0 | 77.1635 | 9.3877e-07 | 588.6837 | 205.7692 | 4832.4681 | 0.19614 | 0.00021973 | 4.6327 | 0.031824 | 4.6009 | 0.048961 | 6.6606e-10 | 461.5341 | 56.9522 | 14398.2101 | 8 | 352 | 1.7011 | 17.255 | GT FT8 | GT Aero
Hartzog 3 GT | WACM | RM_WACM | WY | Thermal | CombustionTurbine Gas | 6 | 2.88 | NG_Colorado_Cheyenne | 2002-08-01 | 2050-12-31 | 155.736 | 48.2531 | -5.5396 | 5.6589 | 5.5232 | 24322.8387 | 0 | 0 | 0.46276 | 2.227 | 3.7879 | 1.5609 | 8592 | 580 | 5510 | 0 | 0 | 0.013621 | 2.0534 | 0 | 103.9899 | 22.3648 | -5.0655 | -88.9402 | 2103.3225 | 143.8952 | 0.44207 | 0 | 24322.8387 | 0 | 0.13262 | 17.6828 | 25861.0944 | 0 | 0 | 0 | 1.4901e-07 | 4.8 | 1132.8 | 3690.777 | 2766.347 | 0.075305 | 0.00032051 | 86.4793 | 43.2396 | 43.2397 | 9.7103e-11 | 0.0031231 | 41476.0971 | 240292.6213 | 237449.7071 | 9 | 352 | 0.21981 | 4.3072 | GT | GT
Malburg CC1a | CISC | CA_CISO | CA | Thermal | CombinedCycle Gas | 67 | 39.5 | NG_Cal_SoCalGas | 2005-10-17 | 2050-12-31 | 112.9129 | -3.7501 | -3.3784 | 63.9996 | 58.2183 | 205838.4669 | 0 | 0 | 0.35071 | 21.1862 | 23.2418 | 2.0556 | 8472 | 705 | 3639 | 0 | 0 | 0.43226 | 10.4401 | 0 | 72.0249 | -10.7536 | -3.912 | -25.563 | 1983.6565 | 72.4251 | 1.495 | 0 | 205838.4669 | 0 | 0.44851 | 59.8014 | 87459.5 | 0 | 0 | 9591.3332 | 0 | 0 | 138.8191 | 2621.7694 | 14800.9962 | 0.15866 | 0.00010078 | 4.7626 | 4.7626 | 4.7626 | 0 | 0 | 862.1603 | 27394.4441 | 102986.923 | 1 | 352 | 1.5664 | 23.3731 | CC SGT-800 A Plus | CC Aero
Clark CC2b | NEVP | SW_NVE | NV | Thermal | CombinedCycle Gas | 126 | 69.3 | NG_Nevada_South | 1979-05-01 | 2034-12-31 | 74.4423 | -32.7801 | -8.8144 | 119.229 | 120.8543 | 491190.9328 | 0 | 0 | 0.44502 | 31.9693 | 36.5654 | 4.5961 | 8592 | 424 | 4563 | 0 | 0 | 1.0315 | 25.8175 | 0 | 47.6011 | -31.5106 | -7.5788 | -25.0685 | 1903.5907 | 66.01 | 4.9567 | 0 | 491190.9328 | 0 | 1.487 | 198.2662 | 289964.3432 | 0 | 0 | 0 | 0 | 0 | 23.5463 | 599.6316 | 16997.4038 | 0.19614 | 0.00021973 | 4.6327 | 0.031824 | 4.6009 | 0 | 0 | 0.027158 | 262.9238 | 63797.457 | 60 | 351 | 4.0589 | 36.6294 | CC 501B6 | CC B
Drywood Drw1 1 GT | AESO | AB_AESO | AB | Thermal | CombustionTurbine Gas | 3 | 1.8 | NG_Alberta_NOVA | 1999-10-01 | 2050-12-31 | 184.8375 | 52.1742 | -5.0413 | 2.8259 | 2.7674 | 3493.1999 | 0 | 0 | 0.13292 | 0.74231 | 0.64568 | -0.096637 | 8592 | 579 | 1934 | 0 | 0 | 0.0015719 | 0.32192 | 0 | 86.8803 | 4.0951 | -3.9054 | -84.1993 | 777.9443 | 77.1512 | 0.073801 | 0 | 3493.1999 | 0 | 0.02214 | 2.952 | 4317.3416 | 0 | 0 | 340.7333 | 1.2 | 10.8 | 937.2 | 905.5074 | 466.0927 | 1.8659 | 0.0078726 | 35.0857 | 35.06 | 35.06 | 0.0010231 | 0.007656 | 77823.465 | 100042.5682 | 74744.5802 | 0 | 351 | 0.095027 | 0.89829 | GT | GT
Gor U3 Tg 3 GT | CFE | CA_CFE | MX | Thermal | CombustionTurbine Gas | 23 | 4.5 | NG_Cal_Rosarito | 2024-01-06 | 2050-12-31 | 54.3832 | -62.0428 | -13.0804 | 21.258 | 21.7942 | 16300.916 | 0 | 0 | 0.080906 | 1.6274 | 0.8865 | -0.74087 | 8592 | 579 | 1909 | 0 | 0 | 0.033058 | 1.3366 | 0 | 28.4476 | -48.5968 | -9.6461 | -275.0891 | 547.6252 | 31.0514 | 0.2483 | 0 | 16300.916 | 0 | 0.07449 | 9.932 | 14525.4769 | 0 | 0 | 0 | 0 | 0 | 1228.3125 | 0 | 22572.2292 | 4.6199 | 1.2515 | 2.5478 | 0 | 2.5478 | 0 | 0 | 11196.6835 | 0 | 177793.2418 | 8 | 351 | 0.7104 | 1.0755 | GT LM2500 | GT LM2500
Hartzog 2 GT | WACM | RM_WACM | WY | Thermal | CombustionTurbine Gas | 6 | 2.88 | NG_Colorado_Cheyenne | 2002-08-01 | 2050-12-31 | 156.7287 | 48.781 | -5.6958 | 5.5491 | 5.6821 | 24864.1078 | 0 | 0 | 0.47306 | 2.2627 | 3.8969 | 1.6342 | 8592 | 578 | 5601 | 0 | 0 | 0.013924 | 2.0891 | 0 | 103.9718 | 22.3467 | -5.0655 | -88.9402 | 2103.3225 | 143.8771 | 0.44938 | 0 | 24864.1078 | 0 | 0.13481 | 17.9751 | 26288.651 | 0 | 0 | 0 | 0 | 0 | 1051.5274 | 3616.389 | 2965.0257 | 0.075305 | 0.00032051 | 86.4793 | 43.2396 | 43.2397 | 0 | 0 | 40330.9365 | 230647.7827 | 258060.3658 | 10 | 351 | 0.19905 | 4.426 | GT | GT
Pueblo 1 IC | PSCO | RM_PSCO | CO | Thermal | ICE | 8 | 1.6 | Oil_DistillateFuel_2 | 1964-12-01 | 2050-12-31 | 613.9777 | 372.0146 | 21.935 | 7.8115 | 7.7815 | 5237.9483 | 0 | 0 | 0.074742 | 1.9786 | 3.216 | 1.2374 | 8592 | 220 | 1930 | 0 | 0 | 0 | 1.9521 | 0 | 139.2741 | 48.6969 | 3.8866 | -25.0655 | 2514.2419 | 210.7475 | 0.074335 | 0 | 5237.9483 | 0 | 0.2152 | 6.5651 | 5809.2534 | 0 | 0 | 0 | 268.8 | 1152.395 | 0 | 25.6 | 10176.4519 | 0.42135 | 0.055066 | 119.3454 | 43.2396 | 76.1058 | 0.18416 | 0.71485 | 0 | 6400 | 2199087.682 | 1 | 351 | 0.0025624 | 5.4215 | IC | IC
Roseville 2 GT 2 | BANC | CA_BANC | CA | Thermal | CombustionTurbine Gas | 24.2 | 12.6 | NG_Cal_PG&E LT | 1986-04-01 | 2051-12-31 | 169.6024 | -1.9646 | 6.929 | 22.3718 | 22.9312 | 41335.3509 | 0 | 0 | 0.19499 | 7.6503 | 7.0106 | -0.63974 | 8592 | 578 | 2540 | 0 | 0 | 0.018601 | 4.0841 | 0 | 107.6799 | 16.025 | 4.9644 | -12.0695 | 1868.6964 | 66.2111 | 0.50567 | 0 | 41335.3509 | 0 | 0.1517 | 20.2269 | 29581.8209 | 0 | 0 | 3244.1199 | 62.477 | 126.4565 | 241.8771 | 331.6899 | 1131.5764 | 0.3521 | 0.050745 | 0.86998 | 0.031824 | 0.83815 | 0.04231 | 0.088638 | 797.1444 | 634.3512 | 4662.7385 | 18 | 351 | 1.5145 | 7.0167 | GT TM2500 G4 | GT LM2500
Clark 11 GT | NEVP | SW_NVE | NV | Thermal | CombustionTurbine Gas | 53.5 | 48.3558 | NG_Nevada_South | 2008-08-01 | 2038-12-31 | 67.6976 | -33.8978 | -9.0846 | 50 | 49.9127 | 259509.7288 | 0 | 0 | 0.55373 | 15.0736 | 17.5682 | 2.4946 | 8592 | 579 | 5054 | 0 | 0 | 0.11678 | 14.2625 | 0 | 46.0507 | -32.8636 | -7.7763 | -25.4195 | 1894.8519 | 65.7565 | 2.742 | 0 | 259509.7176 | 0 | 0.8226 | 109.6805 | 160407.8014 | 0 | 0 | 0 | 82.3077 | 9.3877e-07 | 573.0314 | 138.9172 | 4369.7853 | 0.19614 | 0.00021973 | 4.6327 | 0.031824 | 4.6009 | 0.05203 | 6.6606e-10 | 669.1914 | 6.4951 | 11148.7918 | 10 | 350 | 1.5879 | 17.58 | GT FT8 | GT Aero
Clark 14 GT | NEVP | SW_NVE | NV | Thermal | CombustionTurbine Gas | 53.5 | 48.3558 | NG_Nevada_South | 2008-07-01 | 2038-12-31 | 65.5381 | -33.3966 | -8.9172 | 50.1667 | 49.6912 | 264591.3644 | 0 | 0 | 0.56457 | 15.1028 | 17.3408 | 2.2381 | 8592 | 578 | 5082 | 0 | 0 | 0.11907 | 14.2886 | 0 | 46.0338 | -32.8636 | -7.7932 | -25.4463 | 1894.4629 | 65.7419 | 2.7492 | 0 | 264591.3504 | 0 | 0.82475 | 109.9666 | 160826.0825 | 0 | 0 | 0 | 92.0066 | 5.1442 | 266.5136 | 149.1827 | 2382.8872 | 0.19614 | 0.00021973 | 4.6327 | 0.031824 | 4.6009 | 0.0586 | 0.0036503 | 52.5891 | 40.328 | 474.5429 | 2 | 350 | 1.6368 | 17.3414 | GT FT8 | GT Aero
Roseville 2 GT 1 | BANC | CA_BANC | CA | Thermal | CombustionTurbine Gas | 24.2 | 12.6 | NG_Cal_PG&E LT | 1986-05-01 | 2051-12-31 | 167.4416 | -2.3191 | 6.6993 | 22.4283 | 22.8377 | 41349.9187 | 0 | 0 | 0.19505 | 7.6032 | 6.9237 | -0.67947 | 8592 | 580 | 2543 | 0 | 0 | 0.018607 | 4.0565 | 0 | 107.6799 | 16.025 | 4.9644 | -12.0695 | 1868.6964 | 66.2111 | 0.50275 | 0 | 41349.9187 | 0 | 0.15083 | 20.11 | 29410.9076 | 0 | 0 | 3225.3765 | 31.2738 | 47.19 | 289.8419 | 349.0866 | 1238.5973 | 0.3521 | 0.050745 | 0.86998 | 0.031824 | 0.83815 | 0.021133 | 0.035062 | 214.34 | 405.3975 | 5270.0286 | 12 | 350 | 1.537 | 6.9296 | GT TM2500 G4 | GT LM2500
Sundance 4 CT | AZPS | SW_AZPS | AZ | Thermal | CombustionTurbine Gas | 41 | 18.6364 | NG_AZ_North-South | 2002-05-01 | 2050-12-31 | 71.765 | -32.7765 | -10.6022 | 38.3257 | 38.2848 | 145382.6139 | 0 | 0 | 0.40479 | 9.4873 | 10.4334 | 0.94608 | 8592 | 575 | 5014 | 0 | 0 | 0.065422 | 8.8978 | 0 | 45.9566 | -31.8652 | -8.8687 | -25.0847 | 1880.3782 | 65.8262 | 1.6526 | 0 | 145382.6139 | 0 | 0.49577 | 66.1021 | 96674.2938 | 0 | 0 | 0 | 1828.0654 | 1231.604 | 1749.9065 | 2118.117 | 42563.071 | 0.94841 | 0.0016464 | 11.9962 | 5.1679 | 6.8283 | 2448.0103 | 0.81613 | 18590.3178 | 12.0544 | 341865.6236 | 2897 | 350 | 1.622 | 10.7963 | GT LM6000 | GT LM
Sundance 5 CT | AZPS | SW_AZPS | AZ | Thermal | CombustionTurbine Gas | 41 | 18.6364 | NG_AZ_North-South | 2002-05-01 | 2050-12-31 | 71.7584 | -32.9722 | -10.5696 | 38.4934 | 38.0019 | 140390.6889 | 0 | 0 | 0.39089 | 9.276 | 10.0742 | 0.79819 | 8592 | 579 | 5018 | 0 | 0 | 0.063176 | 8.6895 | 0 | 45.9545 | -31.863 | -8.873 | -25.0847 | 1880.3634 | 65.8336 | 1.6144 | 0 | 140390.6889 | 0 | 0.48431 | 64.5741 | 94439.6059 | 0 | 0 | 0 | 1813.6557 | 1193.789 | 1230.3312 | 1925.9894 | 46875.7423 | 0.94841 | 0.0016464 | 11.9962 | 5.1679 | 6.8283 | 4284.4975 | 0.82762 | 17163.2561 | 1.3903 | 372687.9976 | 2612 | 350 | 1.5866 | 10.4683 | GT LM6000 | GT LM
CCI Parque Industrial 1 IC | CFE | CA_CFE | MX | Thermal | ICE | 197 | 39.4 | NG_Cal_Rosarito | 2024-01-04 | 2054-12-31 | 46.8328 | -57.3669 | -13.1259 | 197 | 197 | 234606.7029 | 0 | 0 | 0.13595 | 16.5711 | 10.9873 | -5.5838 | 8424 | 0 | 4402 | 0 | 0 | 0.24318 | 15.71 | 0 | 27.6978 | -48.5939 | -10.3989 | -275.0181 | 536.8662 | 30.5178 | 2.9037 | 0 | 234606.7001 | 0 | 0.87112 | 116.1491 | 169868.048 | 0 | 0 | 0 | 14.0887 | 109.9726 | 22535.2257 | 0 | 369083.8764 | 4.6199 | 1.2515 | 2.5478 | 0 | 2.5478 | 0.015265 | 0.11892 | 216179.0611 | 0 | 1713034.7662 | 705 | 348 | 5.4449 | 12.9165 | IC | IC
Firebag Scr6 4 CT | AESO | AB_AESO | AB | Thermal | CombustionTurbine Gas | 101 | 52.05 | NG_Alberta_NOVA | 2012-09-17 | 2050-12-31 | 121.4417 | 14.2847 | 1.4484 | 93.9796 | 94.8129 | 412079.7589 | 0 | 0 | 0.46575 | 52.6629 | 50.0437 | -2.6192 | 8592 | 579 | 6076 | 0 | 0 | 0.23076 | 24.1686 | 0 | 99.8899 | 10.9257 | 2.2736 | -26.5359 | 767.3295 | 69.4739 | 5.5446 | 0 | 412079.7589 | 0 | 1.6634 | 221.7822 | 324356.4622 | 0 | 0 | 25598.8618 | 1926.4616 | 41947.6836 | 6505.0411 | 35148.8251 | 159942.3755 | 1.8659 | 0.0078726 | 35.0857 | 35.06 | 35.06 | 1.4835 | 29.8016 | 739053.4671 | 946665.961 | 5699672.9793 | 84 | 348 | 8.5666 | 57.4291 | GT | GT
Gor U4 Tg 4 GT | CFE | CA_CFE | MX | Thermal | CombustionTurbine Gas | 23 | 4.5 | NG_Cal_Rosarito | 2024-01-06 | 2050-12-31 | 53.6385 | -63.7512 | -13.0916 | 21.567 | 21.3626 | 16241.6233 | 0 | 0 | 0.080612 | 1.6103 | 0.87118 | -0.73915 | 8592 | 578 | 1900 | 0 | 0 | 0.032938 | 1.3221 | 0 | 28.4481 | -48.5968 | -9.6457 | -275.0891 | 547.6252 | 31.0513 | 0.24603 | 0 | 16241.6233 | 0 | 0.073808 | 9.841 | 14392.5204 | 0 | 0 | 0 | 0 | 0 | 1512.5729 | 0 | 21669.8171 | 4.6199 | 1.2515 | 2.5478 | 0 | 2.5478 | 0 | 0 | 13334.6724 | 0 | 182348.6056 | 14 | 348 | 0.70323 | 1.0669 | GT LM2500 | GT LM2500
Stanton 2 GT | CISC | CA_CISO | CA | Thermal | CombustionTurbine Gas | 49.65 | 20.53 | NG_Cal_SoCalGas | 2020-05-20 | 2050-12-31 | 135.9862 | -13.149 | -5.0625 | 46.0345 | 46.8962 | 67682.0994 | 0 | 0 | 0.15561 | 10.9377 | 9.2038 | -1.7339 | 8592 | 575 | 2607 | 0 | 0 | 0.030457 | 5.3681 | 0 | 70.7201 | -11.8528 | -4.1177 | -27.007 | 1979.7183 | 72.0597 | 0.76756 | 0 | 67682.0994 | 0 | 0.23027 | 30.7023 | 44902.0467 | 0 | 0 | 4924.2277 | 0 | 0 | 59.58 | 881.0017 | 15870.6974 | 0.15866 | 0.00010078 | 4.7626 | 4.7626 | 4.7626 | 0 | 0 | 852.9793 | 12682.5579 | 129633.7484 | 9 | 348 | 3.1026 | 9.347 | GT LM6000 Hybrid | GT LM
Sundance 10 CT | AZPS | SW_AZPS | AZ | Thermal | CombustionTurbine Gas | 41 | 18.6364 | NG_AZ_North-South | 2002-05-01 | 2050-12-31 | 73.0841 | -32.2296 | -10.3729 | 38.677 | 35.8637 | 137726.5038 | 0 | 0 | 0.38347 | 9.1033 | 10.0656 | 0.96228 | 8592 | 745 | 4999 | 0 | 0 | 0.061977 | 8.5213 | 0 | 45.9586 | -31.8656 | -8.8664 | -25.0847 | 1880.3491 | 65.821 | 1.583 | 0 | 137726.5038 | 0 | 0.4749 | 63.3196 | 92604.9222 | 0 | 0 | 0 | 1546.4999 | 1208.8298 | 1264.6278 | 2355.7656 | 46575.4956 | 0.94841 | 0.0016464 | 11.9962 | 5.1679 | 6.8283 | 3078.6367 | 0.8528 | 8563.3451 | 261.1363 | 391068.8016 | 2481 | 348 | 1.5978 | 10.4686 | GT LM6000 | GT LM
Sundance 3 CT | AZPS | SW_AZPS | AZ | Thermal | CombustionTurbine Gas | 41 | 18.6364 | NG_AZ_North-South | 2002-05-01 | 2050-12-31 | 73.2397 | -32.4834 | -10.4792 | 38.4535 | 38.0019 | 141856.1942 | 0 | 0 | 0.39497 | 9.2993 | 10.3895 | 1.0902 | 8592 | 584 | 5051 | 0 | 0 | 0.063835 | 8.7163 | 0 | 45.9498 | -31.8685 | -8.8723 | -25.0847 | 1880.3938 | 65.811 | 1.62 | 0 | 141856.1942 | 0 | 0.48599 | 64.7986 | 94767.9487 | 0 | 0 | 0 | 2063.7157 | 1294.2623 | 1559.917 | 1882.0114 | 46584.9301 | 0.94841 | 0.0016464 | 11.9962 | 5.1679 | 6.8283 | 4995.8753 | 0.87729 | 23417.9349 | 1.3496 | 376583.4626 | 2657 | 348 | 1.5209 | 10.7945 | GT LM6000 | GT LM
Sundance 8 CT | AZPS | SW_AZPS | AZ | Thermal | CombustionTurbine Gas | 41 | 18.6364 | NG_AZ_North-South | 2002-05-01 | 2050-12-31 | 71.1944 | -33.5113 | -10.6776 | 38.3976 | 38.1377 | 138595.3211 | 0 | 0 | 0.38589 | 9.1665 | 9.8672 | 0.70074 | 8592 | 579 | 5023 | 0 | 0 | 0.062368 | 8.5854 | 0 | 45.9563 | -31.865 | -8.8692 | -25.0847 | 1884.0632 | 65.8409 | 1.5951 | 0 | 138595.3211 | 0 | 0.47852 | 63.8027 | 93311.4452 | 0 | 0 | 0 | 1739.1229 | 1158.1756 | 1070.5991 | 1837.3391 | 47975.8979 | 0.94841 | 0.0016464 | 11.9962 | 5.1679 | 6.8283 | 4643.3175 | 0.83175 | 3809.1231 | 38.8838 | 399730.6135 | 2508 | 348 | 1.5524 | 10.2754 | GT LM6000 | GT LM
Baja California II Tg Fase I 4 GT | CFE | CA_CFE | MX | Thermal | CombustionTurbine Gas | 45 | 24.835 | NG_Cal_Rosarito | 2014-01-30 | 2050-12-31 | 47.4992 | -63.3069 | -10.7047 | 41.5917 | 42.6407 | 101730.4718 | 0 | 0 | 0.25807 | 6.5642 | 4.8321 | -1.7321 | 8592 | 579 | 3842 | 0 | 0 | 0.045779 | 5.9567 | 0 | 29.768 | -48.4661 | -8.4565 | -274.4738 | 554.2709 | 31.5702 | 1.1073 | 0 | 101730.4718 | 0 | 0.33218 | 44.2901 | 64774.2627 | 0 | 0 | 0 | 1203.916 | 20160.0727 | 3465.5267 | 0 | 67501.4857 | 4.6199 | 1.2515 | 2.5478 | 0 | 2.5478 | 0.8465 | 14.1483 | 3843.9145 | 0 | 56563.5447 | 92 | 347 | 2.0051 | 4.8925 | GT LM6000 | GT LM
Baja California II Tg Fase I 6 GT | CFE | CA_CFE | MX | Thermal | CombustionTurbine Gas | 43 | 24.835 | NG_Cal_Rosarito | 2014-01-30 | 2050-12-31 | 47.5014 | -68.3388 | -11.0823 | 40.3292 | 39.8913 | 92887.9153 | 0 | 0 | 0.2466 | 6.0051 | 4.4123 | -1.5927 | 8592 | 581 | 3658 | 0 | 0 | 0.0418 | 5.4301 | 0 | 29.7735 | -48.4661 | -8.451 | -274.4738 | 554.5587 | 31.5808 | 1.0103 | 0 | 92887.9153 | 0 | 0.3031 | 40.4135 | 59104.7156 | 0 | 0 | 0 | 888.6778 | 5495.145 | 3342.2494 | 0 | 60678.5157 | 4.6199 | 1.2515 | 2.5478 | 0 | 2.5478 | 0.61986 | 3.8643 | 6688.1513 | 0 | 49902.1861 | 85 | 347 | 1.8305 | 4.4689 | GT LM6000 | GT LM
Black Mountain 1 GT | TEPC | SW_TEPC | AZ | Thermal | CombustionTurbine Gas | 47 | 41.8913 | NG_AZ_North-South | 2008-06-01 | 2050-12-31 | 59.9989 | -34.0265 | -12.6844 | 44.2364 | 43.4465 | 225481.0046 | 0 | 0 | 0.54766 | 12.2224 | 13.5286 | 1.3062 | 8592 | 576 | 5045 | 0 | 0 | 0.10147 | 11.5163 | 0 | 40.4095 | -35.1955 | -11.0855 | -27.1988 | 1815.5089 | 62.9448 | 2.1416 | 0 | 225481.0046 | 0 | 0.64247 | 85.6629 | 125282.0268 | 0 | 0 | 0 | 333.3622 | 440.395 | 3299.8457 | 2128.6445 | 4616.6762 | 1.0826 | 0.065843 | 12.0843 | 5.1679 | 6.9163 | 0.23598 | 0.31008 | 10519.0527 | 2287.8836 | 29093.6828 | 33 | 347 | 1.9109 | 13.5705 | GT LM6000PC Sprint | GT LM
Clark 15 GT | NEVP | SW_NVE | NV | Thermal | CombustionTurbine Gas | 53.5 | 48.3558 | NG_Nevada_South | 2008-07-01 | 2038-12-31 | 67.3441 | -32.3585 | -9.5492 | 50.4062 | 49.4107 | 270494.9869 | 0 | 0 | 0.57717 | 15.6624 | 18.2162 | 2.5538 | 8592 | 574 | 5188 | 0 | 0 | 0.12172 | 14.8504 | 0 | 47.6989 | -30.9293 | -8.0623 | -25.0689 | 1889.4956 | 65.4951 | 2.8609 | 0 | 270494.9724 | 0 | 0.85826 | 114.4341 | 167359.911 | 0 | 0 | 0 | 98.9925 | 5.1442 | 243.045 | 153.0607 | 2242.8824 | 0.19614 | 0.00021973 | 4.6327 | 0.031824 | 4.6009 | 0.064487 | 0.0036503 | 0.28126 | 67.2421 | 506.6929 | 0 | 347 | 1.4482 | 18.2168 | GT FT8 | GT Aero
Clark 20 GT | NEVP | SW_NVE | NV | Thermal | CombustionTurbine Gas | 53.5 | 47.3269 | NG_Nevada_South | 2008-08-01 | 2038-12-31 | 67.1981 | -33.3085 | -8.9792 | 49.7813 | 50.267 | 266969.213 | 0 | 0 | 0.56964 | 15.5021 | 17.9398 | 2.4377 | 8592 | 576 | 5163 | 0 | 0 | 0.12014 | 14.6922 | 0 | 46.3063 | -32.6545 | -7.7297 | -25.3341 | 1892.5688 | 65.6424 | 2.823 | 0 | 266969.213 | 0 | 0.84691 | 112.9211 | 165147.0615 | 0 | 0 | 0 | 84.9393 | 6.2585e-07 | 383.2065 | 229.7286 | 2931.5649 | 0.19614 | 0.00021973 | 4.6327 | 0.031824 | 4.6009 | 0.057007 | 4.4404e-10 | 0.44014 | 99.6893 | 868.5478 | 7 | 347 | 1.5536 | 17.9408 | GT FT8 | GT Aero
Clark CC1a | NEVP | SW_NVE | NV | Thermal | CombinedCycle Gas | 126 | 69.3 | NG_Nevada_South | 1979-05-01 | 2034-12-31 | 74.0044 | -32.721 | -9.0641 | 120.9953 | 118.3858 | 509969.6396 | 0 | 0 | 0.46203 | 32.9308 | 37.74 | 4.8092 | 8592 | 423 | 4694 | 0 | 0 | 1.0709 | 26.7809 | 0 | 48.0967 | -30.9292 | -7.6647 | -24.9701 | 1902.6848 | 65.9676 | 5.1429 | 0 | 509969.6396 | 0 | 1.5429 | 205.716 | 300859.6527 | 0 | 0 | 0 | 0 | 0 | 81.3627 | 516.6 | 20247.7292 | 0.19614 | 0.00021973 | 4.6327 | 0.031824 | 4.6009 | 0 | 0 | 0.093601 | 262.8685 | 35030.216 | 63 | 347 | 4.0979 | 37.7753 | CC 501B6 | CC B
Firebag Scr6 2 CT | AESO | AB_AESO | AB | Thermal | CombustionTurbine Gas | 101 | 45.45 | NG_Alberta_NOVA | 2011-04-01 | 2050-12-31 | 122.4593 | 13.4349 | 0.98825 | 94.3925 | 94.3391 | 405262.9586 | 0 | 0 | 0.45805 | 51.8909 | 49.6282 | -2.2626 | 8592 | 575 | 5965 | 0 | 0 | 0.22695 | 23.8074 | 0 | 99.8973 | 10.9288 | 2.2779 | -26.5359 | 767.3203 | 69.4748 | 5.4599 | 0 | 405262.9586 | 0 | 1.638 | 218.3972 | 319405.9131 | 0 | 0 | 25208.1546 | 2304.8841 | 40565.574 | 8781.8361 | 34739.9017 | 153680.3043 | 1.8659 | 0.0078726 | 35.0857 | 35.06 | 35.06 | 1.8114 | 29.1212 | 604380.1183 | 906559.1615 | 5825786.4531 | 72 | 347 | 7.9719 | 56.965 | GT | GT
Sentinel Unit 3 GT | CISC | CA_CISO | CA | Thermal | CombustionTurbine Gas | 100 | 50 | NG_Cal_SoCalGas | 2013-05-06 | 2050-12-31 | 118.1623 | -10.9514 | -7.4512 | 91.9393 | 94.4812 | 182217.5626 | 0 | 0 | 0.20801 | 26.0021 | 21.5312 | -4.4709 | 8592 | 614 | 2870 | 0 | 0 | 0.081998 | 12.8736 | 0 | 67.3031 | -13.1626 | -6.2249 | -26.2461 | 1958.3708 | 70.667 | 1.84 | 0 | 182217.5626 | 0 | 0.55201 | 73.6017 | 107642.4504 | 0 | 0 | 11804.7167 | 0 | 0 | 0 | 1628.121 | 47170.513 | 0.15866 | 0.00010078 | 4.7626 | 4.7626 | 4.7626 | 0 | 0 | 0 | 9446.6988 | 195662.0433 | 9 | 347 | 6.9724 | 21.7364 | GT LMS100 | GT LMS
Sundance 2 CT | AZPS | SW_AZPS | AZ | Thermal | CombustionTurbine Gas | 41 | 18.6364 | NG_AZ_North-South | 2002-05-01 | 2050-12-31 | 72.7401 | -32.596 | -10.5408 | 38.5732 | 37.9227 | 138662.1179 | 0 | 0 | 0.38607 | 9.1378 | 10.0863 | 0.94848 | 8592 | 576 | 5033 | 0 | 0 | 0.062398 | 8.5567 | 0 | 45.9492 | -31.8664 | -8.8749 | -25.0847 | 1880.3126 | 65.8148 | 1.5899 | 0 | 138662.1179 | 0 | 0.47696 | 63.5945 | 93007.0048 | 0 | 0 | 0 | 1773.036 | 1249.9969 | 1552.0373 | 2208.6367 | 49083.5642 | 0.94841 | 0.0016464 | 11.9962 | 5.1679 | 6.8283 | 3649.6092 | 0.85275 | 9459.3253 | 1.5581 | 398596.8085 | 2495 | 347 | 1.5806 | 10.498 | GT LM6000 | GT LM
Sundance 9 CT | AZPS | SW_AZPS | AZ | Thermal | CombustionTurbine Gas | 41 | 18.6364 | NG_AZ_North-South | 2002-05-01 | 2050-12-31 | 72.2856 | -33.2209 | -10.6755 | 38.685 | 35.8411 | 138603.5515 | 0 | 0 | 0.38591 | 9.1755 | 10.019 | 0.84353 | 8592 | 746 | 5009 | 0 | 0 | 0.062372 | 8.5944 | 0 | 45.9591 | -31.8646 | -8.8669 | -25.0847 | 1880.3936 | 65.8293 | 1.5966 | 0 | 138603.5515 | 0 | 0.47899 | 63.8653 | 93402.957 | 0 | 0 | 0 | 1708.5471 | 988.3191 | 1156.1596 | 2123.2693 | 46772.5167 | 0.94841 | 0.0016464 | 11.9962 | 5.1679 | 6.8283 | 2976.9667 | 0.68126 | 11804.5257 | 1.4675 | 379880.9617 | 2518 | 347 | 1.6003 | 10.4137 | GT LM6000 | GT LM
Agua Fria 7 GT | SRP | SW_SRP | AZ | Thermal | CombustionTurbine Gas | 46 | 29 | NG_AZ_North-South | 2022-08-24 | 2050-12-31 | 119.0094 | -27.9444 | -10.1997 | 42.6682 | 43.3598 | 46577.2695 | 0 | 0 | 0.11559 | 6.0104 | 5.5431 | -0.46724 | 8592 | 580 | 2127 | 0 | 0 | 0.097812 | 2.9116 | 0 | 44.9088 | -33.1419 | -8.6398 | -26.2411 | 1897.3214 | 66.8189 | 0.54446 | 0 | 46577.2695 | 0 | 0.16334 | 21.7784 | 31850.852 | 0 | 0 | 2513.733 | 0 | 0 | 1202.2868 | 640.2885 | 38803.6279 | 1.0352 | 0.11547 | 12.6186 | 5.1679 | 7.4506 | 0 | 0 | 9205.5157 | 16151.601 | 793334.5024 | 5 | 346 | 1.6958 | 6.3618 | GT LM6000 | GT LM
Black Mountain 2 GT | TEPC | SW_TEPC | AZ | Thermal | CombustionTurbine Gas | 47 | 38.54 | NG_AZ_North-South | 2008-06-01 | 2050-12-31 | 61.0208 | -35.0116 | -13.009 | 43.6965 | 44.1727 | 210134.3471 | 0 | 0 | 0.51038 | 11.4959 | 12.8226 | 1.3267 | 8592 | 579 | 5035 | 0 | 0 | 0.09456 | 10.8006 | 0 | 40.4064 | -35.1986 | -11.0855 | -27.1988 | 1815.5089 | 62.93 | 2.0084 | 0 | 210134.3471 | 0 | 0.60253 | 80.3371 | 117492.9473 | 0 | 0 | 0 | 634.7539 | 348.6975 | 5576.357 | 3895.8963 | 13797.1244 | 1.0826 | 0.065843 | 12.0843 | 5.1679 | 6.9163 | 0.45464 | 0.24344 | 84163.6056 | 6633.732 | 145094.788 | 2869 | 346 | 1.8013 | 13.0585 | GT LM6000PC Sprint | GT LM
Clark 13 GT | NEVP | SW_NVE | NV | Thermal | CombustionTurbine Gas | 53.5 | 48.3558 | NG_Nevada_South | 2008-11-01 | 2038-12-31 | 66.5365 | -34.0486 | -9.1327 | 49.9062 | 50.0603 | 266198.0399 | 0 | 0 | 0.568 | 15.4161 | 17.7119 | 2.2958 | 8592 | 578 | 5113 | 0 | 0 | 0.11979 | 14.6085 | 0 | 46.0338 | -32.8636 | -7.7932 | -25.4463 | 1894.4629 | 65.7419 | 2.8081 | 0 | 266198.0258 | 0 | 0.84243 | 112.3237 | 164273.3756 | 0 | 0 | 0 | 82.3077 | 5.1442 | 346.7075 | 174.9038 | 2427.9103 | 0.19614 | 0.00021973 | 4.6327 | 0.031824 | 4.6009 | 0.051309 | 0.0036503 | 182.2689 | 43.4868 | 953.712 | 4 | 346 | 1.5505 | 17.7131 | GT FT8 | GT Aero
Clark 16 GT | NEVP | SW_NVE | NV | Thermal | CombustionTurbine Gas | 53.5 | 48.3558 | NG_Nevada_South | 2008-07-01 | 2038-12-31 | 67.7616 | -32.0136 | -9.4942 | 49.4583 | 50.7246 | 272015.4765 | 0 | 0 | 0.58041 | 15.653 | 18.4322 | 2.7792 | 8592 | 576 | 5222 | 0 | 0 | 0.12241 | 14.8419 | 0 | 47.6989 | -30.9293 | -8.0623 | -25.0689 | 1889.4956 | 65.4951 | 2.8584 | 0 | 272015.462 | 0 | 0.85751 | 114.3347 | 167214.5048 | 0 | 0 | 0 | 92.6907 | 5.1442 | 394.3646 | 205.7692 | 2168.1819 | 0.19614 | 0.00021973 | 4.6327 | 0.031824 | 4.6009 | 0.06119 | 0.0036503 | 9.4817 | 67.0724 | 422.1288 | 5 | 346 | 1.394 | 18.4327 | GT FT8 | GT Aero
Don Von Raesfeld CC1a | CIPB | CA_CISO | CA | Thermal | CombinedCycle Gas | 73.9 | 39.1523 | NG_Cal_PG&E LT | 2005-03-24 | 2050-12-31 | 127.7786 | 6.8846 | 10.9689 | 70.8496 | 69.7401 | 282169.2799 | 0 | 0 | 0.43587 | 32.3865 | 36.0552 | 3.6687 | 8472 | 416 | 4680 | 0 | 0 | 0.59256 | 17.2482 | 0 | 103.3363 | 8.4598 | 8.1859 | -26.8777 | 1980.9404 | 71.7004 | 2.1498 | 0 | 282169.2799 | 0 | 0.64494 | 85.9916 | 125762.7052 | 0 | 0 | 13791.8926 | 0 | 0 | 110.6053 | 3313.2049 | 30720.2122 | 0.15866 | 0.00010078 | 4.7626 | 4.7626 | 4.7626 | 0 | 0 | 644.7623 | 48950.0149 | 236391.9216 | 9 | 346 | 1.6548 | 36.3412 | CC LM6000PC Sprint | CC LM
Don Von Raesfeld CC1b | CIPB | CA_CISO | CA | Thermal | CombinedCycle Gas | 73.9 | 39.1523 | NG_Cal_PG&E LT | 2005-03-24 | 2050-12-31 | 128.6047 | 6.4693 | 11.0121 | 70.7489 | 69.9032 | 282766.6539 | 0 | 0 | 0.4368 | 32.5491 | 36.3651 | 3.816 | 8472 | 415 | 4684 | 0 | 0 | 0.59381 | 17.3387 | 0 | 103.3413 | 8.4581 | 8.1926 | -26.8777 | 1981.178 | 71.6965 | 2.1609 | 0 | 282766.6539 | 0 | 0.64826 | 86.4351 | 126411.3663 | 0 | 0 | 13863.0287 | 0 | 0 | 162.0731 | 3910.0365 | 29853.0836 | 0.15866 | 0.00010078 | 4.7626 | 4.7626 | 4.7626 | 0 | 0 | 1049.2932 | 43077.6968 | 245857.4513 | 9 | 346 | 1.658 | 36.6551 | CC LM6000PC Sprint | CC LM
Los Esteros CC1d | CIPB | CA_CISO | CA | Thermal | CombinedCycle Gas | 75 | 31.4516 | NG_Cal_PG&E LT | 2013-07-31 | 2050-12-31 | 130.7028 | 6.1801 | 9.0337 | 70.9258 | 72.144 | 327224.2723 | 0 | 0 | 0.49806 | 38.1396 | 42.7691 | 4.6295 | 8472 | 417 | 4757 | 0 | 0 | 0.68717 | 20.436 | 0 | 101.4093 | 8.3973 | 6.3215 | -26.624 | 1961.799 | 70.3485 | 2.5363 | 0 | 327224.2723 | 0 | 0.7609 | 101.4538 | 148376.1649 | 0 | 0 | 16271.8203 | 0 | 0 | 30.7255 | 1332.2968 | 11352.1014 | 0.15866 | 0.00010078 | 4.7626 | 4.7626 | 4.7626 | 0 | 0 | 134.6196 | 5234.8162 | 43453.3139 | 13 | 346 | 2.2045 | 42.8179 | CC LM6000 Sprint | CC LM
Sundance 1 CT | AZPS | SW_AZPS | AZ | Thermal | CombustionTurbine Gas | 41 | 18.6364 | NG_AZ_North-South | 2002-05-01 | 2050-12-31 | 72.1238 | -33.0687 | -10.5427 | 38.4694 | 38.0132 | 139122.4005 | 0 | 0 | 0.38735 | 9.2071 | 10.034 | 0.82696 | 8592 | 581 | 5010 | 0 | 0 | 0.062605 | 8.6285 | 0 | 45.9496 | -31.8657 | -8.8752 | -25.0847 | 1880.3629 | 65.8195 | 1.6036 | 0 | 139122.4005 | 0 | 0.48108 | 64.1435 | 93809.8048 | 0 | 0 | 0 | 1784.3134 | 1283.4865 | 1778.5209 | 1749.196 | 47756.0454 | 0.94841 | 0.0016464 | 11.9962 | 5.1679 | 6.8283 | 4321.8119 | 0.90026 | 11671.4726 | 1.2399 | 376608.2976 | 2551 | 346 | 1.59 | 10.4266 | GT LM6000 | GT LM
CCI Mexicali Oriente 1 IC | CFE | CA_CFE | MX | Thermal | ICE | 107.3 | 21.46 | NG_Cal_Rosarito | 2024-01-04 | 2054-12-31 | 51.5563 | -74.5593 | -13.658 | 107.3 | 107.3 | 125956.1441 | 0 | 0 | 0.134 | 9.0139 | 6.4938 | -2.5201 | 8424 | 0 | 4197 | 0 | 0 | 0.13056 | 8.5504 | 0 | 28.3291 | -48.5968 | -9.7647 | -275.0891 | 544.2854 | 30.9105 | 1.5859 | 0 | 125956.1418 | 0 | 0.47578 | 63.4374 | 92777.1699 | 0 | 0 | 0 | 0 | 0 | 14587.6444 | 0 | 127095.4688 | 4.6199 | 1.2515 | 2.5478 | 0 | 2.5478 | 0 | 0 | 40770.2709 | 0 | 604453.8209 | 163 | 345 | 2.8135 | 7.1391 | IC | IC
El Cajon Energy Center 1 GT | CISD | CA_CISO | CA | Thermal | CombustionTurbine Gas | 49 | 28.5833 | NG_Cal_SDG&E | 2010-06-16 | 2050-12-31 | 119.201 | -20.4869 | -8.0087 | 43.431 | 45.1195 | 75932.377 | 0 | 0 | 0.1769 | 11.5726 | 9.0512 | -2.5214 | 8592 | 579 | 2348 | 0 | 0 | 0.03417 | 5.6984 | 0 | 67.5369 | -13.6016 | -5.5521 | -26.006 | 1938.5493 | 69.6463 | 0.8163 | 0 | 75932.377 | 0 | 0.24489 | 32.6521 | 47753.6619 | 0 | 0 | 5236.9529 | -2.3842e-07 | 6778.1198 | 40.8333 | 1785.084 | 31278.4664 | 0.15866 | 0.00010078 | 4.7626 | 4.7626 | 4.7626 | -8.0252e-11 | 0.39349 | 109.5756 | 16175.2771 | 94463.3107 | 4 | 345 | 3.4202 | 9.162 | GT LM6000 | GT LM
Clark 17 GT | NEVP | SW_NVE | NV | Thermal | CombustionTurbine Gas | 53.5 | 48.3558 | NG_Nevada_South | 2008-07-01 | 2038-12-31 | 67.247 | -32.2164 | -9.5453 | 49.5729 | 48.0526 | 271288.9249 | 0 | 0 | 0.57886 | 15.6111 | 18.2434 | 2.6323 | 8592 | 746 | 5201 | 0 | 0 | 0.12208 | 14.8041 | 0 | 47.6925 | -30.9293 | -8.0687 | -25.0702 | 1889.2665 | 65.488 | 2.8513 | 0 | 271288.9102 | 0 | 0.8554 | 114.0528 | 166802.1894 | 0 | 0 | 0 | 102.8846 | 5.1442 | 289.7341 | 169.2563 | 2090.0996 | 0.19614 | 0.00021973 | 4.6327 | 0.031824 | 4.6009 | 0.067622 | 0.0036503 | 8.8296 | 42.2658 | 468.4885 | 1 | 344 | 1.4755 | 18.2439 | GT FT8 | GT Aero
Clark 19 GT | NEVP | SW_NVE | NV | Thermal | CombustionTurbine Gas | 53.5 | 48.3558 | NG_Nevada_South | 2008-11-01 | 2038-12-31 | 67.0156 | -33.6329 | -9.0716 | 50.3021 | 49.4993 | 267604.8147 | 0 | 0 | 0.571 | 15.5995 | 17.9337 | 2.3342 | 8592 | 578 | 5149 | 0 | 0 | 0.12042 | 14.7948 | 0 | 46.3063 | -32.6545 | -7.7297 | -25.3341 | 1892.5688 | 65.6424 | 2.8445 | 0 | 267604.8009 | 0 | 0.85334 | 113.7786 | 166401.1356 | 0 | 0 | 0 | 71.1656 | 5.1442 | 473.2691 | 198.5543 | 2475.8826 | 0.19614 | 0.00021973 | 4.6327 | 0.031824 | 4.6009 | 0.046623 | 0.0036503 | 149.0593 | 42.2902 | 998.9009 | 3 | 344 | 1.6258 | 17.9349 | GT FT8 | GT Aero
Milagro GT 1 GT | WACM | RM_WACM | NM | Thermal | CombustionTurbine Gas | 32 | 15.36 | NG_Colorado_Cheyenne | 1996-01-01 | 2054-12-31 | 81.3259 | -22.491 | -4.579 | 29.9626 | 29.8808 | 122388.17 | 0 | 0 | 0.4366 | 9.5421 | 9.9533 | 0.41118 | 8424 | 567 | 5260 | 0 | 0 | 0.12686 | 8.6407 | 0 | 57.5032 | -24.7308 | -4.4566 | -22.5837 | 1895.7789 | 71.8467 | 1.8564 | 0 | 122388.17 | 0 | 0.55692 | 74.2563 | 108599.77 | 0 | 0 | 0 | 0 | 0 | 723.0019 | 9201.6378 | 30442.8138 | 0.075305 | 0.00032051 | 86.4793 | 43.2396 | 43.2397 | 0 | 0 | 29690.8625 | 542501.9042 | 3148650.0211 | 32 | 344 | 0.73789 | 13.6742 | GT | GT
West Phoenix 1 CS | AZPS | SW_AZPS | AZ | Thermal | CombinedCycle Gas | 92 | 58.2 | NG_AZ_North-South | 1976-06-01 | 2050-12-31 | 74.5173 | -27.2864 | -10.4391 | 83.4864 | 87.9128 | 308222.6156 | 0 | 0 | 0.38245 | 19.4658 | 22.9679 | 3.5021 | 8424 | 413 | 4370 | 0 | 0 | 0.64727 | 15.1848 | 0 | 47.1778 | -30.2377 | -9.275 | -26.5356 | 1889.0245 | 68.9375 | 2.8207 | 0 | 308222.6088 | 0 | 0.84621 | 112.8274 | 165010.1362 | 0 | 0 | 0 | 1082.5103 | 1485.8574 | 1396.7626 | 1409.255 | 62853.1483 | 0.94841 | 0.0016464 | 11.9962 | 5.1679 | 6.8283 | 0.79993 | 0.91937 | 22296.2317 | 16.9038 | 480104.8408 | 2591 | 344 | 2.5823 | 23.4703 | CC 7B | CC B
Grapeland Peaker 1 GT | CISC | CA_CISO | CA | Thermal | CombustionTurbine Gas | 46 | 21.0833 | NG_Cal_SoCalGas | 2007-09-20 | 2050-12-31 | 131.8597 | -12.8784 | -5.2062 | 43.0265 | 42.8648 | 66810.2665 | 0 | 0 | 0.1658 | 10.4863 | 8.8096 | -1.6767 | 8592 | 579 | 2645 | 0 | 0 | 0.030065 | 5.1627 | 0 | 70.041 | -12.2373 | -4.4123 | -31.9872 | 1981.1047 | 72.4649 | 0.73748 | 0 | 66810.2665 | 0 | 0.22125 | 29.4993 | 43142.7948 | 0 | 0 | 4731.2977 | 7.1526e-07 | 5022.2597 | 24.9167 | 1384.1956 | 53450.6211 | 0.15866 | 0.00010078 | 4.7626 | 4.7626 | 4.7626 | 7.1037e-11 | 0.32357 | 0.034502 | 12455.3973 | 157478.7277 | 4 | 343 | 2.7811 | 8.9795 | GT LM6000 | GT LM
Agua Fria 8 GT | SRP | SW_SRP | AZ | Thermal | CombustionTurbine Gas | 46 | 29 | NG_AZ_North-South | 2022-08-24 | 2050-12-31 | 118.5562 | -28.5488 | -10.2408 | 43.1429 | 42.6744 | 48082.3285 | 0 | 0 | 0.11932 | 6.2851 | 5.7005 | -0.5846 | 8592 | 581 | 2191 | 0 | 0 | 0.10097 | 3.064 | 0 | 44.9079 | -33.1436 | -8.639 | -26.2411 | 1897.4058 | 66.8182 | 0.57215 | 0 | 48082.3285 | 0 | 0.17165 | 22.886 | 33470.7754 | 0 | 0 | 2641.5806 | 0 | 0 | 947.4433 | 660.4361 | 39659.9102 | 1.0352 | 0.11547 | 12.6186 | 5.1679 | 7.4506 | 0 | 0 | 26045.9419 | 12414.183 | 810802.2044 | 7 | 342 | 1.7039 | 6.5497 | GT LM6000 | GT LM
Chalk Cliff Limited 1 GT | CIPV | CA_CISO | CA | Thermal | CombustionTurbine Gas | 48.67 | 47.67 | NG_Cal_PG&E LT | 1990-03-20 | 2050-12-31 | 146.3969 | -5.3836 | -5.0034 | 45.5807 | 45.2454 | 74446.7699 | 0 | 0 | 0.17461 | 12.5778 | 10.8988 | -1.679 | 8592 | 581 | 2612 | 0 | 0 | 0.033501 | 6.6469 | 0 | 80.1838 | -3.3523 | -3.1545 | -25.2152 | 1944.1611 | 74.7566 | 0.82696 | 0 | 74446.7699 | 0 | 0.24809 | 33.0782 | 48376.9094 | 0 | 0 | 5305.3021 | 2.861e-06 | 1211.9075 | 0 | 788.5576 | 51184.0576 | 0.15866 | 0.00010078 | 4.7626 | 4.7626 | 4.7626 | 3.1471e-10 | 0.14531 | 0 | 4943.3647 | 146288.7975 | 7 | 342 | 3.0402 | 11.05 | GT LM5000 | GT LM
Gor U2 Tg 2 GT | CFE | CA_CFE | MX | Thermal | CombustionTurbine Gas | 23 | 4.5 | NG_Cal_Rosarito | 2024-01-06 | 2050-12-31 | 55.5223 | -63.9002 | -13.4376 | 21.6431 | 21.2547 | 14734.1494 | 0 | 0 | 0.07313 | 1.5098 | 0.81807 | -0.6917 | 8592 | 578 | 1758 | 0 | 0 | 0.029881 | 1.2272 | 0 | 28.4365 | -48.5968 | -9.6572 | -275.0891 | 546.9264 | 31.0221 | 0.22817 | 0 | 14734.1494 | 0 | 0.068452 | 9.127 | 13348.1939 | 0 | 0 | 0 | 0 | 0 | 1261.9225 | 0 | 20997.5604 | 4.6199 | 1.2515 | 2.5478 | 0 | 2.5478 | 0 | 0 | 12291.819 | 0 | 210448.3134 | 18 | 342 | 0.63566 | 1.0408 | GT LM2500 | GT LM2500
Los Esteros CC1b | CIPB | CA_CISO | CA | Thermal | CombinedCycle Gas | 75 | 31.4516 | NG_Cal_PG&E LT | 2013-07-31 | 2050-12-31 | 130.3044 | 5.903 | 8.9684 | 71.4807 | 71.3783 | 328359.6531 | 0 | 0 | 0.49979 | 38.2868 | 42.7867 | 4.4999 | 8472 | 416 | 4775 | 0 | 0 | 0.68956 | 20.5192 | 0 | 101.4119 | 8.3995 | 6.3218 | -26.624 | 1961.918 | 70.3599 | 2.5477 | 0 | 328359.6531 | 0 | 0.7643 | 101.907 | 149038.9234 | 0 | 0 | 16344.5024 | 0 | 0 | 29.0323 | 656.7894 | 12269.755 | 0.15866 | 0.00010078 | 4.7626 | 4.7626 | 4.7626 | 0 | 0 | 318.3478 | 2612.0069 | 49124.715 | 20 | 342 | 2.2261 | 42.8388 | CC LM6000 Sprint | CC LM
Malburg CC1b | CISC | CA_CISO | CA | Thermal | CombinedCycle Gas | 67 | 39.5 | NG_Cal_SoCalGas | 2005-10-17 | 2050-12-31 | 112.4593 | -2.5 | -3.2181 | 63.8561 | 63.7276 | 204754.2993 | 0 | 0 | 0.34886 | 21.2062 | 23.0265 | 1.8203 | 8472 | 418 | 3612 | 0 | 0 | 0.42998 | 10.4679 | 0 | 72.0278 | -10.7532 | -3.9095 | -25.563 | 1983.7598 | 72.4353 | 1.4977 | 0 | 204754.2993 | 0 | 0.44932 | 59.9097 | 87617.9546 | 0 | 0 | 9608.7103 | 0 | 0 | 141.1306 | 3298.5546 | 14198.8759 | 0.15866 | 0.00010078 | 4.7626 | 4.7626 | 4.7626 | 0 | 0 | 1291.3663 | 40135.5622 | 93305.8105 | 1 | 342 | 1.561 | 23.1612 | CC SGT-800 A Plus | CC Aero
Redding Power CC1a | BANC | CA_BANC | CA | Thermal | CombinedCycle Gas | 59.5 | 35.5 | NG_Cal_PG&E LT | 1989-01-01 | 2051-12-31 | 128.1423 | 15.7858 | 1.2614 | 56.9397 | 56.2984 | 270934.8947 | 0 | 0 | 0.51981 | 32.1972 | 34.7182 | 2.521 | 8472 | 416 | 4864 | 0 | 0 | 0.56896 | 17.2777 | 0 | 106.6142 | 18.3868 | 1.5368 | -11.3971 | 1740.1572 | 65.364 | 2.147 | 0 | 270934.8947 | 0 | 0.64409 | 85.879 | 125598.0231 | 0 | 0 | 13773.8321 | 63.9735 | 57.4299 | 62.4118 | 288 | 89.33 | 0.3521 | 0.050745 | 0.86998 | 0.031824 | 0.83815 | 0.054754 | 0.056527 | 0.11204 | 620.4197 | 364.1864 | 19 | 342 | 2.9986 | 34.7192 | CC SGT-800 | CC Aero
West Phoenix 2 CS | AZPS | SW_AZPS | AZ | Thermal | CombinedCycle Gas | 92 | 39.5 | NG_AZ_North-South | 1976-06-01 | 2050-12-31 | 75.9864 | -29.9348 | -11.2446 | 82.4288 | 89.2583 | 301906.8302 | 0 | 0 | 0.37461 | 19.4631 | 22.9408 | 3.4777 | 8424 | 416 | 4323 | 0 | 0 | 0.634 | 15.2197 | 0 | 47.172 | -30.2388 | -9.2797 | -26.5356 | 1888.998 | 68.9253 | 2.824 | 0 | 301906.8231 | 0 | 0.84719 | 112.9584 | 165201.7053 | 0 | 0 | 0 | 1060.5025 | 1460.1713 | 712.6408 | 1275.2458 | 65537.999 | 0.94841 | 0.0016464 | 11.9962 | 5.1679 | 6.8283 | 0.77371 | 0.91808 | 15649.5435 | 17.6762 | 519745.932 | 2461 | 342 | 2.6709 | 23.4762 | CC 7B | CC B
Redding Power CC1b | BANC | CA_BANC | CA | Thermal | CombinedCycle Gas | 59.5 | 35.5 | NG_Cal_PG&E LT | 2011-08-22 | 2051-12-31 | 129.175 | 14.4953 | 1.3749 | 56.3721 | 57.0537 | 273844.8278 | 0 | 0 | 0.52539 | 32.478 | 35.3739 | 2.896 | 8472 | 419 | 4926 | 0 | 0 | 0.57507 | 17.4295 | 0 | 106.6117 | 18.3869 | 1.5342 | -11.3971 | 1740.1475 | 65.3578 | 2.1667 | 0 | 273844.8278 | 0 | 0.65 | 86.6666 | 126749.9625 | 0 | 0 | 13900.1607 | 96 | 381.3108 | 23.069 | 406.3178 | 184.4135 | 0.3521 | 0.050745 | 0.86998 | 0.031824 | 0.83815 | 0.083227 | 0.33703 | 0.039376 | 604.9409 | 279.5811 | 27 | 341 | 2.9218 | 35.3748 | CC SGT-800 | CC Aero
Wsu Biotech Ls 1 IC | AVA | NW_AVA | WA | Thermal | ICE | 1 | 0.2 | NG_Washington_King | 1941-01-01 | 2050-12-31 | 196.1324 | 48.526 | 9.2656 | 0.97157 | 0.97958 | 2903.0024 | 0 | 0 | 0.33139 | 0.4082 | 0.56937 | 0.16118 | 8616 | 220 | 4625 | 0 | 0 | 0.0058872 | 0.17442 | 0 | 109.5712 | 19.5438 | 3.3369 | -33.8017 | 1863.683 | 103.0216 | 0.035222 | 0 | 2903.0021 | 0 | 0.010567 | 1.4089 | 2060.5043 | 0 | 0 | 225.9672 | 0 | 0 | 24 | 2.4 | 94.4976 | 0.0011683 | 0.0011677 | 1.4929 | 0.031824 | 2.0045 | 0 | 0 | 642.1489 | 24.1366 | 5563.3073 | 1 | 341 | 0.040985 | 0.5756 | IC | IC
Los Esteros CC1c | CIPB | CA_CISO | CA | Thermal | CombinedCycle Gas | 75 | 31.4516 | NG_Cal_PG&E LT | 2013-07-31 | 2050-12-31 | 128.8406 | 5.9476 | 8.9715 | 71.0718 | 71.9578 | 327886.3324 | 0 | 0 | 0.49907 | 38.1413 | 42.2451 | 4.1038 | 8472 | 416 | 4767 | 0 | 0 | 0.68856 | 20.4423 | 0 | 101.4096 | 8.3988 | 6.3202 | -26.624 | 1961.7329 | 70.3635 | 2.5379 | 0 | 327886.3325 | 0 | 0.76137 | 101.5164 | 148467.7886 | 0 | 0 | 16281.8683 | 0 | 0 | 58.0645 | 1007.9788 | 11767.0833 | 0.15866 | 0.00010078 | 4.7626 | 4.7626 | 4.7626 | 0 | 0 | 185.9493 | 2593.6436 | 45698.8263 | 20 | 340 | 2.1452 | 42.2935 | CC LM6000 Sprint | CC LM
Orange Grove Energy Center 1 GT | CISD | CA_CISO | CA | Thermal | CombustionTurbine Gas | 49.1 | 23.568 | NG_Cal_SDG&E | 2010-06-16 | 2050-12-31 | 131.8234 | -18.6582 | -7.7768 | 45.9548 | 45.7535 | 59841.5311 | 0 | 0 | 0.13913 | 9.3445 | 7.8885 | -1.456 | 8592 | 576 | 2238 | 0 | 0 | 0.026929 | 4.5437 | 0 | 68.7553 | -13.2589 | -4.6764 | -26.5673 | 1915.3051 | 69.3923 | 0.65166 | 0 | 59841.5311 | 0 | 0.1955 | 26.0663 | 38121.9797 | 0 | 0 | 4180.685 | 1.3113e-06 | 7021.2327 | 0 | 1317.0424 | 48727.2227 | 0.15866 | 0.00010078 | 4.7626 | 4.7626 | 4.7626 | 4.9829e-11 | 0.35306 | 0 | 11868.7494 | 219310.9019 | 4 | 340 | 2.6448 | 8.1197 | GT LM6000 PC Sprint | GT LM
Sundance 7 CT | AZPS | SW_AZPS | AZ | Thermal | CombustionTurbine Gas | 41 | 18.6364 | NG_AZ_North-South | 2002-05-01 | 2050-12-31 | 73.0091 | -33.2917 | -10.6476 | 38.0304 | 38.6015 | 139727.0732 | 0 | 0 | 0.38904 | 9.285 | 10.2014 | 0.9164 | 8592 | 584 | 5036 | 0 | 0 | 0.062877 | 8.7147 | 0 | 45.9549 | -31.8668 | -8.8688 | -25.0847 | 1880.3634 | 65.8166 | 1.6192 | 0 | 139727.0732 | 0 | 0.48575 | 64.7662 | 94720.5888 | 0 | 0 | 0 | 1706.9989 | 1237.6468 | 1397.6863 | 2047.2375 | 46974.7724 | 0.94841 | 0.0016464 | 11.9962 | 5.1679 | 6.8283 | 3143.7217 | 0.84108 | 25712.2095 | 12.0722 | 377674.6064 | 2554 | 340 | 1.5772 | 10.6079 | GT LM6000 | GT LM
West Phoenix 3 CS | AZPS | SW_AZPS | AZ | Thermal | CombinedCycle Gas | 92 | 90.6 | NG_AZ_North-South | 1976-06-01 | 2050-12-31 | 74.2322 | -29.3895 | -10.7128 | 82.9748 | 88.4459 | 319998.3412 | 0 | 0 | 0.39706 | 20.0497 | 23.7542 | 3.7045 | 8424 | 416 | 4486 | 0 | 0 | 0.672 | 15.7755 | 0 | 47.3077 | -30.2393 | -9.1435 | -26.5321 | 1893.767 | 69.0891 | 2.9278 | 0 | 319998.3347 | 0 | 0.87833 | 117.1107 | 171274.4465 | 0 | 0 | 0 | 1197.9031 | 1592.0194 | 1818.2886 | 1325.4536 | 59876.1636 | 0.94841 | 0.0016464 | 11.9962 | 5.1679 | 6.8283 | 0.91084 | 1.0138 | 48175.727 | 16.8496 | 438798.5884 | 2783 | 340 | 2.5784 | 24.2412 | CC 7B | CC B
CarsonCC-Total | AESO | AB_AESO | CA | Thermal | CombinedCycle Gas | 42.398 | 1.5 | NG_Cal_SoCalGas | 1989-12-22 | 2050-12-31 | 96.0972 | -11.9866 | -3.949 | 40.1691 | 40.6782 | 127705.8825 | 0 | 0 | 0.34384 | 16.3811 | 12.2722 | -4.1089 | 8472 | 417 | 5224 | 0 | 0 | 0.26818 | 8.1523 | 0 | 72.3091 | -10.7173 | -3.6642 | -25.661 | 1989.9138 | 72.599 | 1.1726 | 0 | 127705.8825 | 0 | 0.35179 | 46.9052 | 68598.7982 | 0 | 0 | 7522.9555 | 2771.7765 | 13911.5333 | 17314.1 | 28041.507 | 48425.6566 | 1.8659 | 0.0078726 | 35.0857 | 35.06 | 35.06 | 2401.6329 | 8.551 | 722673.1806 | 1017053.4674 | 3246122.9859 | 29 | 339 | 2.6072 | 17.2604 | CC LM2500 | CC LM2500
Gor U5 Tg 5 GT | CFE | CA_CFE | MX | Thermal | CombustionTurbine Gas | 23 | 4.5 | NG_Cal_Rosarito | 2024-01-06 | 2050-12-31 | 54.9504 | -65.996 | -13.2963 | 21.3968 | 21.6038 | 15909.0078 | 0 | 0 | 0.078961 | 1.5894 | 0.87421 | -0.71516 | 8592 | 578 | 1837 | 0 | 0 | 0.032263 | 1.3085 | 0 | 28.4483 | -48.5968 | -9.6455 | -275.0891 | 547.675 | 31.0521 | 0.24351 | 0 | 15909.0078 | 0 | 0.073052 | 9.7403 | 14245.1269 | 0 | 0 | 0 | 0 | 0 | 1381.6461 | 0 | 21196.6693 | 4.6199 | 1.2515 | 2.5478 | 0 | 2.5478 | 0 | 0 | 9460.9563 | 0 | 169184.8438 | 4 | 339 | 0.68112 | 1.0529 | GT LM2500 | GT LM2500
Mckittrick Cogen 1 GT | CIPV | CA_CISO | CA | Thermal | CombustionTurbine Gas | 9.893 | 4.9 | NG_Cal_PG&E LT | 1994-10-01 | 2050-12-31 | 148.722 | -3.6863 | -3.1087 | 9.2651 | 9.2133 | 15227.505 | 0 | 0 | 0.17571 | 2.5527 | 2.2647 | -0.288 | 8592 | 575 | 2593 | 0 | 0 | 0.0068524 | 1.3489 | 0 | 80.7992 | -3.3538 | -2.5376 | -25.2771 | 1972.4403 | 75.635 | 0.16796 | 0 | 15227.505 | 0 | 0.050389 | 6.7185 | 9825.8423 | 0 | 0 | 1077.5608 | 3.7253e-07 | 290.8542 | 23.7432 | 1403.5836 | 8867.1284 | 0.15866 | 0.00010078 | 4.7626 | 4.7626 | 4.7626 | 1.2539e-10 | 0.035613 | 64.1305 | 7967.4313 | 14869.7299 | 6 | 339 | 0.60308 | 2.2876 | GT LM5000 | GT LM
South Point Energy Center CCa | WALC | SW_WALC | AZ | Thermal | CombinedCycle Gas | 241 | 137.7143 | NG_AZ_North | 2001-06-01 | 2050-12-31 | 63.0711 | -36.5397 | -14.3598 | 228.5653 | 227.8328 | 945025.9389 | 0 | 0 | 0.44763 | 47.5048 | 59.6038 | 12.099 | 8592 | 463 | 4584 | 0 | 0 | 1.9846 | 36.1949 | 0 | 36.4195 | -38.2993 | -11.9718 | -28.2028 | 1807.3326 | 63.0885 | 6.5044 | 0 | 945026.013 | 0 | 1.9567 | 260.8947 | 381558.4911 | 0 | 0 | 0 | 98.57 | 0 | 5094.0243 | 12522.5964 | 16914.9994 | 5.7983 | 0.0036528 | 11.544 | 5.1679 | 6.7594 | 4793.439 | 0 | 91412.2095 | 104735.1592 | 360078.945 | 134 | 339 | 4.958 | 60.1648 | CC SGT6-5000F | CC F
Wsu Grimes Way Agg IC | AVA | NW_AVA | WA | Thermal | ICE | 3.7 | 0.74 | NG_Washington_King | 1941-01-01 | 2050-12-31 | 181.8564 | 42.5673 | 9.1147 | 3.62 | 3.5887 | 12429.3318 | 0 | 0 | 0.38348 | 1.6384 | 2.2604 | 0.62195 | 8616 | 220 | 5383 | 0 | 0 | 0 | 0.69963 | 0 | 109.872 | 19.3193 | 3.8621 | -34.0352 | 1838.2562 | 102.4012 | 0.1413 | 0 | 12429.3318 | 0 | 0.042389 | 5.6519 | 8265.8308 | 0 | 0 | 906.4806 | 0 | 0 | 86.1464 | 14.8 | 234.28 | 0.0011683 | 0.0011677 | 1.4929 | 0.031824 | 2.0045 | 0 | 0 | 1311.258 | 28.3921 | 7614.3914 | 7 | 339 | 0.1802 | 2.2693 | IC | IC
Glen Arm Unit 3 GT | CISC | CA_CISO | CA | Thermal | CombustionTurbine Gas | 44.83 | 17.5422 | NG_Cal_SoCalGas | 2004-01-08 | 2050-12-31 | 136.0397 | -11.712 | -4.0488 | 41.8797 | 41.8735 | 66741.9797 | 0 | 0 | 0.16995 | 10.8563 | 9.0796 | -1.7768 | 8592 | 577 | 2616 | 0 | 0 | 0.030034 | 5.3729 | 0 | 74.194 | -8.9198 | -3.5768 | -25.5304 | 1990.085 | 71.9819 | 0.76582 | 0 | 66741.9797 | 0 | 0.22974 | 30.6326 | 44800.2425 | 0 | 0 | 4913.0632 | 44.7871 | 9.7886 | 0 | 927.7863 | 22579.0519 | 0.15866 | 0.00010078 | 4.7626 | 4.7626 | 4.7626 | 0.015239 | 0.003285 | 0 | 4029.6365 | 75852.1644 | 6 | 338 | 2.9038 | 9.1594 | GT LM6000 | GT LM
Los Esteros CC1a | CIPB | CA_CISO | CA | Thermal | CombinedCycle Gas | 75 | 31.4516 | NG_Cal_PG&E LT | 2013-07-31 | 2050-12-31 | 130.2197 | 5.8526 | 9.0117 | 71.875 | 70.7781 | 327339.6126 | 0 | 0 | 0.49823 | 38.3018 | 42.6261 | 4.3243 | 8472 | 418 | 4762 | 0 | 0 | 0.68741 | 20.5334 | 0 | 101.4076 | 8.3982 | 6.3188 | -26.624 | 1961.7373 | 70.3521 | 2.5497 | 0 | 327339.6127 | 0 | 0.7649 | 101.9873 | 149156.3986 | 0 | 0 | 16357.3854 | 0 | 0 | 58.0645 | 1270.4562 | 12161.4101 | 0.15866 | 0.00010078 | 4.7626 | 4.7626 | 4.7626 | 0 | 0 | 1713.2142 | 4458.683 | 45269.1162 | 13 | 338 | 2.1795 | 42.6775 | CC LM6000 Sprint | CC LM
Northern Prairie Power Project Npp1 1 GT | AESO | AB_AESO | AB | Thermal | CombustionTurbine Gas | 105 | 39.9 | NG_Alberta_NOVA | 2009-01-01 | 2050-12-31 | 118.2621 | 8.9654 | 6.9091 | 97.4562 | 99.0315 | 463590.4242 | 0 | 0 | 0.50401 | 58.9402 | 54.8252 | -4.1151 | 8592 | 575 | 6531 | 0 | 0 | 0.25961 | 27.2037 | 0 | 104.588 | 10.9655 | 6.932 | -30.3225 | 762.6243 | 68.4442 | 6.2325 | 0 | 463590.4151 | 0 | 1.8697 | 249.2987 | 364599.3328 | 0 | 0 | 28774.9099 | 5852.025 | 46285.365 | 7814.0178 | 39102.3759 | 175248.1908 | 1.8659 | 0.0078726 | 35.0857 | 35.06 | 35.06 | 4.3252 | 32.123 | 788313.4512 | 1053257.4149 | 6424283.4681 | 104 | 338 | 9.4229 | 63.0911 | GT | GT
Roseville GT 4 | BANC | CA_BANC | CA | Thermal | CombustionTurbine Gas | 33.6 | 4.375 | NG_Cal_PG&E LT | 2021-09-17 | 2051-12-31 | 169.1736 | -2.802 | 5.3942 | 31.6832 | 30.9391 | 55008.9503 | 0 | 0 | 0.18689 | 10.1848 | 9.3061 | -0.87876 | 8592 | 580 | 2450 | 0 | 0 | 0.024754 | 5.4358 | 0 | 107.035 | 16.0216 | 4.3229 | -12.1011 | 1855.0643 | 65.6125 | 0.67315 | 0 | 55008.9503 | 0 | 0.20195 | 26.926 | 39379.3345 | 0 | 0 | 4318.5739 | 0 | 0 | 18.5902 | 174.72 | 1072.0224 | 0.3521 | 0.050745 | 0.86998 | 0.031824 | 0.83815 | 0 | 0 | 131.3351 | 1630.173 | 7781.4122 | 17 | 338 | 2.0398 | 9.3156 | GT TM2500 G4 | GT LM2500
Tracy NV CC1 | SPPC | SW_NVE | NV | Thermal | CombinedCycle Gas | 136 | 88.4 | NG_Nevada_North | 1997-03-01 | 2049-12-31 | 63.3176 | -39.9877 | -8.5342 | 129.6713 | 129.4327 | 500488.4246 | 0 | 0 | 0.4201 | 27.9828 | 31.6897 | 3.7069 | 8424 | 414 | 4304 | 0 | 0 | 0.90088 | 21.6169 | 0 | 28.2007 | -52.182 | -6.3079 | -33.021 | 1752.3296 | 64.3967 | 3.9982 | 0 | 500488.4246 | 0 | 1.1995 | 159.9267 | 233892.8062 | 0 | 0 | 0 | 55.76 | 0 | 80.2944 | 417.1813 | 28876.6274 | 0.19614 | 0.00021973 | 4.6327 | 0.031824 | 4.6009 | 0.033266 | 0 | 47.2519 | 0.34032 | 54746.0393 | 65 | 338 | 3.2468 | 31.7445 | CC 6FA | CC E
South Point Energy Center CCb | WALC | SW_WALC | AZ | Thermal | CombinedCycle Gas | 241 | 137.7143 | NG_AZ_North | 2001-06-01 | 2050-12-31 | 62.4597 | -37.3384 | -14.3076 | 226.4068 | 230.8919 | 967724.1368 | 0 | 0 | 0.45838 | 48.5258 | 60.4438 | 11.9179 | 8592 | 463 | 4698 | 0 | 0 | 2.0322 | 37.215 | 0 | 36.4777 | -38.2959 | -11.9169 | -28.1706 | 1808.136 | 63.1293 | 6.6838 | 0 | 967724.2134 | 0 | 2.0105 | 268.0632 | 392042.4498 | 0 | 0 | 0 | 43.1411 | 0 | 3113.5402 | 12253.1637 | 15280.8332 | 5.7983 | 0.0036528 | 11.544 | 5.1679 | 6.7594 | 1107.5148 | 0 | 55866.9203 | 116769.1408 | 298344.9419 | 149 | 337 | 5.0879 | 60.9159 | CC SGT6-5000F | CC F
Valencia 1 GT | TEPC | SW_TEPC | AZ | Thermal | CombustionTurbine Gas | 14.8 | 14.8 | NG_AZ_North-South | 1989-08-01 | 2051-12-31 | 78.6107 | -35.9148 | 1.1951 | 13.7136 | 13.8362 | 67781.2201 | 0 | 0 | 0.52281 | 4.8228 | 5.3283 | 0.50557 | 8592 | 613 | 5161 | 0 | 0 | 0.030502 | 4.4044 | 0 | 54.4892 | -32.5426 | 0.34119 | -25.6174 | 2006.8524 | 70.9497 | 0.81838 | 0 | 67781.2201 | 0 | 0.24551 | 32.7351 | 47875.1335 | 0 | 0 | 0 | 1038.4573 | 1247.2583 | 2210.4164 | 1380.7231 | 3846.6996 | 1.0826 | 0.065843 | 12.0843 | 5.1679 | 6.9163 | 0.74595 | 0.8776 | 754.8996 | 223.9344 | 2024.1651 | 10 | 337 | 0.77558 | 5.3313 | GT MS 5001 M | GT E
AlgonquinCC-Total | CIPV | CA_CISO | CA | Thermal | CombinedCycle Gas | 61.5 | 18.45 | NG_Cal_PG&E LT | 2017-06-01 | 2050-12-31 | 132.4193 | 13.9748 | 7.7363 | 58.1951 | 59.0733 | 230723.237 | 0 | 0 | 0.42826 | 24.2075 | 30.5522 | 6.3448 | 8472 | 419 | 4852 | 0 | 0 | 0.48452 | 12.8556 | 0 | 96.38 | 5.211 | 4.4785 | -30.3671 | 2361.6394 | 96.6918 | 1.5992 | 0 | 230723.237 | 0 | 0.47975 | 63.9669 | 93551.6427 | 0 | 0 | 10259.4342 | 119.7404 | 209.5456 | 118.0342 | 6611.5282 | 33971.6659 | 0.15866 | 0.00010078 | 4.7626 | 4.7626 | 4.7626 | 0.043597 | 0.070231 | 1372.4075 | 58599.3811 | 454768.2155 | 4717 | 336 | 0.51012 | 31.0669 | CC LM6000 PC Sprint | CC LM
Frederickson 2 GT | PSEI | NW_PSEI | WA | Thermal | CombustionTurbine Gas | 81.1 | 71.885 | NG_Washington_Sumas | 2002-08-01 | 2050-12-31 | 155.5302 | 26.459 | 10.7429 | 74.8628 | 76.1543 | 326060.9712 | 0 | 0 | 0.45896 | 44.9311 | 50.7123 | 5.7813 | 8592 | 616 | 4902 | 0 | 0 | 0.14673 | 19.8329 | 0 | 111.7301 | 17.7463 | 7.2933 | -35.8644 | 1667.5989 | 97.7947 | 3.5614 | 0 | 326060.9712 | 0 | 1.0684 | 142.4566 | 208342.805 | 0 | 0 | 22848.1208 | 3580.0317 | 78125.7058 | 4691.1011 | 14095.4425 | 52676.2099 | 10.1999 | 8.7761 | 20.3774 | 0.031824 | 42.9118 | 1292.2834 | 29251.2378 | 52818.6138 | 5.0177 | 1027439.7601 | 225 | 336 | 7.6931 | 51.8231 | GT E | GT E
Mmc Escondido Aggregate 1 GT | CISD | CA_CISO | CA | Thermal | CombustionTurbine Gas | 34.6 | 19.1404 | NG_Cal_SDG&E | 2014-01-25 | 2050-12-31 | 124.313 | -19.414 | -8.6662 | 32.4308 | 32.2036 | 49947.6642 | 0 | 0 | 0.16479 | 7.573 | 6.2091 | -1.3639 | 8592 | 573 | 2301 | 0 | 0 | 0.022476 | 3.7187 | 0 | 67.5586 | -13.3451 | -5.7868 | -25.9482 | 1927.6879 | 69.4394 | 0.53269 | 0 | 49947.6642 | 0 | 0.15981 | 21.3077 | 31162.5294 | 0 | 0 | 3417.4698 | 0 | 0 | 15.4596 | 2302.5432 | 11377.7342 | 0.15866 | 0.00010078 | 4.7626 | 4.7626 | 4.7626 | 0 | 0 | 29.401 | 11734.3202 | 98459.5895 | 0 | 336 | 2.1929 | 6.3194 | GT Aero | GT Aero
Baja California II Tg Fase I 5 GT | CFE | CA_CFE | MX | Thermal | CombustionTurbine Gas | 45 | 24.835 | NG_Cal_Rosarito | 2014-01-30 | 2050-12-31 | 48.0528 | -67.0447 | -11.0788 | 41.6706 | 42.4917 | 99423.4923 | 0 | 0 | 0.25222 | 6.3885 | 4.7776 | -1.6109 | 8592 | 582 | 3791 | 0 | 0 | 0.044741 | 5.8044 | 0 | 29.7705 | -48.4661 | -8.454 | -274.4738 | 554.2709 | 31.572 | 1.0787 | 0 | 99423.4923 | 0 | 0.32362 | 43.149 | 63105.4861 | 0 | 0 | 0 | 1591.7605 | 10320.977 | 3369.601 | 0 | 67412.4433 | 4.6199 | 1.2515 | 2.5478 | 0 | 2.5478 | 1.1163 | 7.2567 | 7306.5484 | 0 | 61195.0696 | 92 | 335 | 1.9097 | 4.8461 | GT LM6000 | GT LM
Valencia 2 GT | TEPC | SW_TEPC | AZ | Thermal | CombustionTurbine Gas | 14.8 | 14.8 | NG_AZ_North-South | 1989-08-01 | 2052-01-01 | 76.8723 | -35.8496 | 1.1109 | 13.6531 | 13.9138 | 67818.3036 | 0 | 0 | 0.5231 | 4.8332 | 5.2133 | 0.38016 | 8592 | 615 | 5170 | 0 | 0 | 0.030518 | 4.417 | 0 | 54.4892 | -32.5426 | 0.34119 | -25.6174 | 2006.8524 | 70.9497 | 0.82021 | 0 | 67818.3036 | 0 | 0.24606 | 32.8086 | 47982.5667 | 0 | 0 | 0 | 989.066 | 1246.6884 | 2176.1427 | 1527.8759 | 3830.7033 | 1.0826 | 0.065843 | 12.0843 | 5.1679 | 6.9163 | 0.71258 | 0.87667 | 806.045 | 99.9066 | 2238.9047 | 9 | 335 | 0.7633 | 5.2165 | GT MS 5001 M | GT E
Yucca 5 GT | AZPS | SW_AZPS | AZ | Thermal | CombustionTurbine Gas | 48.7 | 19.8776 | NG_AZ_North-South | 2008-06-01 | 2050-12-31 | 65.8495 | -37.8336 | -12.2695 | 45.514 | 45.448 | 187718.4457 | 0 | 0 | 0.44002 | 11.6313 | 12.3612 | 0.7299 | 8592 | 578 | 5261 | 0 | 0 | 0.084473 | 10.9476 | 0 | 42.4851 | -34.6834 | -9.522 | -35.3274 | 1795.6768 | 61.6861 | 2.0285 | 0 | 187718.4457 | 0 | 0.60856 | 81.1413 | 118669.1679 | 0 | 0 | 0 | 1990.2841 | 1494.3629 | 1759.7617 | 1303.6019 | 47873.6722 | 0.94841 | 0.0016464 | 11.9962 | 5.1679 | 6.8283 | 198.3962 | 0.98715 | 27306.8011 | 0.90305 | 421178.0256 | 94 | 335 | 1.6656 | 12.8099 | GT LM6000 | GT LM
Canyon Power Plant Unit 3 GT | CISC | CA_CISO | CA | Thermal | CombustionTurbine Gas | 48 | 21.551 | NG_Cal_SoCalGas | 2011-07-30 | 2050-12-31 | 135.278 | -15.622 | -5.933 | 44.514 | 45.2848 | 62795.6061 | 0 | 0 | 0.14934 | 10.1231 | 8.4949 | -1.6283 | 8592 | 578 | 2412 | 0 | 0 | 0.028258 | 4.9688 | 0 | 70.2674 | -12.0252 | -4.398 | -28.073 | 1967.6594 | 71.7486 | 0.71009 | 0 | 62795.6061 | 0 | 0.21303 | 28.4037 | 41540.3906 | 0 | 0 | 4555.5684 | 3.5763e-07 | 2202.1664 | 0 | 1243.1021 | 51737.2917 | 0.15866 | 0.00010078 | 4.7626 | 4.7626 | 4.7626 | 1.2038e-10 | 0.17341 | 0 | 12559.3381 | 156827.6527 | 4 | 334 | 2.7868 | 8.6643 | GT LM6000 PC Sprint | GT LM
Roseville GT 5 | BANC | CA_BANC | CA | Thermal | CombustionTurbine Gas | 33.6 | 4.375 | NG_Cal_PG&E LT | 2021-09-17 | 2051-12-31 | 168.7159 | -2.4955 | 5.2722 | 31.5523 | 31.1338 | 53163.637 | 0 | 0 | 0.18062 | 9.9036 | 8.9695 | -0.93404 | 8592 | 579 | 2385 | 0 | 0 | 0.023924 | 5.2803 | 0 | 107.035 | 16.0216 | 4.3229 | -12.1011 | 1855.0643 | 65.6125 | 0.65446 | 0 | 53163.637 | 0 | 0.19634 | 26.1782 | 38285.6842 | 0 | 0 | 4198.6376 | 0 | 0 | 66.922 | 131.04 | 844.1232 | 0.3521 | 0.050745 | 0.86998 | 0.031824 | 0.83815 | 0 | 0 | 998.5956 | 1097.7422 | 7165.1485 | 20 | 334 | 1.9768 | 8.9788 | GT TM2500 G4 | GT LM2500
Valencia 3 GT | TEPC | SW_TEPC | AZ | Thermal | CombustionTurbine Gas | 14.8 | 14.8 | NG_AZ_North-South | 1989-08-01 | 2052-01-02 | 78.9205 | -35.7762 | 1.2679 | 13.7424 | 13.7954 | 68244.8599 | 0 | 0 | 0.52639 | 4.8825 | 5.3859 | 0.50337 | 8592 | 613 | 5197 | 0 | 0 | 0.03071 | 4.4682 | 0 | 54.4892 | -32.5426 | 0.34119 | -25.6174 | 2006.8524 | 70.9497 | 0.82953 | 0 | 68244.8599 | 0 | 0.24886 | 33.1814 | 48527.7667 | 0 | 0 | 0 | 1160.4329 | 1197.9446 | 2679.2944 | 1549.4401 | 3234.3263 | 1.0826 | 0.065843 | 12.0843 | 5.1679 | 6.9163 | 0.83626 | 0.84438 | 1546.5526 | 135.4889 | 2170.9078 | 4 | 333 | 0.76497 | 5.3898 | GT MS 5001 M | GT E
Yucca 6 GT | AZPS | SW_AZPS | AZ | Thermal | CombustionTurbine Gas | 48.7 | 19.8776 | NG_AZ_North-South | 2008-06-01 | 2050-12-31 | 65.6898 | -37.7231 | -12.1268 | 45.7416 | 45.1254 | 194255.8025 | 0 | 0 | 0.45535 | 11.9213 | 12.7606 | 0.83929 | 8592 | 578 | 5327 | 0 | 0 | 0.087415 | 11.2372 | 0 | 42.4797 | -34.6841 | -9.5268 | -35.3278 | 1795.6768 | 61.6831 | 2.0814 | 0 | 194255.8025 | 0 | 0.62441 | 83.2543 | 121759.4549 | 0 | 0 | 0 | 2404.6849 | 1672.217 | 1250.4311 | 1551.7787 | 44433.62 | 0.94841 | 0.0016464 | 11.9962 | 5.1679 | 6.8283 | 1111.625 | 1.2003 | 19311.5731 | 1.1082 | 393130.7076 | 123 | 333 | 1.6054 | 13.1742 | GT LM6000 | GT LM
Frederickson 1 GT | PSEI | NW_PSEI | WA | Thermal | CombustionTurbine Gas | 81.1 | 71.885 | NG_Washington_Sumas | 1981-11-01 | 2050-12-31 | 153.7354 | 25.4912 | 10.6773 | 76.0944 | 74.364 | 326278.9363 | 0 | 0 | 0.45927 | 45.0985 | 50.1606 | 5.0621 | 8592 | 618 | 4958 | 0 | 0 | 0.14683 | 19.9287 | 0 | 111.7373 | 17.7461 | 7.3006 | -35.8644 | 1667.5989 | 97.8291 | 3.5762 | 0 | 326278.9363 | 0 | 1.0729 | 143.0495 | 209209.8904 | 0 | 0 | 22943.2106 | 4042.5665 | 71557.6683 | 3592.732 | 15647.4993 | 56422.054 | 10.1999 | 8.7761 | 20.3774 | 0.031824 | 42.9118 | 1.316 | 24497.0238 | 63159.6448 | 5.5989 | 1231175.5268 | 299 | 332 | 7.7111 | 51.4794 | GT E | GT E
Gor U1 Tg 1 GT | CFE | CA_CFE | MX | Thermal | CombustionTurbine Gas | 23 | 4.5 | NG_Cal_Rosarito | 2024-01-06 | 2050-12-31 | 55.2288 | -64.3124 | -13.2624 | 21.258 | 21.8005 | 15012.1091 | 0 | 0 | 0.074509 | 1.5177 | 0.8291 | -0.68858 | 8592 | 578 | 1763 | 0 | 0 | 0.030444 | 1.243 | 0 | 28.4471 | -48.5968 | -9.6467 | -275.0891 | 547.4596 | 31.048 | 0.2313 | 0 | 15012.1091 | 0 | 0.06939 | 9.252 | 13531.023 | 0 | 0 | 0 | 0 | 0 | 1244.5187 | 0 | 20892.4581 | 4.6199 | 1.2515 | 2.5478 | 0 | 2.5478 | 0 | 0 | 7948.1383 | 0 | 190215.3577 | 5 | 332 | 0.64662 | 1.0273 | GT LM2500 | GT LM2500
Whitehorn 2 GT | PSEI | NW_PSEI | WA | Thermal | CombustionTurbine Gas | 81.8 | 37.23 | NG_Washington_Sumas | 1981-10-01 | 2050-12-31 | 152.2791 | 27.8391 | 9.5475 | 69.174 | 75.5251 | 268143.691 | 0 | 0 | 0.37421 | 38.9444 | 40.8327 | 1.8883 | 8592 | 616 | 4757 | 0 | 0 | 0.15016 | 17.0815 | 0 | 109.7045 | 16.872 | 6.142 | -35.3417 | 1343.4412 | 92.2094 | 3.0654 | 0 | 268143.691 | 0 | 0.91962 | 122.6159 | 179325.8183 | 0 | 0 | 19665.9444 | 10132.7732 | 24450.5352 | 4733.9801 | 8328.0688 | 84304.4865 | 10.1999 | 8.7761 | 20.3774 | 0.031824 | 42.9118 | 19024.6599 | 3041.6298 | 115348.2974 | 3.6753 | 3880511.5595 | 2379 | 332 | 7.4062 | 44.8506 | GT E | GT E
Fresnocogen CC | CIPV | CA_CISO | CA | Thermal | CombinedCycle Gas | 57 | 33.682 | NG_Cal_PG&E LT | 2006-08-30 | 2050-12-31 | 123.3527 | 9.8593 | -0.077375 | 53.2488 | 53.178 | 253514.3146 | 0 | 0 | 0.50772 | 30.659 | 31.2717 | 0.61267 | 8568 | 581 | 5165 | 0 | 0 | 0.11408 | 16.1916 | 0 | 89.3043 | 3.2277 | -0.61394 | -26.1047 | 2046.3539 | 81.0336 | 2.0094 | 0 | 253514.3146 | 0 | 0.60283 | 80.3772 | 117551.6735 | 0 | 0 | 12891.4218 | 0 | 0 | 0 | 380.0165 | 6494.0831 | 0.15866 | 0.00010078 | 4.7626 | 4.7626 | 4.7626 | 0 | 0 | 0 | 2348.747 | 46247.961 | 10 | 331 | 3.2285 | 31.3203 | GT | GT
Canyon Power Plant Unit 2 GT | CISC | CA_CISO | CA | Thermal | CombustionTurbine Gas | 48 | 19.5918 | NG_Cal_SoCalGas | 2011-09-16 | 2050-12-31 | 138.0411 | -13.5419 | -5.9 | 44.8505 | 44.8344 | 55292.4815 | 0 | 0 | 0.1315 | 8.8346 | 7.6326 | -1.202 | 8592 | 576 | 2356 | 0 | 0 | 0.024882 | 4.3017 | 0 | 70.2529 | -12.0237 | -4.414 | -28.073 | 1967.6594 | 71.7566 | 0.61524 | 0 | 55292.4815 | 0 | 0.18457 | 24.6097 | 35991.7032 | 0 | 0 | 3947.0661 | 1.4305e-06 | 1731.1298 | 56.8163 | 738.6121 | 57000.0857 | 0.15866 | 0.00010078 | 4.7626 | 4.7626 | 4.7626 | 4.8151e-10 | 0.1342 | 16.2301 | 14874.9503 | 189512.0927 | 6 | 330 | 2.2981 | 7.837 | GT LM6000 PC Sprint | GT LM
Coolidge Expansion Gas Peaking 8 GT | SRP | SW_SRP | AZ | Thermal | CombustionTurbine Gas | 46.9 | 25.0133 | NG_AZ_North-South | 2011-05-01 | 2050-12-31 | 64.1174 | -34.2773 | -11.2926 | 44.0418 | 43.4446 | 220543.2522 | 0 | 0 | 0.53681 | 12.0619 | 14.1407 | 2.0788 | 8592 | 580 | 5552 | 0 | 0 | 0.099244 | 11.3895 | 0 | 43.6827 | -33.181 | -9.8269 | -25.1177 | 1881.9675 | 65.186 | 2.1158 | 0 | 220543.2522 | 0 | 0.63473 | 84.6303 | 123771.8387 | 0 | 0 | 0 | 2582.627 | 9034.9477 | 2407.5868 | 4280.9438 | 24017.0886 | 1.0352 | 0.11547 | 12.6186 | 5.1679 | 7.4506 | 141.707 | 275.4325 | 7280.1117 | 4655.828 | 11301.7223 | 14 | 329 | 1.688 | 14.1643 | GT LM6000 | GT LM
Fredonia 1 GT | PSEI | NW_PSEI | WA | Thermal | CombustionTurbine Gas | 114 | 88.723 | NG_Washington_Sumas | 1984-05-01 | 2050-12-31 | 161.0486 | 31.0819 | 10.0695 | 95.8213 | 104.846 | 386532.8189 | 0 | 0 | 0.38706 | 56.3712 | 62.2506 | 5.8794 | 8592 | 615 | 4743 | 0 | 0 | 0.21646 | 24.7841 | 0 | 110.0415 | 17.1642 | 6.1867 | -35.2495 | 1438.6263 | 93.5527 | 4.4486 | 0 | 386532.8189 | 0 | 1.3346 | 177.9449 | 260244.4333 | 0 | 0 | 28539.9652 | 4838.8747 | 57272.7375 | 4712.4081 | 5592.3261 | 108344.3203 | 10.1999 | 8.7761 | 20.3774 | 0.031824 | 42.9118 | 1.5593 | 18.2184 | 28120.8226 | 130.7613 | 3449935.1025 | 666 | 329 | 10.3504 | 65.7288 | GT W501D | GT D
Fredonia 2 GT | PSEI | NW_PSEI | WA | Thermal | CombustionTurbine Gas | 114 | 88.723 | NG_Washington_Sumas | 1984-05-01 | 2050-12-31 | 159.8119 | 30.4113 | 10.0074 | 95.2171 | 105.7897 | 397657.0211 | 0 | 0 | 0.3982 | 57.2726 | 63.5503 | 6.2777 | 8592 | 616 | 4800 | 0 | 0 | 0.22269 | 25.2046 | 0 | 110.0396 | 17.1642 | 6.1849 | -35.2495 | 1438.6587 | 93.5513 | 4.5222 | 0 | 397657.0211 | 0 | 1.3567 | 180.888 | 264548.6774 | 0 | 0 | 29011.9945 | 5368.0697 | 63968.9447 | 14528.983 | 6102.9924 | 93452.4364 | 10.1999 | 8.7761 | 20.3774 | 0.031824 | 42.9118 | 10701.4325 | 9994.6379 | 80276.6476 | 127.9795 | 3030818.9924 | 612 | 329 | 10.4695 | 66.6822 | GT W501D | GT D
Woodland GT1 GT | BANC | CA_BANC | CA | Thermal | CombustionTurbine Gas | 43 | 27.4468 | NG_Cal_PG&E LT | 2023-06-01 | 2051-12-31 | 124.5498 | 11.1062 | 4.6589 | 40.4716 | 39.737 | 229852.3126 | 0 | 0 | 0.61021 | 28.689 | 28.6281 | -0.060918 | 8592 | 577 | 5757 | 0 | 0 | 0.10343 | 15.6237 | 0 | 103.3034 | 12.9246 | 3.6882 | -30.9343 | 1788.5111 | 62.0705 | 1.9379 | 0 | 229852.3126 | 0 | 0.58136 | 77.5144 | 113364.8674 | 0 | 0 | 12432.2711 | 449.7557 | 3041.8994 | 259.5361 | 757.403 | 977.6707 | 0.3521 | 0.050745 | 0.86998 | 0.031824 | 0.83815 | 0.34731 | 2.3341 | 85.1026 | 570.8061 | 14233.9782 | 24 | 329 | 2.9156 | 28.643 | GT LM6000 | GT LM
Agua Mansa Unit 1 City Of Colton 1 GT | CISC | CA_CISO | CA | Thermal | CombustionTurbine Gas | 43 | 32.68 | NG_Cal_SoCalGas | 2003-06-27 | 2050-12-31 | 113.4336 | -14.08 | -6.0108 | 39.8353 | 40.5913 | 101765.5982 | 0 | 0 | 0.27016 | 13.7101 | 11.5436 | -2.1664 | 8592 | 581 | 2836 | 0 | 0 | 0.045795 | 6.8739 | 0 | 69.3832 | -12.4692 | -4.8381 | -29.7765 | 1977.8384 | 71.9932 | 0.97912 | 0 | 101765.5982 | 0 | 0.29374 | 39.1648 | 57278.4966 | 0 | 0 | 6281.5036 | 0 | 7119.778 | 33.368 | 1534.1658 | 18614.8637 | 0.15866 | 0.00010078 | 4.7626 | 4.7626 | 4.7626 | 0 | 0.41344 | 429.7169 | 20667.4555 | 70580.9276 | 1149 | 328 | 3.2275 | 11.6353 | GT LM6000 Sprint | GT LM
Bear Mountain Limited 1 GT | CIPV | CA_CISO | CA | Thermal | CombustionTurbine Gas | 48 | 32 | NG_Cal_PG&E LT | 1995-04-03 | 2050-12-31 | 137.9217 | -5.4998 | -3.7561 | 45.2991 | 44.2119 | 91355.172 | 0 | 0 | 0.21726 | 13.8947 | 12.5999 | -1.2948 | 8592 | 575 | 2482 | 0 | 0 | 0.04111 | 7.3862 | 0 | 80.4918 | -3.3502 | -2.8486 | -25.2115 | 1991.5156 | 75.7252 | 0.92032 | 0 | 91355.172 | 0 | 0.2761 | 36.8129 | 53838.8078 | 0 | 0 | 5904.2866 | 3.5763e-07 | 16 | 0 | 1336.3274 | 13531.5107 | 0.15866 | 0.00010078 | 4.7626 | 4.7626 | 4.7626 | 1.2038e-10 | 0.0053696 | 0 | 13162.1581 | 60193.8065 | 6 | 328 | 3.0197 | 12.6732 | GT LM5000 | GT LM
Whitehorn 3 GT | PSEI | NW_PSEI | WA | Thermal | CombustionTurbine Gas | 81.8 | 12.5 | NG_Washington_Sumas | 1981-10-01 | 2050-12-31 | 150.4243 | 27.0784 | 9.3408 | 68.49 | 75.9991 | 268815.1972 | 0 | 0 | 0.37514 | 39.7804 | 40.4363 | 0.65593 | 8592 | 615 | 4879 | 0 | 0 | 0.15054 | 17.4741 | 0 | 109.704 | 16.872 | 6.1415 | -35.3417 | 1343.6396 | 92.214 | 3.1381 | 0 | 268815.1972 | 0 | 0.94144 | 125.5256 | 183581.197 | 0 | 0 | 20132.6151 | 12927.2693 | 16414.2208 | 6036.5652 | 7860.7619 | 92082.0028 | 10.1999 | 8.7761 | 20.3774 | 0.031824 | 42.9118 | 994.2692 | 5.229 | 78159.1479 | 8.0359 | 4307764.7801 | 2410 | 328 | 7.7891 | 44.8233 | GT E | GT E
InState_Biomass_Caliente_230kV ST | EPE | SW_EPE | TX | Thermal | Bio | 1 | 0.186 | Bio_Other | 2028-05-01 | 2051-12-31 | 105.2028 | -27.4926 | -1.9305 | 0.85942 | 0.86369 | 1389.8179 | 0 | 0 | 0.15866 | 0.12539 | 0.14621 | 0.020822 | 8424 | 1216 | 3998 | 0 | 0 | 0.0014406 | 0.095405 | 0 | 53.1373 | -29.9912 | -3.562 | -27.8946 | 1979.2633 | 73.2327 | 0.029238 | 0 | 1389.8179 | 0 | 0.084645 | 2.5823 | 1900.4995 | 0 | 0 | 0 | 1.6875 | 14.9062 | 104.7552 | 35.4026 | 1825.4772 | 25.7912 | 14.221 | 42.7558 | 5.1679 | 37.1905 | 421.8751 | 3304.6901 | 4843.4601 | 562.6633 | 133784.6952 | 6 | 327 | 0.0082415 | 0.28913 | ST-OT | ST-NG
Sunrise CC1b | CIPV | CA_CISO | CA | Thermal | CombinedCycle Gas | 295 | 109.9353 | NG_Cal_Kern | 2001-06-07 | 2050-12-31 | 114.8327 | 2.8905 | -5.812 | 281.6745 | 276.766 | 1021428.959 | 0 | 0 | 0.39526 | 96.3988 | 117.2935 | 20.8946 | 8472 | 456 | 4121 | 0 | 0 | 2.145 | 37.4633 | 0 | 78.0931 | -3.359 | -5.2385 | -25.1076 | 1929.8474 | 73.4383 | 7.1353 | 0 | 1021428.9587 | 0 | 2.1406 | 285.4137 | 417417.482 | 0 | 0 | 45776.5047 | 0 | 0 | 0 | 1241.9041 | 70866.4678 | 0.15866 | 0.00010078 | 4.7626 | 4.7626 | 4.7626 | 0 | 0 | 0 | 5487.3218 | 439225.4361 | 78 | 327 | 3.0699 | 117.7382 | CC F | CC F
Apache CC | WALC | SW_WALC | AZ | Thermal | CombinedCycle Gas | 80 | 23.1883 | NG_AZ_North-South | 1963-02-01 | 2050-12-31 | 71.4106 | -31.0876 | -9.5058 | 76.1994 | 76.181 | 277408.5509 | 0 | 0 | 0.39585 | 15.4481 | 19.8099 | 4.3618 | 8472 | 417 | 5605 | 0 | 0 | 0.58256 | 14.0915 | 0 | 44.2064 | -33.8482 | -8.6359 | -25.5271 | 1840.0077 | 64.7618 | 2.6155 | 0 | 277408.5509 | 0 | 0.78464 | 104.6185 | 153004.5864 | 0 | 0 | 0 | 11364.8915 | 77162.381 | 10041.8702 | 34390.7432 | 77171.2898 | 5.7983 | 0.0036528 | 11.544 | 5.1679 | 6.7594 | 321000.2725 | 39.6386 | 8954.9567 | 139670.6228 | 57586.909 | 253 | 326 | 1.6614 | 20.3372 | CC LM_GE LM6000PC | CC LM
Griffith CC1b | WALC | SW_WALC | AZ | Thermal | CombinedCycle Gas | 285 | 126.296 | NG_AZ_North | 2001-10-01 | 2050-12-31 | 66.2265 | -37.2214 | -14.2336 | 270.1285 | 270.0579 | 1036444.2009 | 0 | 0 | 0.41514 | 52.3179 | 68.6401 | 16.3222 | 8472 | 458 | 4618 | 0 | 0 | 2.1765 | 39.5491 | 0 | 38.9684 | -36.5384 | -11.1838 | -26.8971 | 1811.4694 | 63.0466 | 7.1357 | 0 | 1036444.2421 | 0 | 2.1407 | 285.4287 | 417439.4493 | 0 | 0 | 0 | 155.8574 | 475.9213 | 2973.7033 | 53086.1499 | 47948.2056 | 5.7983 | 0.0036528 | 11.544 | 5.1679 | 6.7594 | 0.1315 | 0.39942 | 21784.5007 | 526118.4123 | 398014.2043 | 370 | 326 | 5.0874 | 69.586 | CC 7FA | CC F
Tracy NV CC2a | SPPC | SW_NVE | NV | Thermal | CombinedCycle Gas | 277.5 | 145 | NG_Nevada_North | 2008-07-01 | 2043-12-31 | 61.6031 | -39.993 | -8.4113 | 260.9127 | 240.5919 | 1049059.5116 | 0 | 0 | 0.43155 | 54.4691 | 64.6253 | 10.1562 | 8424 | 789 | 4662 | 0 | 0 | 2.203 | 41.9097 | 0 | 28.271 | -51.9947 | -6.4248 | -30.6248 | 1753.7451 | 64.4706 | 7.7634 | 0 | 1049059.493 | 0 | 2.329 | 310.5342 | 454156.2898 | 0 | 0 | 0 | 0 | 0 | 145.7102 | 383.5095 | 35955.5646 | 0.19614 | 0.00021973 | 4.6327 | 0.031824 | 4.6009 | 0 | 0 | 588.5815 | 801.6432 | 167166.2056 | 163 | 326 | 6.0326 | 64.7938 | CC 7FA | CC F
West Phoenix CC4 | AZPS | SW_AZPS | AZ | Thermal | CombinedCycle Gas | 114.8 | 81 | NG_AZ_North-South | 2001-06-01 | 2050-12-31 | 70.3723 | -31.1633 | -10.9277 | 108.1391 | 100.45 | 522347.7087 | 0 | 0 | 0.51941 | 28.2856 | 36.7588 | 8.4732 | 8424 | 751 | 5087 | 0 | 0 | 1.0969 | 22.7935 | 0 | 46.5123 | -31.0182 | -9.16 | -25.9026 | 1895.39 | 67.6722 | 4.2245 | 0 | 522347.7087 | 0 | 1.2674 | 168.9802 | 247133.4835 | 0 | 0 | 0 | 2822.8717 | 2892.9637 | 1546.8233 | 1384.3179 | 37110.9516 | 0.94841 | 0.0016464 | 11.9962 | 5.1679 | 6.8283 | 546.5959 | 2.007 | 12337.3062 | 0.97377 | 108789.9669 | 84 | 326 | 2.2097 | 36.8805 | CC 7EA | CC E
Fort Nelson Fng1 1 GT | AESO | AB_AESO | AB | Thermal | CombinedCycle Gas | 36.5 | 16.9 | NG_Alberta_NOVA | 1999-04-01 | 2050-12-31 | 131.2524 | 12.534 | 11.2161 | 34.8086 | 34.6468 | 122593.9064 | 0 | 0 | 0.38342 | 14.2244 | 16.0907 | 1.8664 | 8592 | 422 | 5202 | 0 | 0 | 0.068653 | 6.1296 | 0 | 108.3759 | 10.9868 | 10.6985 | -34.0497 | 744.7065 | 68.5678 | 1.4031 | 0 | 122593.9064 | 0 | 0.42094 | 56.1257 | 82083.8228 | 0 | 0 | 6478.2197 | 2405.8062 | 8149.3795 | 13096.688 | 22375.9791 | 31806.4306 | 1.8659 | 0.0078726 | 35.0857 | 35.06 | 35.06 | 1.9632 | 5.5055 | 500702.2356 | 678187.6773 | 1916410.7807 | 836 | 325 | 1.251 | 19.1861 | CA | CC
NevadaCogen CC2 | NEVP | SW_NVE | NV | Thermal | CombinedCycle Gas | 84.96 | 43.16 | NG_Nevada_South | 1991-12-01 | 2054-04-30 | 62.8829 | -33.6306 | -10.6823 | 81.0726 | 80.7167 | 469381.6623 | 0 | 0 | 0.63068 | 20.9045 | 29.5161 | 8.6116 | 8424 | 416 | 5909 | 0 | 0 | 0.9857 | 19.187 | 0 | 45.214 | -32.5899 | -8.8866 | -25.594 | 1872.6279 | 64.7517 | 3.6812 | 0 | 469381.6623 | 0 | 1.1044 | 147.2497 | 215352.6903 | 0 | 0 | 0 | 1590.584 | 106.2639 | 61.7846 | 127.833 | 7590.0401 | 0.19614 | 0.00021973 | 4.6327 | 0.031824 | 4.6009 | 1.0373 | 0.075486 | 0.087995 | 0.096703 | 694.7182 | 10 | 325 | 0.45171 | 29.5168 | CC LM2500-OT | CC Aero
Sunrise CC1a | CIPV | CA_CISO | CA | Thermal | CombinedCycle Gas | 295 | 109.9353 | NG_Cal_Kern | 2001-06-07 | 2050-12-31 | 115.2271 | 3.1955 | -5.8054 | 281.5596 | 276.766 | 1038295.2819 | 0 | 0 | 0.40179 | 97.9936 | 119.6397 | 21.6462 | 8472 | 458 | 4167 | 0 | 0 | 2.1804 | 38.2123 | 0 | 78.0912 | -3.3593 | -5.2401 | -25.1076 | 1929.8469 | 73.4358 | 7.2711 | 0 | 1038295.2816 | 0 | 2.1813 | 290.8425 | 425357.1522 | 0 | 0 | 46647.2165 | 0 | 0 | 0 | 2275.3579 | 71753.5531 | 0.15866 | 0.00010078 | 4.7626 | 4.7626 | 4.7626 | 0 | 0 | 0 | 23327.6525 | 423821.1621 | 61 | 325 | 2.9505 | 120.0869 | CC F | CC F
Coolidge Expansion Gas Peaking 11 GT | SRP | SW_SRP | AZ | Thermal | CombustionTurbine Gas | 46.9 | 22.512 | NG_AZ_North-South | 2011-05-01 | 2050-12-31 | 64.742 | -33.1554 | -11.0788 | 43.9961 | 43.4964 | 200987.0519 | 0 | 0 | 0.48921 | 10.91 | 13.0123 | 2.1023 | 8592 | 581 | 5560 | 0 | 0 | 0.090444 | 10.2609 | 0 | 43.6908 | -33.1818 | -9.8179 | -25.1183 | 1882.7316 | 65.2092 | 1.9056 | 0 | 200987.0519 | 0 | 0.57167 | 76.2232 | 111476.3652 | 0 | 0 | 0 | 2744.8392 | 7101.166 | 4168.0699 | 4973.0378 | 37408.3101 | 1.0352 | 0.11547 | 12.6186 | 5.1679 | 7.4506 | 103.4801 | 659.2041 | 33274.4699 | 6228.8046 | 224040.0951 | 3649 | 323 | 1.4428 | 13.2766 | GT LM6000 | GT LM
Elk Hills CC1a | CIPV | CA_CISO | CA | Thermal | CombinedCycle Gas | 272.5 | 115.506 | NG_Cal_Kern | 2003-07-24 | 2050-12-31 | 113.4979 | 3.8732 | -3.8953 | 258.6522 | 257.9125 | 1105783.1539 | 0 | 0 | 0.46323 | 101.2334 | 125.5041 | 24.2706 | 8472 | 455 | 4431 | 0 | 0 | 2.3221 | 39.9463 | 0 | 79.2301 | -3.3392 | -4.1213 | -25.126 | 1963.519 | 74.7682 | 7.6165 | 0 | 1105783.1539 | 0 | 2.2849 | 304.6597 | 445564.7953 | 0 | 0 | 48863.3064 | 0 | 0 | 94 | 3828.8358 | 46049.2533 | 0.15866 | 0.00010078 | 4.7626 | 4.7626 | 4.7626 | 0 | 0 | 1828.7099 | 24708.097 | 216949.5924 | 25 | 323 | 2.1426 | 125.7476 | CC 7FA | CC F
Ocotillo 7 GT | AZPS | SW_AZPS | AZ | Thermal | CombustionTurbine Gas | 103 | 51.65 | NG_AZ_North-South | 2018-12-15 | 2050-12-31 | 65.2868 | -31.4783 | -10.2941 | 95.7601 | 95.0135 | 531532.944 | 0 | 0 | 0.5891 | 26.5371 | 34.7021 | 8.165 | 8592 | 615 | 5608 | 0 | 0 | 0.23919 | 25.0538 | 0 | 46.7989 | -31.0531 | -8.8386 | -26.218 | 1902.082 | 67.3771 | 4.6502 | 0 | 531532.9407 | 0 | 1.3951 | 186.0073 | 272035.6308 | 0 | 0 | 0 | 10259.4891 | 8687.0153 | 624.6072 | 1385.2713 | 21840.4719 | 0.94841 | 0.0016464 | 11.9962 | 5.1679 | 6.8283 | 6637.7537 | 5.6498 | 6928.5078 | 0.98374 | 65915.0787 | 44 | 323 | 1.2724 | 34.7816 | GT LMS100 | GT LMS
Yellowstone County Generating Station 6 IC | NWMT | NW_NWMT | MT | Thermal | ICE | 9.72 | 3.888 | NG_Montana | 2024-05-15 | 2051-12-31 | 189.2711 | 52.5809 | 3.6449 | 9.4569 | 9.5162 | 16261.0972 | 0 | 0 | 0.19098 | 2.1688 | 3.0778 | 0.909 | 8424 | 215 | 5945 | 0 | 0 | 0.016855 | 1.0647 | 0 | 115.8309 | 26.82 | 2.3203 | -93.5941 | 1678.521 | 117.0935 | 0.22815 | 0 | 16261.0965 | 0 | 0.068446 | 9.1261 | 13346.9101 | 0 | 0 | 1053.3649 | 121.414 | 77.76 | 3919.8026 | 7.776 | 36298.0033 | 9.0549 | 8.0429 | 75.1759 | 0.031824 | 75.1075 | 8764.6038 | 4804.4218 | 239811.993 | 19.1204 | 3009742.0666 | 48 | 323 | 0.060511 | 6.3409 | IC | IC
Canyon Power Plant Unit 1 GT | CISC | CA_CISO | CA | Thermal | CombustionTurbine Gas | 49.4 | 20.1633 | NG_Cal_SoCalGas | 2011-09-16 | 2050-12-31 | 141.0737 | -13.1421 | -5.7195 | 46.2067 | 46.0876 | 54539.6695 | 0 | 0 | 0.12603 | 8.8078 | 7.6941 | -1.1136 | 8592 | 575 | 2281 | 0 | 0 | 0.024543 | 4.2856 | 0 | 70.2529 | -12.0254 | -4.4123 | -28.073 | 1967.0922 | 71.7294 | 0.61327 | 0 | 54539.6695 | 0 | 0.18398 | 24.531 | 35876.5665 | 0 | 0 | 3934.4396 | 0 | 1518.8018 | 0 | 1081.759 | 57059.975 | 0.15866 | 0.00010078 | 4.7626 | 4.7626 | 4.7626 | 0 | 0.11836 | 0 | 7659.0779 | 206838.6044 | 5 | 322 | 2.2616 | 7.9086 | GT LM6000 PC Sprint | GT LM
Coolidge Generating Station GT3 GT | SRP | SW_SRP | AZ | Thermal | CombustionTurbine Gas | 46.9 | 25.0133 | NG_AZ_North-South | 2011-05-01 | 2050-12-31 | 63.2211 | -34.2655 | -11.1687 | 44.2792 | 43.1987 | 214506.8568 | 0 | 0 | 0.52211 | 11.6742 | 13.5614 | 1.8872 | 8592 | 573 | 5535 | 0 | 0 | 0.096528 | 11.0169 | 0 | 43.6934 | -33.1773 | -9.8199 | -25.1183 | 1882.3739 | 65.2237 | 2.0487 | 0 | 214506.8568 | 0 | 0.6146 | 81.9461 | 119846.137 | 0 | 0 | 0 | 2036.8064 | 9709.5822 | 3519.0278 | 4624.3865 | 28500.6542 | 1.0352 | 0.11547 | 12.6186 | 5.1679 | 7.4506 | 29.4622 | 580.8892 | 1160.0082 | 4901.6085 | 41861.3755 | 12 | 322 | 1.6402 | 13.6099 | GT LM6000 | GT LM
Las Vegas Cogen 2CC1b | NEVP | SW_NVE | NV | Thermal | CombinedCycle Gas | 45 | 31.942 | NG_Nevada_South | 2003-01-01 | 2039-12-31 | 62.7505 | -32.5122 | -9.4019 | 42.6957 | 43.1126 | 221060.2998 | 0 | 0 | 0.56078 | 10.055 | 13.8716 | 3.8166 | 8424 | 415 | 5822 | 0 | 0 | 0.46423 | 9.1942 | 0 | 46.0551 | -32.392 | -8.2434 | -25.0001 | 1882.1046 | 65.0069 | 1.7708 | 0 | 221060.2998 | 0 | 0.53124 | 70.8326 | 103592.6835 | 0 | 0 | 0 | 0 | 17.55 | 1230.2561 | 144.0211 | 7024.5462 | 0.19614 | 0.00021973 | 4.6327 | 0.031824 | 4.6009 | 0 | 0.014208 | 18180.7783 | 219.2231 | 169761.0198 | 5134 | 322 | 0.24129 | 14.0598 | CC LM6000 | CC LM
Tracy NV CC2b | SPPC | SW_NVE | NV | Thermal | CombinedCycle Gas | 277.5 | 145 | NG_Nevada_North | 2008-07-01 | 2043-12-31 | 60.5656 | -39.1928 | -8.329 | 263.182 | 263.0277 | 1045015.2397 | 0 | 0 | 0.42989 | 54.0206 | 63.292 | 9.2713 | 8424 | 454 | 4634 | 0 | 0 | 2.1945 | 41.5942 | 0 | 28.2739 | -51.9949 | -6.4217 | -30.6235 | 1753.8492 | 64.4732 | 7.7333 | 0 | 1045015.2221 | 0 | 2.32 | 309.3339 | 452400.8652 | 0 | 0 | 0 | 0 | 0 | 141.3554 | 103.1654 | 25589.5934 | 0.19614 | 0.00021973 | 4.6327 | 0.031824 | 4.6009 | 0 | 0 | 547.2302 | 20.5891 | 132975.4871 | 151 | 322 | 6.0313 | 63.4255 | CC 7FA | CC F
Desert Basin 5 GT | SRP | SW_SRP | AZ | Thermal | CombustionTurbine Gas | 46 | 27.5 | NG_AZ_North-South | 2022-09-14 | 2050-12-31 | 114.8331 | -29.8234 | -12.9231 | 42.6593 | 43.4233 | 40732.948 | 0 | 0 | 0.10108 | 5.4531 | 4.6775 | -0.77565 | 8592 | 576 | 1951 | 0 | 0 | 0.085539 | 2.6374 | 0 | 42.7725 | -33.4952 | -10.4229 | -25.9643 | 1865.5209 | 64.3353 | 0.49263 | 0 | 40732.948 | 0 | 0.14779 | 19.7053 | 28818.9418 | 0 | 0 | 2274.4486 | 0 | 0 | 851.8084 | 574.2932 | 38165.7294 | 1.0352 | 0.11547 | 12.6186 | 5.1679 | 7.4506 | 0 | 0 | 13476.3095 | 12481.7752 | 946594.4997 | 2 | 321 | 1.4771 | 5.65 | GT LM6000 | GT LM
Elk Hills CC1b | CIPV | CA_CISO | CA | Thermal | CombinedCycle Gas | 272.5 | 115.506 | NG_Cal_Kern | 2003-07-24 | 2050-12-31 | 113.4175 | 3.7209 | -3.9249 | 260.1908 | 255.2808 | 1106649.8732 | 0 | 0 | 0.4636 | 101.3804 | 125.5134 | 24.133 | 8472 | 461 | 4429 | 0 | 0 | 2.324 | 40.0252 | 0 | 79.2322 | -3.3384 | -4.12 | -25.126 | 1963.519 | 74.7678 | 7.6362 | 0 | 1106649.8732 | 0 | 2.2909 | 305.448 | 446717.7087 | 0 | 0 | 48989.7418 | 0 | 0 | 47 | 3396.3643 | 45499.9577 | 0.15866 | 0.00010078 | 4.7626 | 4.7626 | 4.7626 | 0 | 0 | 303.0064 | 21203.1543 | 208245.9465 | 14 | 321 | 1.9658 | 125.7432 | CC 7FA | CC F
Griffith CC1a | WALC | SW_WALC | AZ | Thermal | CombinedCycle Gas | 285 | 126.296 | NG_AZ_North | 2001-10-01 | 2050-12-31 | 65.1771 | -37.1893 | -13.9168 | 271.2938 | 268.4065 | 1037203.2041 | 0 | 0 | 0.41545 | 52.4249 | 67.6019 | 15.177 | 8472 | 458 | 4646 | 0 | 0 | 2.1781 | 39.8124 | 0 | 38.9697 | -36.5373 | -11.1835 | -26.8973 | 1811.4694 | 63.056 | 7.1911 | 0 | 1037203.2416 | 0 | 2.1573 | 287.6455 | 420681.5715 | 0 | 0 | 0 | 686.8928 | 2012.1778 | 8252.0061 | 51907.7782 | 60606.1979 | 5.7983 | 0.0036528 | 11.544 | 5.1679 | 6.7594 | 110.7262 | 1.5917 | 25143.1146 | 398361.2976 | 416329.7254 | 250 | 321 | 5.2247 | 68.4419 | CC 7FA | CC F
Harbor 2 (Repowered) 2 CCb | LDWP | CA_LDWP | CA | Thermal | CombinedCycle Gas | 137.5 | 48.62 | NG_Cal_SoCalGas | 2030-01-01 | 2051-12-31 | 109.6456 | 0.90452 | -4.6529 | 130.3519 | 131.657 | 598259.7003 | 0 | 0 | 0.49669 | 61.2933 | 65.5965 | 4.3033 | 8592 | 421 | 4918 | 0 | 0 | 0 | 33.0588 | 0 | 86.8689 | 4.1573 | -3.979 | -11.5293 | 1950.3181 | 66.9776 | 4.7201 | 0 | 598259.7003 | 0 | 1.416 | 188.8047 | 276126.9519 | 0 | 0 | 21792.4916 | 0 | 0 | 124.9647 | 4125.2123 | 11397.5952 | 0.51018 | 0.0002031 | 10.9758 | 5.1679 | 5.9579 | 0 | 0 | 591.6033 | 32128.5083 | 86767.8195 | 61 | 321 | 5.6194 | 65.716 | CC E | CC E
La Luz Energy Center 1 GT | PNM | SW_PNM | NM | Thermal | CombustionTurbine Gas | 41 | 11.7143 | NG_New Mexico_South | 2015-12-18 | 2055-12-01 | 81.538 | -31.7152 | -2.6384 | 38.3018 | 38.2508 | 152961.7938 | 0 | 0 | 0.42589 | 9.2246 | 12.4722 | 3.2476 | 8592 | 581 | 5779 | 0 | 0 | 0.068833 | 8.6722 | 0 | 48.4671 | -34.0775 | -4.146 | -25.1742 | 1913.76 | 73.2523 | 1.5809 | 0 | 152961.7938 | 0 | 0.47426 | 63.2344 | 92480.3428 | 0 | 0 | 0 | 5155.4236 | 28697.6615 | 233.5319 | 0 | 71805.1606 | 0.89269 | 0.0029891 | 22.2939 | 5.1679 | 17.1082 | 12445.1223 | 157.2452 | 11279.9882 | 0 | 1228094.1847 | 47 | 321 | 0.53576 | 13.7242 | GT LM6000 | GT LM
Yellowstone County Generating Station 4 IC | NWMT | NW_NWMT | MT | Thermal | ICE | 9.72 | 3.888 | NG_Montana | 2024-05-15 | 2051-12-31 | 187.9982 | 52.2202 | 3.5853 | 9.5251 | 9.4169 | 16525.5316 | 0 | 0 | 0.19408 | 2.194 | 3.1068 | 0.91275 | 8424 | 216 | 5960 | 0 | 0 | 0.017129 | 1.0772 | 0 | 115.8309 | 26.82 | 2.3203 | -93.5941 | 1678.521 | 117.0935 | 0.23083 | 0 | 16525.5309 | 0 | 0.06925 | 9.2333 | 13503.6629 | 0 | 0 | 1065.7361 | 70.7572 | 130.3484 | 4288.523 | 15.552 | 35921.8527 | 9.0549 | 8.0429 | 75.1759 | 0.031824 | 75.1075 | 5142.1048 | 4437.5222 | 260214.5051 | 40.5778 | 2941892.4129 | 37 | 321 | 0.06426 | 6.3185 | IC | IC
Coolidge Expansion Gas Peaking 9 GT | SRP | SW_SRP | AZ | Thermal | CombustionTurbine Gas | 46.9 | 25.0133 | NG_AZ_North-South | 2011-05-01 | 2050-12-31 | 63.9311 | -34.2041 | -11.2552 | 43.8044 | 43.794 | 222812.6464 | 0 | 0 | 0.54233 | 11.8912 | 14.2447 | 2.3534 | 8592 | 579 | 5615 | 0 | 0 | 0.10027 | 11.2323 | 0 | 43.6836 | -33.1819 | -9.8251 | -25.1182 | 1882.2483 | 65.1942 | 2.0867 | 0 | 222812.6464 | 0 | 0.626 | 83.466 | 122069.0363 | 0 | 0 | 0 | 2893.6255 | 8599.3084 | 2159.4517 | 4318.4827 | 24246.1902 | 1.0352 | 0.11547 | 12.6186 | 5.1679 | 7.4506 | 151.5426 | 270.8573 | 1315.5669 | 297.8842 | 17380.1708 | 6 | 320 | 1.559 | 14.2641 | GT LM6000 | GT LM
Coolidge Generating Station GT2 GT | SRP | SW_SRP | AZ | Thermal | CombustionTurbine Gas | 46.9 | 27.0978 | NG_AZ_North-South | 2011-05-01 | 2050-12-31 | 64.3689 | -33.8398 | -11.2081 | 43.3387 | 42.2799 | 215215.3893 | 0 | 0 | 0.52384 | 11.7522 | 13.8532 | 2.1009 | 8592 | 747 | 5507 | 0 | 0 | 0.096847 | 11.0995 | 0 | 43.6841 | -33.1823 | -9.8241 | -25.1183 | 1882.1521 | 65.1902 | 2.0634 | 0 | 215215.3893 | 0 | 0.61902 | 82.5359 | 120708.6997 | 0 | 0 | 0 | 2024.0835 | 8426.8827 | 3222.6339 | 5069.9432 | 26827.0849 | 1.0352 | 0.11547 | 12.6186 | 5.1679 | 7.4506 | 2.1024 | 110.9659 | 10910.1462 | 7049.3131 | 36566.414 | 18 | 320 | 1.6195 | 13.9078 | GT LM6000 | GT LM
Riverside Energy Res Ctr Unit 3 GT | CISC | CA_CISO | CA | Thermal | CombustionTurbine Gas | 48 | 19.5556 | NG_Cal_SoCalGas | 2011-04-01 | 2050-12-31 | 134.2497 | -14.7405 | -9.201 | 45.271 | 44.2384 | 46204.7241 | 0 | 0 | 0.10989 | 7.3995 | 6.203 | -1.1965 | 8592 | 576 | 2099 | 0 | 0 | 0.020792 | 3.5645 | 0 | 68.9328 | -12.3514 | -5.4063 | -30.0797 | 1907.0103 | 69.9348 | 0.50992 | 0 | 46204.7241 | 0 | 0.15298 | 20.3969 | 29830.5328 | 0 | 0 | 3271.3952 | 23.1111 | 1341.8692 | 0 | 853.4777 | 53693.8018 | 0.15866 | 0.00010078 | 4.7626 | 4.7626 | 4.7626 | 0.0077792 | 0.091385 | 0 | 19699.4478 | 383050.5103 | 224 | 320 | 1.9945 | 6.6057 | GT LM6000 | GT LM
Yellowstone County Generating Station 2 IC | NWMT | NW_NWMT | MT | Thermal | ICE | 9.72 | 3.888 | NG_Montana | 2024-05-15 | 2051-12-31 | 186.5369 | 51.0713 | 3.507 | 9.5251 | 9.4169 | 16850.8484 | 0 | 0 | 0.1979 | 2.2213 | 3.1433 | 0.92199 | 8424 | 216 | 5962 | 0 | 0 | 0.017466 | 1.0909 | 0 | 115.8309 | 26.82 | 2.3203 | -93.5941 | 1678.521 | 117.0935 | 0.23365 | 0 | 16850.8478 | 0 | 0.070094 | 9.3458 | 13668.3033 | 0 | 0 | 1078.7299 | 144.9853 | 109.6525 | 4417.3906 | 22.6251 | 35711.7253 | 9.0549 | 8.0429 | 75.1759 | 0.031824 | 75.1075 | 13575.4752 | 4589.9602 | 272043.7177 | 92.3379 | 2940324.3864 | 59 | 320 | 0.065098 | 6.3739 | IC | IC
Barre Peaker 1 GT | CISC | CA_CISO | CA | Thermal | CombustionTurbine Gas | 47.2 | 40.3345 | NG_Cal_SoCalGas | 2007-09-20 | 2050-12-31 | 112.6625 | -16.3601 | -5.2664 | 44.5073 | 43.462 | 108480.5404 | 0 | 0 | 0.26236 | 14.7348 | 12.2217 | -2.5131 | 8592 | 580 | 2686 | 0 | 0 | 0.048816 | 7.3855 | 0 | 70.7768 | -11.851 | -4.0628 | -27.0209 | 1984.1631 | 72.2281 | 1.0533 | 0 | 108480.5404 | 0 | 0.31598 | 42.1309 | 61616.4527 | 0 | 0 | 6757.2297 | 0.17163 | 79.2952 | 41.1927 | 1649.2543 | 16608.2262 | 0.15866 | 0.00010078 | 4.7626 | 4.7626 | 4.7626 | 5.7772e-05 | 0.0050961 | 22.7818 | 33489.1625 | 192360.9021 | 827 | 319 | 3.5923 | 12.4476 | GT LM6000 | GT LM
LodiEnergyCC-Total | CIPV | CA_CISO | CA | Thermal | CombinedCycle Gas | 277 | 135.226 | NG_Cal_PG&E LT | 2012-11-27 | 2050-12-31 | 122.2079 | 6.9351 | 5.4089 | 261.0898 | 264.5411 | 1118102.9641 | 0 | 0 | 0.46078 | 128.6922 | 136.641 | 7.9488 | 8472 | 458 | 4070 | 0 | 0 | 2.348 | 64.6208 | 0 | 98.1235 | 7.4591 | 3.9738 | -26.4793 | 1898.3845 | 68.7265 | 8.0399 | 0 | 1118102.9641 | 0 | 2.412 | 321.5961 | 470334.2602 | 0 | 0 | 51579.6752 | 47.258 | 1412.1149 | 1.4305e-06 | 94.5161 | 5285.2047 | 0.15866 | 0.00010078 | 4.7626 | 4.7626 | 4.7626 | 0.031308 | 0.52794 | 1.6602e-05 | 19855.2783 | 125344.1827 | 11 | 319 | 9.0149 | 136.7862 | CC SGT6-5000F | CC F
Riverside Energy Res Ctr Unit 1 GT | CISC | CA_CISO | CA | Thermal | CombustionTurbine Gas | 48 | 19.2 | NG_Cal_SoCalGas | 2006-06-01 | 2050-12-31 | 130.881 | -14.948 | -9.1695 | 44.5234 | 45.3245 | 51282.7048 | 0 | 0 | 0.12196 | 8.3254 | 6.7119 | -1.6135 | 8592 | 574 | 2330 | 0 | 0 | 0.023077 | 4.0491 | 0 | 68.9306 | -12.3548 | -5.4051 | -30.0797 | 1907.1864 | 69.9339 | 0.57822 | 0 | 51282.7048 | 0 | 0.17347 | 23.1289 | 33826.0204 | 0 | 0 | 3709.5643 | 0 | 2085.9782 | 34.9091 | 1232.7235 | 59289.6622 | 0.15866 | 0.00010078 | 4.7626 | 4.7626 | 4.7626 | 0 | 0.14365 | 2195.0051 | 37087.978 | 389591.7911 | 290 | 319 | 2.2599 | 7.1408 | GT LM6000 | GT LM
Salmon Diesel Agg IC | NWMT | NW_NWMT | MT | Thermal | ICE | 5.5 | 1.1 | Oil_DistillateFuel_L | 1966-12-01 | 2050-12-31 | 298.2621 | 138.3144 | 9.423 | 5.3811 | 5.3346 | 7591.6181 | 0 | 0 | 0.15757 | 1.3927 | 2.2643 | 0.87156 | 8592 | 220 | 4356 | 0 | 0 | 0 | 1.3674 | 0 | 118.5109 | 28.0521 | 3.7682 | -2172.0237 | 3423.0449 | 176.9665 | 0.10485 | 0 | 7591.6181 | 0 | 0.031455 | 6.0813 | 8456.1105 | 0 | 0 | 0 | 80.7349 | 115.1603 | 1618.5677 | 4.4 | 14448.7876 | 9.0549 | 8.0429 | 75.1759 | 0.031824 | 75.1075 | 3369.3255 | 5887.922 | 82958.5012 | 8.476 | 1648567.2277 | 23 | 319 | 0.046913 | 4.0051 | IC | IC
Yellowstone County Generating Station 11 IC | NWMT | NW_NWMT | MT | Thermal | ICE | 9.72 | 3.888 | NG_Montana | 2024-05-15 | 2051-12-31 | 182.2929 | 50.1758 | 3.3816 | 9.455 | 9.5162 | 18895.0887 | 0 | 0 | 0.22191 | 2.381 | 3.4444 | 1.0634 | 8424 | 216 | 6053 | 0 | 0 | 0.019585 | 1.1693 | 0 | 115.8774 | 26.82 | 2.3668 | -93.5941 | 1680.6151 | 117.1553 | 0.25035 | 0 | 18895.0881 | 0 | 0.075104 | 10.0139 | 14645.3356 | 0 | 0 | 1155.8392 | 315.3175 | 178.848 | 6330.2991 | 15.552 | 32918.9174 | 9.0549 | 8.0429 | 75.1759 | 0.031824 | 75.1075 | 13393.0933 | 8835.0131 | 319976.4216 | 80.5405 | 2737314.9914 | 27 | 319 | 0.064931 | 6.524 | IC | IC
Coolidge Expansion Gas Peaking 12 GT | SRP | SW_SRP | AZ | Thermal | CombustionTurbine Gas | 46.9 | 25.0133 | NG_AZ_North-South | 2011-05-01 | 2050-12-31 | 62.7933 | -35.1058 | -11.4362 | 44.1879 | 43.2634 | 229678.6016 | 0 | 0 | 0.55904 | 12.2526 | 14.4223 | 2.1697 | 8592 | 578 | 5658 | 0 | 0 | 0.10336 | 11.5928 | 0 | 43.6825 | -33.1811 | -9.8269 | -25.1183 | 1882.2247 | 65.2026 | 2.1528 | 0 | 229678.6016 | 0 | 0.64585 | 86.1131 | 125940.4711 | 0 | 0 | 0 | 3932.8523 | 8003.3603 | 1739.0669 | 4317.8225 | 19867.8963 | 1.0352 | 0.11547 | 12.6186 | 5.1679 | 7.4506 | 467.9933 | 2160.4934 | 552.97 | 20.0488 | 11776.0958 | 16 | 318 | 1.5377 | 14.4373 | GT LM6000 | GT LM
Coolidge Expansion Gas Peaking 10 GT | SRP | SW_SRP | AZ | Thermal | CombustionTurbine Gas | 46.9 | 22.512 | NG_AZ_North-South | 2011-05-01 | 2050-12-31 | 63.9745 | -34.3593 | -11.3409 | 43.7861 | 43.8199 | 204159.733 | 0 | 0 | 0.49693 | 11.0278 | 13.061 | 2.0332 | 8592 | 579 | 5600 | 0 | 0 | 0.091872 | 10.3849 | 0 | 43.6862 | -33.1808 | -9.8235 | -25.1164 | 1882.5674 | 65.2137 | 1.9288 | 0 | 204159.733 | 0 | 0.57863 | 77.1509 | 112833.1641 | 0 | 0 | 0 | 2790.2229 | 7924.6407 | 4259.8097 | 5404.7517 | 35688.1539 | 1.0352 | 0.11547 | 12.6186 | 5.1679 | 7.4506 | 152.7436 | 254.9146 | 39721.4274 | 7649 | 207044.333 | 3756 | 317 | 1.3964 | 13.3158 | GT LM6000 | GT LM
Coolidge Generating Station GT4 GT | SRP | SW_SRP | AZ | Thermal | CombustionTurbine Gas | 46.9 | 22.9714 | NG_AZ_North-South | 2011-05-01 | 2050-12-31 | 63.5346 | -33.4434 | -11.0399 | 43.7222 | 43.9235 | 203949.1014 | 0 | 0 | 0.49641 | 11.0462 | 12.9578 | 1.9117 | 8592 | 578 | 5569 | 0 | 0 | 0.091777 | 10.4034 | 0 | 43.6912 | -33.1789 | -9.8204 | -25.1183 | 1882.6124 | 65.2324 | 1.9327 | 0 | 203949.1014 | 0 | 0.57982 | 77.3097 | 113065.4827 | 0 | 0 | 0 | 1966.9928 | 9873.1544 | 3939.3844 | 5031.2285 | 37130.4581 | 1.0352 | 0.11547 | 12.6186 | 5.1679 | 7.4506 | 82.4118 | 604.1698 | 23963.8755 | 6244.0278 | 175436.8962 | 3591 | 317 | 1.4355 | 13.1641 | GT LM6000 | GT LM
Harbor 1 (Repowered) 1 Cca | LDWP | CA_LDWP | CA | Thermal | CombinedCycle Gas | 137.5 | 48.62 | NG_Cal_SoCalGas | 2030-01-01 | 2051-12-31 | 109.2678 | 0.50485 | -4.6576 | 130.1378 | 131.8847 | 610144.9278 | 0 | 0 | 0.50655 | 62.5221 | 66.6692 | 4.1471 | 8592 | 423 | 4995 | 0 | 0 | 0 | 33.8058 | 0 | 86.8689 | 4.1573 | -3.979 | -11.5293 | 1950.3181 | 66.9776 | 4.8301 | 0 | 610144.9278 | 0 | 1.449 | 193.2052 | 282562.5656 | 0 | 0 | 22300.4031 | 0 | 0 | 226.5751 | 4492.6679 | 10196.9804 | 0.51018 | 0.0002031 | 10.9758 | 5.1679 | 5.9579 | 0 | 0 | 337.7257 | 32314.3198 | 74822.9611 | 50 | 317 | 5.9229 | 66.7767 | CC E | CC E
Las Vegas Cogen 2CC2a | NEVP | SW_NVE | NV | Thermal | CombinedCycle Gas | 80 | 52 | NG_Nevada_South | 2003-01-01 | 2039-12-31 | 62.3491 | -33.2411 | -9.8632 | 75.5607 | 77.1082 | 445876.3836 | 0 | 0 | 0.63624 | 19.8099 | 27.8 | 7.9901 | 8424 | 416 | 5946 | 0 | 0 | 0.93634 | 18.2089 | 0 | 45.82 | -32.392 | -8.4785 | -25.0646 | 1875.1868 | 64.7519 | 3.5046 | 0 | 445876.3836 | 0 | 1.0514 | 140.1837 | 205018.7213 | 0 | 0 | 0 | 0 | 40 | 1.4901e-05 | 80 | 286.6571 | 0.19614 | 0.00021973 | 4.6327 | 0.031824 | 4.6009 | 0 | 0.032384 | 0.00010662 | 0.06633 | 649.4068 | 9 | 317 | 0.38838 | 27.8006 | CC LM6000 | CC LM
NevadaCogen CC1 | NEVP | SW_NVE | NV | Thermal | CombinedCycle Gas | 81.36 | 58.16 | NG_Nevada_South | 1991-12-01 | 2054-04-30 | 63.2594 | -34.0192 | -9.014 | 77.8591 | 77.0046 | 459851.7433 | 0 | 0 | 0.64521 | 20.3666 | 29.0899 | 8.7233 | 8448 | 415 | 6024 | 0 | 0 | 0.96569 | 18.7282 | 0 | 46.4768 | -32.4333 | -7.7805 | -24.8014 | 1897.8595 | 65.5709 | 3.5946 | 0 | 459851.7433 | 0 | 1.0784 | 143.7823 | 210281.6907 | 0 | 0 | 0 | 1357.5588 | 81.36 | -1.9073e-06 | 203.4 | 5227.8415 | 0.19614 | 0.00021973 | 4.6327 | 0.031824 | 4.6009 | 0.90006 | 0.057729 | -1.1689e-05 | 0.15481 | 663.8697 | 9 | 317 | 0.36929 | 29.0906 | CC LM2500-OT | CC Aero
Ucla Chiller Cg 2 CCa | LDWP | CA_LDWP | CA | Thermal | CombinedCycle Gas | 19.5 | 7.25 | NG_Cal_SoCalGas | 1993-10-01 | 2050-12-31 | 129.6471 | -4.0429 | -1.5798 | 18.6989 | 18.37 | 44440.622 | 0 | 0 | 0.26016 | 5.61 | 5.7616 | 0.15162 | 8592 | 421 | 2953 | 0 | 0 | 0 | 2.5118 | 0 | 88.3455 | 3.7963 | -2.1414 | -11.545 | 2015.4565 | 69.189 | 0.35947 | 0 | 44440.622 | 0 | 0.10784 | 14.3787 | 21028.8503 | 0 | 0 | 2306.1498 | 0 | 0 | 360.9505 | 2106.1267 | 2387.9233 | 0.51018 | 0.0002031 | 10.9758 | 5.1679 | 5.9579 | 0 | 0 | 16135.1522 | 21789.0463 | 29240.4191 | 8 | 317 | 0.83728 | 5.8288 | CC | CC
Las Vegas Cogen 2CC2b | NEVP | SW_NVE | NV | Thermal | CombinedCycle Gas | 80 | 52 | NG_Nevada_South | 2003-01-01 | 2039-12-31 | 62.4654 | -33.5478 | -10.5184 | 75.6542 | 76.9978 | 409988.4227 | 0 | 0 | 0.58503 | 18.4724 | 25.6101 | 7.1377 | 8424 | 415 | 5839 | 0 | 0 | 0.86098 | 16.9316 | 0 | 45.4028 | -32.392 | -8.8957 | -25.2043 | 1862.6931 | 64.3041 | 3.2599 | 0 | 409988.4227 | 0 | 0.97797 | 130.3964 | 190704.6834 | 0 | 0 | 0 | 0 | 4.905 | 1040.9353 | 146.4 | 8282.7124 | 0.19614 | 0.00021973 | 4.6327 | 0.031824 | 4.6009 | 0 | 0.0039711 | 7800.9587 | 227.1989 | 204936.97 | 5133 | 316 | 0.43204 | 25.823 | CC LM6000 | CC LM
Ocotillo 5 GT | AZPS | SW_AZPS | AZ | Thermal | CombustionTurbine Gas | 103 | 51.65 | NG_AZ_North-South | 2019-02-15 | 2050-12-31 | 66.515 | -30.6223 | -10.0458 | 96.8032 | 94.3314 | 541706.2906 | 0 | 0 | 0.60037 | 26.9402 | 36.0316 | 9.0914 | 8592 | 614 | 5671 | 0 | 0 | 0.24377 | 25.476 | 0 | 46.8326 | -31.0578 | -8.8001 | -26.2186 | 1902.8467 | 67.3811 | 4.7283 | 0 | 541706.2874 | 0 | 1.4185 | 189.1338 | 276608.1209 | 0 | 0 | 0 | 12392.4867 | 10749.9146 | 474.2915 | 1400.2158 | 21107.9619 | 0.94841 | 0.0016464 | 11.9962 | 5.1679 | 6.8283 | 6867.2865 | 6.67 | 3063.3737 | 1.0053 | 54053.534 | 33 | 316 | 1.3223 | 36.0956 | GT LMS100 | GT LMS
Riverside Energy Res Ctr Unit 4-1 GT | CISC | CA_CISO | CA | Thermal | CombustionTurbine Gas | 48 | 20.3077 | NG_Cal_SoCalGas | 2011-04-01 | 2050-12-31 | 132.4368 | -15.2186 | -9.2369 | 45.0748 | 42.1457 | 51645.3081 | 0 | 0 | 0.12282 | 8.0994 | 6.8397 | -1.2596 | 8592 | 755 | 2231 | 0 | 0 | 0.02324 | 3.9319 | 0 | 68.9278 | -12.3534 | -5.4093 | -30.0797 | 1906.7877 | 69.9219 | 0.56227 | 0 | 51645.3081 | 0 | 0.16868 | 22.4909 | 32892.9099 | 0 | 0 | 3607.2338 | 0 | 1434.5113 | 0 | 948.932 | 54493.7558 | 0.15866 | 0.00010078 | 4.7626 | 4.7626 | 4.7626 | 0 | 0.10887 | 0 | 21490.912 | 341792.656 | 266 | 316 | 2.1508 | 7.203 | GT LM6000 | GT LM
Ucla Chiller Cg 3 CCb | LDWP | CA_LDWP | CA | Thermal | CombinedCycle Gas | 19.5 | 6.75 | NG_Cal_SoCalGas | 1993-10-01 | 2050-12-31 | 128.9347 | -4.3667 | -1.5201 | 17.7991 | 18.7359 | 44803.6793 | 0 | 0 | 0.26229 | 5.5975 | 5.7768 | 0.17922 | 8592 | 590 | 2959 | 0 | 0 | 0 | 2.5063 | 0 | 88.4221 | 3.7981 | -2.0666 | -11.5558 | 2017.5916 | 69.2755 | 0.35855 | 0 | 44803.6793 | 0 | 0.10756 | 14.342 | 20975.1065 | 0 | 0 | 2300.256 | 0 | 0 | 539.3031 | 2059.639 | 2164.6412 | 0.51018 | 0.0002031 | 10.9758 | 5.1679 | 5.9579 | 0 | 0 | 14120.6803 | 26448.5646 | 23451.5955 | 6 | 316 | 0.82126 | 5.8408 | CC | CC
Utah State University 1 GT | PAUT | BS_PACE | UT | Thermal | CombustionTurbine Gas | 4.6 | 2.208 | NG_Utah_Opal Kern | 2004-08-01 | 2054-12-31 | 176.2005 | 50.7407 | 6.822 | 4.2955 | 4.3157 | 16676.8399 | 0 | 0 | 0.41386 | 1.801 | 2.9385 | 1.1374 | 8424 | 564 | 5681 | 0 | 0 | 0.017286 | 1.6823 | 0 | 117.8699 | 26.7164 | 4.4629 | -27.4033 | 2132.1907 | 145.1072 | 0.32908 | 0 | 16676.8399 | 0 | 0.098725 | 13.1634 | 19251.4257 | 0 | 0 | 0 | 1.84 | 9.2 | 171.0276 | 0 | 9284.7319 | 7.007 | 5.9428 | 85.5427 | 0.031824 | 85.5024 | 0.0020082 | 0.01004 | 18646.1345 | 0 | 888879.9524 | 0 | 315 | 0.068472 | 3.846 | GT | GT
Coolidge Expansion Gas Peaking 6 GT | SRP | SW_SRP | AZ | Thermal | CombustionTurbine Gas | 46.9 | 22.9714 | NG_AZ_North-South | 2011-05-01 | 2050-12-31 | 63.6967 | -34.0512 | -11.2471 | 43.3387 | 44.4541 | 209866.8919 | 0 | 0 | 0.51082 | 11.2419 | 13.3678 | 2.1259 | 8592 | 579 | 5637 | 0 | 0 | 0.09444 | 10.6006 | 0 | 43.6806 | -33.1812 | -9.8287 | -25.1129 | 1882.3585 | 65.1978 | 1.9697 | 0 | 209866.8919 | 0 | 0.59092 | 78.7892 | 115229.1428 | 0 | 0 | 0 | 2582.2576 | 9820.4074 | 4134.8811 | 4822.6766 | 34214.4875 | 1.0352 | 0.11547 | 12.6186 | 5.1679 | 7.4506 | 151.4618 | 786.1929 | 29282.7137 | 6179.3206 | 156601.3847 | 3792 | 314 | 1.4553 | 13.5608 | GT LM6000 | GT LM
HR Milner Hrm 1 GT | AESO | AB_AESO | AB | Thermal | CombustionTurbine Gas | 300 | 137.02 | NG_Alberta_NOVA | 2020-04-27 | 2050-12-31 | 108.8461 | 12.7868 | 1.0247 | 276.2266 | 285.8444 | 1292014.229 | 0 | 0 | 0.49163 | 149.524 | 140.6307 | -8.8933 | 8592 | 578 | 6783 | 0 | 0 | 0.58141 | 68.7786 | 0 | 98.9655 | 11.1825 | 1.0925 | -41.8112 | 690.8022 | 65.7534 | 15.7756 | 0 | 1292014.229 | 0 | 4.7327 | 631.0257 | 922875.127 | 0 | 0 | 72835.1525 | 1018.8659 | 239.6964 | 16739.9785 | 54949.7732 | 667398.5284 | 1.8659 | 0.0078726 | 35.0857 | 35.06 | 35.06 | 1.0234 | 0.24994 | 1984163.9351 | 1516500.7819 | 26533314.2797 | 2164 | 314 | 20.8405 | 170.6647 | GT | GT
Klamath Generation Peaking 1 GT | PACW | NW_PACW | OR | Thermal | CombustionTurbine Gas | 57.6 | 12.9103 | NG_Oregon_Malin | 2002-05-01 | 2050-12-31 | 147.1026 | 18.468 | 6.6925 | 27.1794 | 26.5351 | 69435.9925 | 0 | 0 | 0.27523 | 10.3762 | 10.2142 | -0.16203 | 8592 | 574 | 5175 | 0 | 0 | 0.031246 | 4.3772 | 0 | 104.257 | 13.1025 | 4.4639 | -40.6496 | 1810.6984 | 86.2818 | 0.82993 | 0 | 69435.9925 | 0 | 0.24898 | 33.1972 | 48550.8538 | 0 | 0 | 5324.3779 | 770.9619 | 1853.97 | 6088.7374 | 15.8897 | 73499.4359 | 27.0174 | 18.7409 | 65.6973 | 0.031824 | 65.2925 | 9026.6943 | 30026.9729 | 480254.8972 | 42.3727 | 4994906.6096 | 4 | 314 | 1.1193 | 15.7285 | GT FT8 TwinPac | GT Aero
La Paloma Generating Plant Unit 2 CC | CIPV | CA_CISO | CA | Thermal | CombinedCycle Gas | 258.4 | 140 | NG_Cal_Kern | 2003-03-05 | 2050-12-31 | 110.4834 | 4.0232 | -4.6283 | 247.5327 | 241.2874 | 1135813.8452 | 0 | 0 | 0.50178 | 103.2857 | 125.4885 | 22.2028 | 8424 | 456 | 4554 | 0 | 0 | 2.3852 | 41.1834 | 0 | 78.7196 | -3.3559 | -4.615 | -25.1116 | 1950.3296 | 74.1975 | 7.8514 | 0 | 1135813.7173 | 0 | 2.3554 | 314.0546 | 459304.8875 | 0 | 0 | 50370.1302 | 118.4 | 67504.9875 | -3.5763e-05 | 80.7172 | 40859.0851 | 0.15866 | 0.00010078 | 4.7626 | 4.7626 | 4.7626 | 0.041082 | 7.1389 | -0.00041506 | 92.665 | 58485.8536 | 30 | 314 | 2.1817 | 125.5471 | CC GT24 | CC F
Las Vegas Cogen 2CC1a | NEVP | SW_NVE | NV | Thermal | CombinedCycle Gas | 45 | 31.942 | NG_Nevada_South | 2003-01-01 | 2039-12-31 | 62.8175 | -32.1885 | -9.0957 | 42.9147 | 42.7897 | 251447.6835 | 0 | 0 | 0.63787 | 11.1537 | 15.7953 | 4.6416 | 8424 | 416 | 5958 | 0 | 0 | 0.52804 | 10.2568 | 0 | 46.2757 | -32.392 | -8.0229 | -24.9502 | 1888.6573 | 65.2413 | 1.975 | 0 | 251447.6835 | 0 | 0.59251 | 79.0013 | 115539.4158 | 0 | 0 | 0 | 0 | 22.5 | -1.4901e-05 | -7.7486e-06 | 157.499 | 0.19614 | 0.00021973 | 4.6327 | 0.031824 | 4.6009 | 0 | 0.018216 | -9.3702e-05 | -4.2477e-06 | 7.927 | 4 | 314 | 0.21081 | 15.7953 | CC LM6000 | CC LM
Yellowstone County Generating Station 1 IC | NWMT | NW_NWMT | MT | Thermal | ICE | 9.72 | 3.888 | NG_Montana | 2024-05-15 | 2051-12-31 | 176.4978 | 46.8228 | 2.6627 | 9.5251 | 9.4169 | 17256.081 | 0 | 0 | 0.20266 | 2.2522 | 3.0457 | 0.79351 | 8424 | 216 | 5985 | 0 | 0 | 0.017886 | 1.1057 | 0 | 115.8309 | 26.82 | 2.3203 | -93.5941 | 1678.521 | 117.0935 | 0.237 | 0 | 17256.0804 | 0 | 0.071101 | 9.4801 | 13864.7031 | 0 | 0 | 1094.2301 | 111.313 | 175.9422 | 4214.2406 | 23.328 | 35741.3903 | 9.0549 | 8.0429 | 75.1759 | 0.031824 | 75.1075 | 8415.3575 | 10660.774 | 274393.2397 | 78.1853 | 2933116.2084 | 50 | 314 | 0.065649 | 6.2723 | IC | IC
Coolidge Generating Station GT1 GT | SRP | SW_SRP | AZ | Thermal | CombustionTurbine Gas | 46.9 | 24.388 | NG_AZ_North-South | 2011-05-01 | 2050-12-31 | 63.9542 | -34.2539 | -11.2248 | 43.7861 | 43.8458 | 206427.5391 | 0 | 0 | 0.50245 | 11.1874 | 13.2019 | 2.0145 | 8592 | 577 | 5600 | 0 | 0 | 0.092892 | 10.5498 | 0 | 43.6854 | -33.1831 | -9.822 | -25.1183 | 1882.6279 | 65.1972 | 1.961 | 0 | 206427.5391 | 0 | 0.58831 | 78.4413 | 114720.3482 | 0 | 0 | 0 | 3230.4626 | 8327.7001 | 10580.2823 | 2967.2926 | 32426.738 | 1.0352 | 0.11547 | 12.6186 | 5.1679 | 7.4506 | 142.8636 | 576.1312 | 35723.4191 | 2944.4812 | 213051.5841 | 3691 | 313 | 1.4828 | 13.4543 | GT LM6000 | GT LM
La Paloma Generating Plant Unit 3 CC | CIPV | CA_CISO | CA | Thermal | CombinedCycle Gas | 258.4 | 140 | NG_Cal_Kern | 2003-01-13 | 2050-12-31 | 110.7614 | 3.5796 | -4.62 | 245.319 | 244.9238 | 1107664.3201 | 0 | 0 | 0.48934 | 101.7719 | 122.6865 | 20.9145 | 8424 | 449 | 4489 | 0 | 0 | 2.3261 | 40.5742 | 0 | 78.7245 | -3.3548 | -4.6113 | -25.1105 | 1950.2018 | 74.2017 | 7.7254 | 0 | 1107664.3201 | 0 | 2.3176 | 309.0146 | 451933.8799 | 0 | 0 | 49561.7816 | 236.8 | 58697.2125 | -2.4319e-05 | 422.3904 | 51870.826 | 0.15866 | 0.00010078 | 4.7626 | 4.7626 | 4.7626 | 0.086501 | 6.3583 | -0.00028224 | 5720.4228 | 81324.0889 | 54 | 313 | 2.2189 | 122.7735 | CC GT24 | CC F
Mckittrick Limited 1 GT | CIPV | CA_CISO | CA | Thermal | CombustionTurbine Gas | 47.49 | 47.22 | NG_Cal_PG&E LT | 1991-10-16 | 2050-12-31 | 148.1003 | -5.2698 | -4.7331 | 44.8363 | 43.7291 | 68534.991 | 0 | 0 | 0.16474 | 11.482 | 10.1501 | -1.332 | 8592 | 574 | 2468 | 0 | 0 | 0.030841 | 6.0732 | 0 | 80.1382 | -3.3925 | -3.1598 | -27.7547 | 1955.2197 | 75.5992 | 0.75611 | 0 | 68534.991 | 0 | 0.22683 | 30.2445 | 44232.5811 | 0 | 0 | 4850.8101 | 0 | 1279.9351 | 0 | 1050.157 | 47058.3302 | 0.15866 | 0.00010078 | 4.7626 | 4.7626 | 4.7626 | 0 | 0.14912 | 0 | 28359.7203 | 168712.4394 | 849 | 313 | 2.6578 | 10.3471 | GT LM5000 | GT LM
Rupert Gt 1 GT | BCHA | BC_BCHA | BC | Thermal | CombustionTurbine Gas | 23 | 6.9 | NG_BC_Sumas | 1973-01-01 | 2050-12-31 | 160.5988 | 19.5571 | 10.8263 | 21.7551 | 21.1087 | 74782.5623 | 0 | 0 | 0.37117 | 10.5319 | 12.01 | 1.4781 | 8592 | 576 | 3813 | 0 | 0 | 0.041878 | 4.78 | 0 | 91.6032 | -1.3251 | 6.2377 | -81.696 | 1070.0802 | 89.6472 | 1.119 | 0 | 74782.5623 | 0 | 0.33571 | 44.7619 | 65464.3067 | 0 | 0 | 5166.5742 | 0 | 0 | 9.2 | 4.1723e-07 | 1.6689e-06 | 0.00013821 | 0.00013721 | 0.00014044 | 0.00013944 | 0.00013842 | 0 | 0 | 0.0051594 | 2.3409e-10 | 9.3441e-10 | 9 | 313 | 1.7748 | 12.01 | GT | GT
Rupert Gt 2 GT | BCHA | BC_BCHA | BC | Thermal | CombustionTurbine Gas | 23 | 6.9 | NG_BC_Sumas | 1973-01-01 | 2050-12-31 | 161.0682 | 19.3426 | 10.6493 | 21.3162 | 21.7243 | 72976.815 | 0 | 0 | 0.3622 | 10.249 | 11.7542 | 1.5052 | 8592 | 577 | 3707 | 0 | 0 | 0.040867 | 4.6451 | 0 | 91.6136 | -1.3251 | 6.2482 | -81.696 | 1070.2501 | 89.6666 | 1.0873 | 0 | 72976.815 | 0 | 0.32619 | 43.4918 | 63606.8006 | 0 | 0 | 5019.9761 | 0 | 0 | 27.6 | 27.6 | 1.4603e-06 | 0.00013821 | 0.00013721 | 0.00014044 | 0.00013944 | 0.00013842 | 0 | 0 | 0.015478 | 0.0054979 | 8.1767e-10 | 2 | 313 | 1.7216 | 11.7542 | GT | GT
Yellowstone County Generating Station 17 IC | NWMT | NW_NWMT | MT | Thermal | ICE | 9.72 | 3.888 | NG_Montana | 2024-05-15 | 2051-12-31 | 184.2917 | 50.6838 | 3.4412 | 9.5232 | 9.4169 | 17621.9937 | 0 | 0 | 0.20696 | 2.2852 | 3.2476 | 0.96235 | 8424 | 217 | 6019 | 0 | 0 | 0.018266 | 1.1224 | 0 | 115.8528 | 26.82 | 2.3422 | -93.5941 | 1679.5629 | 117.1237 | 0.24041 | 0 | 17621.9931 | 0 | 0.072123 | 9.6164 | 14063.9993 | 0 | 0 | 1109.959 | 174.4989 | 142.0479 | 4565.389 | 23.328 | 35384.3608 | 9.0549 | 8.0429 | 75.1759 | 0.031824 | 75.1075 | 13230.8613 | 5098.6648 | 264948.4403 | 101.9979 | 2878079.3532 | 45 | 313 | 0.066378 | 6.409 | IC | IC
Oak Creek 1 IC | WACM | RM_WACM | CO | Thermal | ICE | 1.36 | 0.272 | Oil_DistillateFuel_2 | 1999-11-01 | 2054-12-31 | 558.6142 | 336.7024 | 13.8924 | 1.3303 | 1.3213 | 1132.3368 | 0 | 0 | 0.095046 | 0.39562 | 0.63254 | 0.23692 | 8424 | 215 | 1855 | 0 | 0 | 0.0011737 | 0.39094 | 0 | 140.2273 | 51.0536 | 2.4832 | -24.7114 | 2551.0725 | 205.4962 | 0.014886 | 0 | 1132.3368 | 0 | 0.043096 | 1.3147 | 1163.3581 | 0 | 0 | 0 | 0 | 0 | 79.424 | 537.4386 | 702.8808 | 0.075305 | 0.00032051 | 86.4793 | 43.2396 | 43.2397 | 0 | 0 | 18696.9263 | 91313.8771 | 120459.5214 | 0 | 312 | 0.0018337 | 0.86301 | IC | IC
Woodland CC | BANC | CA_BANC | CA | Thermal | CombinedCycle Gas | 83 | 26 | NG_Cal_PG&E LT | 2003-08-01 | 2051-12-31 | 136.7106 | 4.6061 | 5.4069 | 78.4912 | 79.8394 | 253390.5115 | 0 | 0 | 0.3485 | 31.4697 | 34.6412 | 3.1714 | 8472 | 417 | 4400 | 0 | 0 | 0.53212 | 16.8081 | 0 | 103.3036 | 12.9248 | 3.6882 | -30.9343 | 1788.5111 | 62.0705 | 2.0809 | 0 | 253390.5115 | 0 | 0.62427 | 83.2355 | 121731.8701 | 0 | 0 | 13349.8468 | 220.0141 | 1515.3856 | 268.9817 | 1888.664 | 3973.7937 | 0.3521 | 0.050745 | 0.86998 | 0.031824 | 0.83815 | 0.15638 | 1.1345 | 1806.9653 | 1556.0292 | 33554.815 | 66 | 312 | 2.3546 | 34.6781 | CC LM6000 Sprint | CC LM
Desert Basin 4 GT | SRP | SW_SRP | AZ | Thermal | CombustionTurbine Gas | 46 | 27.5 | NG_AZ_North-South | 2022-09-14 | 2050-12-31 | 114.093 | -29.6215 | -12.5294 | 42.9459 | 43.0044 | 40135.354 | 0 | 0 | 0.099601 | 5.3065 | 4.5792 | -0.72737 | 8592 | 577 | 1913 | 0 | 0 | 0.084284 | 2.5682 | 0 | 42.7768 | -33.4913 | -10.4224 | -25.9643 | 1865.6104 | 64.3548 | 0.4798 | 0 | 40135.354 | 0 | 0.14394 | 19.1919 | 28068.1935 | 0 | 0 | 2215.198 | 0 | 0 | 779.9566 | 705.4881 | 37479.016 | 1.0352 | 0.11547 | 12.6186 | 5.1679 | 7.4506 | 0 | 0 | 24618.812 | 11116.4359 | 916419.5172 | 9 | 310 | 1.4167 | 5.5313 | GT LM6000 | GT LM
La Paloma Generating Plant Unit 4 CC | CIPV | CA_CISO | CA | Thermal | CombinedCycle Gas | 258.4 | 140 | NG_Cal_Kern | 2003-03-05 | 2050-12-31 | 110.3881 | 4.2107 | -4.7256 | 246.1743 | 243.2126 | 1164902.0774 | 0 | 0 | 0.51463 | 104.4966 | 128.5913 | 24.0947 | 8424 | 456 | 4640 | 0 | 0 | 2.4463 | 41.685 | 0 | 78.7184 | -3.3579 | -4.6143 | -25.1105 | 1950.3179 | 74.1853 | 7.9689 | 0 | 1164902.0774 | 0 | 2.3907 | 318.7572 | 466182.4713 | 0 | 0 | 51124.3675 | 118.4001 | 61652.9899 | -2.4319e-05 | 154.665 | 33830.4148 | 0.15866 | 0.00010078 | 4.7626 | 4.7626 | 4.7626 | 0.044234 | 7.1159 | -0.00028224 | 416.6096 | 57263.053 | 21 | 310 | 2.016 | 128.649 | CC GT24 | CC F
Yellowstone County Generating Station 15 IC | NWMT | NW_NWMT | MT | Thermal | ICE | 9.72 | 3.888 | NG_Montana | 2024-05-15 | 2051-12-31 | 183.1331 | 50.1867 | 3.4076 | 9.4569 | 9.5162 | 18103.9354 | 0 | 0 | 0.21262 | 2.3316 | 3.3154 | 0.98381 | 8424 | 215 | 6039 | 0 | 0 | 0.018765 | 1.1456 | 0 | 115.8528 | 26.82 | 2.3422 | -93.5941 | 1679.5629 | 117.1237 | 0.24525 | 0 | 18103.9348 | 0 | 0.073576 | 9.8102 | 14347.3494 | 0 | 0 | 1132.3215 | 183.8788 | 181.8285 | 4521.2941 | 7.776 | 35270.6542 | 9.0549 | 8.0429 | 75.1759 | 0.031824 | 75.1075 | 13634.5618 | 6809.8754 | 265650.0804 | 19.1204 | 2850809.8397 | 47 | 310 | 0.063204 | 6.4524 | IC | IC
Ben French Ct 2 GT | WACM | RM_WACM | SD | Thermal | CombustionTurbine Gas | 22 | 16.5 | NG_Wyoming | 1977-08-01 | 2050-12-31 | 148.6869 | 43.3916 | -3.7828 | 20.625 | 20.4216 | 102160.1172 | 0 | 0 | 0.5301 | 7.9435 | 15.1899 | 7.2464 | 8592 | 581 | 5954 | 0 | 0 | 0.05721 | 7.3671 | 0 | 106.9413 | 23.6026 | -3.3518 | -84.114 | 2154.3198 | 146.7888 | 1.5821 | 0 | 102160.109 | 0 | 0.47464 | 63.2851 | 92554.4586 | 0 | 0 | 0 | 54.534 | 295.2613 | 961.1782 | 9053.8499 | 16070.2299 | 0.075305 | 0.00032051 | 86.4793 | 43.2396 | 43.2397 | 0.034363 | 0.18704 | 51683.6802 | 429243.4982 | 1075824.0572 | 32 | 309 | 0.58236 | 16.7466 | GT | GT
Coolidge Expansion Gas Peaking 7 GT | SRP | SW_SRP | AZ | Thermal | CombustionTurbine Gas | 46.9 | 22.9714 | NG_AZ_North-South | 2011-05-01 | 2050-12-31 | 63.866 | -34.4735 | -11.3428 | 43.85 | 43.7811 | 212935.1438 | 0 | 0 | 0.51829 | 11.4356 | 13.5993 | 2.1637 | 8592 | 575 | 5696 | 0 | 0 | 0.095821 | 10.8006 | 0 | 43.6798 | -33.182 | -9.8288 | -25.1119 | 1882.3472 | 65.1964 | 2.006 | 0 | 212935.1438 | 0 | 0.60181 | 80.2414 | 117353.0005 | 0 | 0 | 0 | 2860.6756 | 10212.5767 | 3852.646 | 4332.4102 | 34456.8839 | 1.0352 | 0.11547 | 12.6186 | 5.1679 | 7.4506 | 278.8315 | 396.6674 | 29884.7332 | 660.4313 | 165334.6097 | 3869 | 309 | 1.4499 | 13.7959 | GT LM6000 | GT LM
HW Sundt 4 ST | TEPC | SW_TEPC | AZ | Thermal | Steam-Gas | 156 | 40 | NG_AZ_North-South | 1967-07-01 | 2037-12-31 | 88.518 | -35.0254 | -4.8894 | 135.0117 | 133.4868 | 331999.2056 | 0 | 0 | 0.24295 | 25.0945 | 29.3879 | 4.2934 | 8424 | 1214 | 3662 | 0 | 0 | 0.09628 | 20.6373 | 0 | 48.7343 | -32.3952 | -5.561 | -24.7735 | 1975.9224 | 68.4188 | 3.837 | 0 | 331999.2043 | 0 | 1.1511 | 153.4816 | 224466.9154 | 0 | 0 | 0 | 3657.5028 | 9372.3695 | 4061.7469 | 16773.3283 | 175151.6792 | 1.0826 | 0.065843 | 12.0843 | 5.1679 | 6.9163 | 2.5958 | 6.6829 | 35659.5744 | 43110.672 | 378040.3023 | 126 | 309 | 4.9483 | 29.8447 | ST-NG | ST-NG
Ocotillo 6 GT | AZPS | SW_AZPS | AZ | Thermal | CombustionTurbine Gas | 103 | 51.65 | NG_AZ_North-South | 2019-03-15 | 2050-12-31 | 65.786 | -30.361 | -10.0664 | 96.2216 | 95.0988 | 542915.834 | 0 | 0 | 0.60172 | 26.9403 | 35.7162 | 8.776 | 8592 | 616 | 5668 | 0 | 0 | 0.24431 | 25.5042 | 0 | 46.8358 | -31.0525 | -8.8023 | -26.2193 | 1902.9716 | 67.3984 | 4.7312 | 0 | 542915.8309 | 0 | 1.4194 | 189.247 | 276773.7204 | 0 | 0 | 0 | 11931.6624 | 10303.4943 | 659.6534 | 1431.714 | 20203.7676 | 0.94841 | 0.0016464 | 11.9962 | 5.1679 | 6.8283 | 7394.1875 | 6.4686 | 3894.1008 | 0.97465 | 57664.7115 | 33 | 309 | 1.3236 | 35.7852 | GT LMS100 | GT LMS
Tracy 3 ST | SPPC | SW_NVE | NV | Thermal | Steam-Gas | 96.3 | 18.9161 | NG_Nevada_North | 1974-10-01 | 2038-12-31 | 90.7328 | -27.9867 | -9.4223 | 82.95 | 83.1996 | 133702.6591 | 0 | 0 | 0.15849 | 11.9658 | 12.1312 | 0.1654 | 8424 | 1205 | 2667 | 0 | 0 | 0.074873 | 9.2342 | 0 | 28.2305 | -52.1822 | -6.2779 | -32.8685 | 1752.2084 | 64.3997 | 1.7111 | 0 | 133702.6591 | 0 | 0.51334 | 68.4455 | 100101.5542 | 0 | 0 | 0 | 0 | 0 | 37.8948 | 175.2967 | 66031.3151 | 0.19614 | 0.00021973 | 4.6327 | 0.031824 | 4.6009 | 0 | 0 | 9.4654 | 180.5793 | 468824.2263 | 112 | 309 | 2.9339 | 12.6002 | ST-NG | ST-NG
TermoMexiCC-Total | CISD | CA_CISO | CA | Thermal | CombinedCycle Gas | 625 | 324.4 | NG_Cal_Rosarito | 2003-07-30 | 2050-12-31 | 100.2027 | -8.4298 | -12.1288 | 592.022 | 592.5773 | 1743598.7528 | 0 | 0 | 0.31847 | 167.2105 | 174.7133 | 7.5028 | 8472 | 459 | 3147 | 0 | 0 | 3.6616 | 64.859 | 0 | 62.4508 | -14.3239 | -9.9158 | -24.9697 | 1856.3716 | 66.1468 | 11.971 | 0 | 1743598.7528 | 0 | 3.5913 | 478.8397 | 700303.04 | 0 | 0 | 76799.4323 | 0 | 0 | 1.5259e-05 | 1065.5609 | 84205.8889 | 0.15866 | 0.00010078 | 4.7626 | 4.7626 | 4.7626 | 0 | 0 | 0.00026563 | 5594.229 | 483935.1816 | 67 | 308 | 20.2961 | 175.2028 | CC 7FA | CC F
Tosco 2 OT | LDWP | CA_LDWP | CA | Thermal | Steam-Gas | 52 | 17.55 | NG_Cal_SoCalGas | 1988-05-01 | 2050-12-31 | 129.359 | -4.6356 | -2.6835 | 49.6916 | 49.3311 | 117132.798 | 0 | 0 | 0.25714 | 14.6983 | 15.1522 | 0.45393 | 8472 | 414 | 2928 | 0 | 0 | 0.24598 | 6.5959 | 0 | 88.5315 | 4.2247 | -2.3837 | -11.7608 | 1990.4714 | 68.4808 | 0.9422 | 0 | 117132.798 | 0 | 0.28266 | 37.6881 | 55118.8468 | 0 | 0 | 6044.6633 | 0 | 0 | 111.0688 | 4987.1145 | 9925.1599 | 0.51018 | 0.0002031 | 10.9758 | 5.1679 | 5.9579 | 0 | 0 | 957.536 | 88009.4412 | 90916.2504 | 19 | 308 | 2.1834 | 15.3321 | CC | CC
Yellowstone County Generating Station 13 IC | NWMT | NW_NWMT | MT | Thermal | ICE | 9.72 | 3.888 | NG_Montana | 2024-05-15 | 2051-12-31 | 179.7976 | 48.8146 | 3.4137 | 9.5251 | 9.4169 | 18271.6192 | 0 | 0 | 0.21459 | 2.3377 | 3.2852 | 0.9475 | 8424 | 216 | 6012 | 0 | 0 | 0.018939 | 1.1484 | 0 | 115.8528 | 26.82 | 2.3422 | -93.5941 | 1679.5629 | 117.1237 | 0.24591 | 0 | 18271.6186 | 0 | 0.073774 | 9.8366 | 14385.997 | 0 | 0 | 1135.3717 | 281.9663 | 145.908 | 4931.6349 | 15.552 | 34500.0068 | 9.0549 | 8.0429 | 75.1759 | 0.031824 | 75.1075 | 15691.5357 | 5262.8707 | 291179.1035 | 37.6192 | 2792977.4739 | 37 | 308 | 0.06448 | 6.3903 | IC | IC
Ben French Ct 3 GT | WACM | RM_WACM | SD | Thermal | CombustionTurbine Gas | 22 | 16.5 | NG_Wyoming | 1978-06-01 | 2050-12-31 | 151.9688 | 46.4395 | -3.579 | 20.6721 | 20.3549 | 103410.7739 | 0 | 0 | 0.53659 | 7.9717 | 15.7152 | 7.7435 | 8592 | 581 | 5990 | 0 | 0 | 0.05791 | 7.396 | 0 | 106.9301 | 23.5976 | -3.3581 | -84.1254 | 2154.2246 | 146.767 | 1.5889 | 0 | 103410.7656 | 0 | 0.47667 | 63.5555 | 92949.9229 | 0 | 0 | 0 | 17.6 | 258.2702 | 863.9792 | 9185.8304 | 15501.1045 | 0.075305 | 0.00032051 | 86.4793 | 43.2396 | 43.2397 | 0.011155 | 0.16333 | 16512.1249 | 457916.8994 | 1057842.8637 | 32 | 307 | 0.53628 | 17.2475 | GT | GT
Ben French Ct 4 GT | WACM | RM_WACM | SD | Thermal | CombustionTurbine Gas | 22 | 16.5 | NG_Wyoming | 1979-06-01 | 2050-12-31 | 150.1086 | 44.7462 | -3.7069 | 20.3808 | 20.7798 | 103057.8142 | 0 | 0 | 0.53475 | 7.9819 | 15.4699 | 7.4879 | 8592 | 579 | 5994 | 0 | 0 | 0.057712 | 7.4064 | 0 | 106.9143 | 23.5944 | -3.3706 | -84.1542 | 2153.9917 | 146.7745 | 1.5923 | 0 | 103057.8059 | 0 | 0.47769 | 63.6919 | 93149.4657 | 0 | 0 | 0 | 11.7767 | 349.0233 | 1275.5353 | 9166.5707 | 15342.4188 | 0.075305 | 0.00032051 | 86.4793 | 43.2396 | 43.2397 | 0.0074435 | 0.22118 | 33848.7683 | 442876.4576 | 1120272.0057 | 28 | 307 | 0.5431 | 17.0669 | GT | GT
Mesquite CC1a | TH_PV | SW_TH_PV | AZ | Thermal | CombinedCycle Gas | 322.5 | 162.5 | NG_AZ_North-South | 2003-06-01 | 2050-12-31 | 67.4524 | -33.5646 | -12.1236 | 304.4787 | 307.3717 | 1241825.8405 | 0 | 0 | 0.43957 | 60.3541 | 83.7641 | 23.4101 | 8424 | 457 | 5040 | 0 | 0 | 2.6078 | 46.4197 | 0 | 44.0234 | -32.4671 | -10.2 | -25.1206 | 1870.1011 | 63.7992 | 8.5844 | 0 | 1241825.8405 | 0 | 2.5753 | 343.3771 | 502189.0241 | 0 | 0 | 0 | 0 | 0 | 60.4195 | 4404.1713 | 129963.9397 | 0 | 0 | 0 | 0 | 0 | 0 | 0 | 0 | 0 | 0 | 2142 | 306 | 4.0559 | 83.7641 | CC 7001FA | CC F
Yellowstone County Generating Station 8 IC | NWMT | NW_NWMT | MT | Thermal | ICE | 9.72 | 3.888 | NG_Montana | 2024-05-15 | 2051-12-31 | 180.5662 | 48.8803 | 3.3756 | 9.455 | 9.5162 | 18647.0166 | 0 | 0 | 0.219 | 2.3733 | 3.367 | 0.99369 | 8424 | 216 | 6029 | 0 | 0 | 0.019328 | 1.1663 | 0 | 115.8774 | 26.82 | 2.3668 | -93.5941 | 1680.6151 | 117.1553 | 0.24961 | 0 | 18647.016 | 0 | 0.074882 | 9.9842 | 14601.9606 | 0 | 0 | 1152.416 | 145.9809 | 128.1248 | 2975.814 | 23.328 | 35433.8685 | 9.0549 | 8.0429 | 75.1759 | 0.031824 | 75.1075 | 15374.6899 | 6530.0999 | 178680.3941 | 101.9979 | 2883314.9228 | 34 | 306 | 0.064625 | 6.451 | IC | IC
Ben French Ct 1 GT | WACM | RM_WACM | SD | Thermal | CombustionTurbine Gas | 22 | 16.5 | NG_Wyoming | 1977-07-01 | 2050-12-31 | 145.2677 | 41.4426 | -3.8571 | 20.6464 | 20.4216 | 103288.5131 | 0 | 0 | 0.53595 | 7.9173 | 15.0045 | 7.0872 | 8592 | 576 | 5997 | 0 | 0 | 0.057842 | 7.3448 | 0 | 106.9424 | 23.6036 | -3.3518 | -84.1114 | 2154.3198 | 146.8264 | 1.577 | 0 | 103288.5048 | 0 | 0.4731 | 63.0806 | 92255.3375 | 0 | 0 | 0 | 54.8363 | 415.8503 | 862.5208 | 8658.3798 | 16412.3296 | 0.075305 | 0.00032051 | 86.4793 | 43.2396 | 43.2397 | 0.034673 | 0.26263 | 35927.6457 | 425432.9353 | 1088183.8717 | 28 | 305 | 0.55333 | 16.554 | GT | GT
La Paloma Generating Plant Unit 1 CC | CIPV | CA_CISO | CA | Thermal | CombinedCycle Gas | 256.8 | 140 | NG_Cal_Kern | 2003-01-10 | 2050-12-31 | 110.1347 | 3.438 | -4.5915 | 245 | 241.3523 | 1154043.6985 | 0 | 0 | 0.51301 | 103.7699 | 127.1002 | 23.3303 | 8424 | 454 | 4645 | 0 | 0 | 2.4235 | 41.5691 | 0 | 78.736 | -3.3574 | -4.5972 | -25.1106 | 1950.9028 | 74.2083 | 7.9086 | 0 | 1154043.5673 | 0 | 2.3726 | 316.3427 | 462651.1848 | 0 | 0 | 50737.1027 | 116.8001 | 81233.3169 | 7.2204 | 500.5405 | 38284.5433 | 0.15866 | 0.00010078 | 4.7626 | 4.7626 | 4.7626 | 0.044804 | 8.4289 | 30.6063 | 5304.361 | 65070.4035 | 22 | 305 | 1.8174 | 127.1706 | CC GT24 | CC F
Coolidge Expansion Gas Peaking 5 GT | SRP | SW_SRP | AZ | Thermal | CombustionTurbine Gas | 46.9 | 24.8857 | NG_AZ_North-South | 2011-05-01 | 2050-12-31 | 63.1865 | -34.4142 | -11.3518 | 43.7587 | 43.8717 | 216130.6712 | 0 | 0 | 0.52606 | 11.5273 | 13.6566 | 2.1292 | 8592 | 578 | 5652 | 0 | 0 | 0.097259 | 10.8986 | 0 | 43.6814 | -33.1823 | -9.8268 | -25.1133 | 1882.4768 | 65.1949 | 2.025 | 0 | 216130.6712 | 0 | 0.60751 | 81.0016 | 118464.798 | 0 | 0 | 0 | 2780.7332 | 9476.3194 | 4882.6911 | 4623.8107 | 29641.4111 | 1.0352 | 0.11547 | 12.6186 | 5.1679 | 7.4506 | 336.0417 | 692.9317 | 32951.667 | 1341.4739 | 154938.3107 | 3910 | 304 | 1.479 | 13.8468 | GT LM6000 | GT LM
LaRosita2CC-Total | CISD | CA_CISO | MX | Thermal | CombinedCycle Gas | 322 | 154.32 | NG_Cal_Rosarito | 2003-07-22 | 2050-12-31 | 100.8777 | -6.8007 | -10.602 | 305.7621 | 304.3184 | 922480.1796 | 0 | 0 | 0.32704 | 87.6108 | 93.0577 | 5.4469 | 8472 | 458 | 3208 | 0 | 0 | 1.9372 | 34.0577 | 0 | 63.0476 | -14.3416 | -9.3013 | -24.9697 | 1877.1265 | 66.8166 | 6.3087 | 0 | 922480.1795 | 0 | 1.8926 | 252.35 | 369061.8316 | 0 | 0 | 40473.5345 | 0 | 0 | 1.7166e-05 | 441.0845 | 33249.6974 | 0.15866 | 0.00010078 | 4.7626 | 4.7626 | 4.7626 | 0 | 0 | 0.00029883 | 4194.1918 | 171892.7389 | 36 | 304 | 9.7115 | 93.2338 | CC 501F | CC F
Niland 1 GT | IID | CA_IID | CA | Thermal | CombustionTurbine Gas | 45.1 | 28.1875 | NG_Cal_SoCalGas | 2008-06-01 | 2050-12-31 | 118.8615 | -18.5061 | -15.2442 | 42.1759 | 42.0386 | 59442.7489 | 0 | 0 | 0.15046 | 8.6754 | 7.0655 | -1.6099 | 8592 | 579 | 1955 | 0 | 0 | 0.026749 | 4.2464 | 0 | 61.654 | -14.8652 | -10.1713 | -26.0149 | 1841.842 | 65.9123 | 0.61 | 0 | 59442.7447 | 0 | 0.183 | 24.4001 | 35685.1846 | 0 | 0 | 3913.4513 | 16.9125 | 432.8486 | 572.7147 | 3732.2068 | 22199.5697 | 0.30887 | 0.0049745 | 15.5549 | 5.1679 | 10.3853 | 0.0090076 | 0.22988 | 4839.644 | 113557.4112 | 359459.5405 | 11 | 304 | 2.315 | 7.5433 | GT LM6000 PD Sprint | GT LM
Ocotillo 4 GT | AZPS | SW_AZPS | AZ | Thermal | CombustionTurbine Gas | 103 | 17 | NG_AZ_North-South | 2019-01-15 | 2050-12-31 | 65.7649 | -31.4013 | -10.2819 | 94.9782 | 96.7757 | 546732.765 | 0 | 0 | 0.60595 | 27.0915 | 35.9558 | 8.8643 | 8592 | 619 | 5707 | 0 | 0 | 0.24603 | 25.6748 | 0 | 46.8323 | -31.0564 | -8.8018 | -26.2187 | 1902.9001 | 67.3928 | 4.7655 | 0 | 546732.762 | 0 | 1.4297 | 190.6216 | 278784.117 | 0 | 0 | 0 | 12490.9931 | 11796.1162 | 681.5321 | 1113.4569 | 19753.865 | 0.94841 | 0.0016464 | 11.9962 | 5.1679 | 6.8283 | 6529.5239 | 7.2103 | 3319.7159 | 0.7782 | 52736.7916 | 40 | 303 | 1.2783 | 36.0184 | GT LMS100 | GT LMS
InState_Biomass_Control_115kV ST | CISC | CA_CISO | CA | Thermal | Bio | 1.395 | 0.279 | Bio_Other | 2028-05-01 | 2051-12-31 | 102.0495 | 2.8665 | -10.8741 | 1.2269 | 1.169 | 5499.7565 | 0 | 0 | 0.45005 | 0.35537 | 0.56125 | 0.20588 | 8424 | 1206 | 4512 | 0 | 0 | 0.0057006 | 0.31526 | 0 | 51.82 | -24.116 | -10.7545 | -112.7259 | 2070.6448 | 86.9437 | 0.096615 | 0 | 5499.7565 | 0 | 0.2797 | 8.5329 | 6279.9943 | 0 | 0 | 0 | 0 | 0 | 2.0925 | 21.9713 | 59.7248 | 0.15866 | 0.00010078 | 4.7626 | 4.7626 | 4.7626 | 0 | 0 | 39.4098 | 286.4206 | 672.8038 | 5 | 302 | 0.0045734 | 0.56225 | ST-OT | ST-NG
Us Magnesium Mag Corp 1 GT | PAUT | BS_PACE | UT | Thermal | CombustionTurbine Gas | 13 | 13 | NG_Utah_Opal Kern | 1972-01-01 | 2050-12-31 | 145.2755 | 37.6239 | 3.1229 | 12.147 | 12.1355 | 46555.081 | 0 | 0 | 0.40881 | 4.4383 | 6.7633 | 2.325 | 8592 | 578 | 5923 | 0 | 0 | 0.02095 | 4.1145 | 0 | 115.9476 | 27.0347 | 2.2224 | -26.4246 | 2172.2666 | 147.586 | 0.80605 | 0 | 46555.081 | 0 | 0.24182 | 32.2422 | 47154.1627 | 0 | 0 | 0 | 340.7486 | 14.9313 | 1691.2052 | 0 | 28752.7138 | 7.007 | 5.9428 | 85.5427 | 0.031824 | 85.5024 | 0.21644 | 195.0079 | 209124.2825 | 0 | 2923153.8991 | 456 | 302 | 0.14205 | 9.8958 | GT-OT | GT
Valencia 4 GT | TEPC | SW_TEPC | AZ | Thermal | CombustionTurbine Gas | 21.2 | 20 | NG_AZ_North-South | 2006-06-01 | 2052-01-03 | 77.8203 | -36.833 | 1.4169 | 19.9988 | 19.5211 | 99614.9554 | 0 | 0 | 0.53639 | 6.4008 | 7.7521 | 1.3513 | 8592 | 578 | 5685 | 0 | 0 | 0.044827 | 6.1169 | 0 | 54.6915 | -32.5349 | 0.53585 | -25.6107 | 2015.7843 | 71.3071 | 1.135 | 0 | 99614.9547 | 0 | 0.34049 | 45.3992 | 66396.3339 | 0 | 0 | 0 | 4013.7737 | 4021.5149 | 890.588 | 2034.059 | 13432.5995 | 1.0826 | 0.065843 | 12.0843 | 5.1679 | 6.9163 | 484.7373 | 83.2891 | 76.6408 | 71.5252 | 4224.919 | 5 | 302 | 0.66956 | 7.757 | GT LM2500 | GT LM2500
Clark 21 | NEVP | SW_NVE | NV | Thermal | CombustionTurbine Gas | 53.5 | 50.4135 | NG_Nevada_South | 2008-11-01 | 2038-12-31 | 99.0432 | -38.5908 | -10.3845 | 49.8646 | 50.2965 | 92356.4203 | 0 | 0 | 0.19706 | 10.3851 | 9.1473 | -1.2378 | 8424 | 566 | 1803 | 0 | 0 | 0.09573 | 5.1662 | 0 | 46.4172 | -32.6544 | -7.6189 | -25.2877 | 1892.4226 | 65.6548 | 0.99629 | 0 | 92356.4203 | 0 | 0.29889 | 39.8517 | 58283.1025 | 0 | 0 | 4599.8193 | 0 | 0 | 133.254 | 3.0865 | 1571.4124 | 0.19614 | 0.00021973 | 4.6327 | 0.031824 | 4.6009 | 0 | 0 | 724.9298 | 29.4765 | 22995.2229 | 1 | 301 | 2.8455 | 9.171 | GT FT8 | GT Aero
Mira Loma Peaker 1 GT | CISC | CA_CISO | CA | Thermal | CombustionTurbine Gas | 49 | 43.3461 | NG_Cal_SoCalGas | 2007-09-20 | 2050-12-31 | 124.3568 | -18.963 | -5.3126 | 46.0806 | 45.2953 | 89832.583 | 0 | 0 | 0.20928 | 12.5232 | 11.1713 | -1.3519 | 8592 | 580 | 2042 | 0 | 0 | 0.040425 | 6.2343 | 0 | 70.29 | -12.1118 | -4.2888 | -31.0097 | 1982.8926 | 72.5116 | 0.89166 | 0 | 89832.583 | 0 | 0.2675 | 35.6665 | 52162.2495 | 0 | 0 | 5720.4251 | -8.4937e-07 | 567.7841 | 18.0007 | 1424.7694 | 8782.6393 | 0.15866 | 0.00010078 | 4.7626 | 4.7626 | 4.7626 | -4.1704e-11 | 0.036637 | 203.5442 | 17343.2684 | 30632.6317 | 1 | 301 | 2.5566 | 11.2195 | GT LM6000 | GT LM
SCACogen2 CC | BANC | CA_BANC | CA | Thermal | CombinedCycle Gas | 132.8 | 53.12 | NG_Cal_PG&E LT | 1997-03-01 | 2051-12-31 | 153.353 | -9.8781 | 7.654 | 124.7844 | 128.9157 | 229066.6554 | 0 | 0 | 0.19691 | 35.5272 | 35.1281 | -0.39919 | 8472 | 416 | 2232 | 0 | 0 | 0.48104 | 18.8319 | 0 | 104.8899 | 13.0895 | 5.1099 | -12.0691 | 1595.7856 | 56.8861 | 2.3279 | 0 | 229066.6554 | 0 | 0.69837 | 93.1154 | 136181.3174 | 0 | 0 | 14934.4597 | 64.6152 | 3908.5359 | 90.5082 | 318.7201 | 1865.2044 | 0.3521 | 0.050745 | 0.86998 | 0.031824 | 0.83815 | 0.041575 | 2.4466 | 25.6541 | 903.5156 | 2840.9069 | 55 | 300 | 4.9247 | 35.1318 | CC LM6000 Sprint | CC LM
Larkspur LM 2 | CISD | CA_CISO | CA | Thermal | CombustionTurbine Gas | 46 | 37 | NG_Cal_SDG&E | 2001-09-13 | 2050-12-31 | 116.8883 | -22.9381 | -10.8012 | 42.6324 | 43.4233 | 72840 | 0 | 0 | 0.18076 | 10.513 | 8.5141 | -1.9989 | 8592 | 579 | 1911 | 0 | 0 | 0.032778 | 5.2014 | 0 | 66.5083 | -13.6432 | -6.539 | -25.7824 | 1872.4143 | 67.5487 | 0.74609 | 0 | 72840 | 0 | 0.22383 | 29.8436 | 43646.2285 | 0 | 0 | 4786.5072 | 0 | 2133 | 9 | 1404.4574 | 13652.5427 | 0.15866 | 0.00010078 | 4.7626 | 4.7626 | 4.7626 | 0 | 0.10538 | 20.6788 | 17778.699 | 70988.9425 | 0 | 299 | 2.8112 | 8.6029 | GT LM6000 | GT LM
Miramar Energy Facility II 1 GT | CISD | CA_CISO | CA | Thermal | CombustionTurbine Gas | 44 | 38 | NG_Cal_SDG&E | 2009-08-07 | 2050-12-31 | 135.6153 | -20.3397 | -8.6117 | 40.676 | 41.6689 | 43974.5718 | 0 | 0 | 0.11409 | 7.3651 | 5.9636 | -1.4015 | 8592 | 580 | 2063 | 0 | 0 | 0.019789 | 3.5857 | 0 | 67.6607 | -13.4955 | -5.5344 | -25.9548 | 1928.3668 | 69.4557 | 0.51323 | 0 | 43974.5718 | 0 | 0.15397 | 20.5292 | 30023.908 | 0 | 0 | 3292.6018 | 0 | 6928.8952 | 26.4 | 674.9128 | 46096.1156 | 0.15866 | 0.00010078 | 4.7626 | 4.7626 | 4.7626 | 0 | 0.3654 | 1175.4866 | 20382.1264 | 236237.0018 | 326 | 299 | 2.1788 | 6.2214 | GT LM6000 | GT LM
Roseville EP CC | BANC | CA_BANC | CA | Thermal | CombinedCycle Gas | 162 | 80 | NG_Cal_PG&E LT | 2007-08-01 | 2051-12-31 | 129.2781 | 11.5288 | 5.09 | 154.0199 | 154.7136 | 788104.9524 | 0 | 0 | 0.55535 | 93.5448 | 101.8847 | 8.3399 | 8472 | 416 | 5401 | 0 | 0 | 0.90568 | 50.4454 | 0 | 106.931 | 16.0218 | 4.2186 | -12.1011 | 1854.1176 | 65.5546 | 6.2573 | 0 | 788104.9505 | 0 | 1.8772 | 250.2901 | 366049.2426 | 0 | 0 | 40143.1554 | 841.7394 | 14696.6001 | 514.0842 | 3231.0873 | 4314.9033 | 0.3521 | 0.050745 | 0.86998 | 0.031824 | 0.83815 | 0.58884 | 10.3816 | 353.9538 | 1466.2142 | 3863.5198 | 107 | 299 | 6.7939 | 101.8904 | CC SGT-800 | CC Aero
Indigo Peaker Unit 3 GT | CISC | CA_CISO | CA | Thermal | CombustionTurbine Gas | 45.3 | 34.9188 | NG_Cal_SoCalGas | 2001-09-19 | 2050-12-31 | 110.0848 | -19.6485 | -9.1561 | 42.5217 | 42.025 | 77307.2579 | 0 | 0 | 0.19481 | 10.8148 | 8.5104 | -2.3044 | 8592 | 577 | 2191 | 0 | 0 | 0.034788 | 5.3759 | 0 | 67.118 | -13.1577 | -6.4149 | -26.2461 | 1941.0603 | 70.1598 | 0.76739 | 0 | 77307.2579 | 0 | 0.23022 | 30.6956 | 44892.3229 | 0 | 0 | 4923.1614 | 0 | 0 | 51.9063 | 1905.1255 | 9334.3608 | 0.15866 | 0.00010078 | 4.7626 | 4.7626 | 4.7626 | 0 | 0 | 151.6063 | 20073.9952 | 255032.4935 | 518 | 296 | 2.9814 | 8.7856 | GT LM6000 Sprint | GT LM
Sundt Rice 1 IC | TEPC | SW_TEPC | AZ | Thermal | ICE | 18.7 | 3.84 | NG_AZ_North-South | 2020-03-04 | 2065-12-31 | 72.5895 | -32.8879 | -9.2327 | 18.092 | 18.4265 | 78638.6909 | 0 | 0 | 0.48005 | 4.3431 | 5.7083 | 1.3653 | 8592 | 220 | 6122 | 0 | 0 | 0 | 4.1523 | 0 | 46.4969 | -32.4146 | -7.7791 | -24.7336 | 1874.5291 | 65.0149 | 0.76968 | 0 | 78638.6909 | 0 | 0.23091 | 30.7874 | 45026.5474 | 0 | 0 | 0 | 3712.2984 | 3106.1359 | 4597.7407 | 4549.0034 | 17305.804 | 1.0826 | 0.065843 | 12.0843 | 5.1679 | 6.9163 | 2.7399 | 2.3031 | 9312.522 | 1035.8818 | 16767.3301 | 20 | 296 | 0.35701 | 5.7355 | IC 18V50SG | IC Large
Us Magnesium Mag Corp 2 GT | PAUT | BS_PACE | UT | Thermal | CombustionTurbine Gas | 13 | 13 | NG_Utah_Opal Kern | 1972-01-02 | 2050-12-31 | 147.919 | 38.9653 | 3.1652 | 12.1394 | 12.1498 | 46616.701 | 0 | 0 | 0.40935 | 4.4914 | 6.8955 | 2.4041 | 8592 | 577 | 5930 | 0 | 0 | 0.020978 | 4.1732 | 0 | 115.9476 | 27.0347 | 2.2224 | -26.4246 | 2172.2666 | 147.586 | 0.81803 | 0 | 46616.701 | 0 | 0.24541 | 32.721 | 47854.4874 | 0 | 0 | 0 | 283.9199 | 78.78 | 1846.1171 | 0 | 28627.1819 | 7.007 | 5.9428 | 85.5427 | 0.031824 | 85.5024 | 195.1798 | 0.045457 | 202151.6844 | 0 | 2967386.8357 | 465 | 296 | 0.12748 | 10.0652 | GT-OT | GT
Mesquite CC1b | TH_PV | SW_TH_PV | AZ | Thermal | CombinedCycle Gas | 322.5 | 162.5 | NG_AZ_North-South | 2003-06-01 | 2050-12-31 | 67.4262 | -33.2913 | -12.0953 | 302.8461 | 309.8634 | 1265544.3959 | 0 | 0 | 0.44796 | 61.167 | 85.3309 | 24.1639 | 8424 | 455 | 5143 | 0 | 0 | 2.6576 | 47.5694 | 0 | 44.0236 | -32.4671 | -10.1998 | -25.1206 | 1870.1011 | 63.7993 | 8.7946 | 0 | 1265544.3958 | 0 | 2.6384 | 351.783 | 514482.6296 | 0 | 0 | 0 | 0 | 0 | 109.826 | 5062.6899 | 124732.9509 | 0 | 0 | 0 | 0 | 0 | 0 | 0 | 0 | 0 | 0 | 2220 | 295 | 3.7091 | 85.3309 | CC 7001FA | CC F
Fredonia 3 GT | PSEI | NW_PSEI | WA | Thermal | CombustionTurbine Gas | 47 | 39.2951 | NG_Washington_Sumas | 2001-07-01 | 2050-12-31 | 138.0794 | 23.2647 | 8.7788 | 38.1846 | 44.3413 | 244188.1352 | 0 | 0 | 0.59309 | 29.6856 | 33.7173 | 4.0318 | 8592 | 584 | 5846 | 0 | 0 | 0.13675 | 13.4973 | 0 | 109.9941 | 17.1421 | 6.1614 | -35.2462 | 1437.9821 | 93.5795 | 2.4254 | 0 | 244188.1352 | 0 | 0.72761 | 97.0142 | 141883.3263 | 0 | 0 | 15559.7766 | 9039.4769 | 10510.0789 | 2307.1994 | 2978.3106 | 5352.8029 | 10.1999 | 8.7761 | 20.3774 | 0.031824 | 42.9118 | 17269.3466 | 3660.0712 | 27418.2231 | 1.0663 | 187456.5646 | 13 | 294 | 4.946 | 33.9532 | GT FT8 Twin Pac | GT Aero
Badger Creek Limited 1 GT | CIPV | CA_CISO | CA | Thermal | CombustionTurbine Gas | 48 | 32 | NG_Cal_PG&E LT | 1991-04-01 | 2050-12-31 | 135.903 | -8.3076 | -5.8187 | 44.5047 | 45.2715 | 79849.0322 | 0 | 0 | 0.1899 | 12.3159 | 10.8517 | -1.4642 | 8616 | 580 | 2282 | 0 | 0 | 0.035932 | 6.5503 | 0 | 79.9337 | -3.3483 | -3.4085 | -25.1648 | 1950.0897 | 74.514 | 0.81504 | 0 | 79849.0322 | 0 | 0.24451 | 32.6015 | 47679.6557 | 0 | 0 | 5228.837 | 10.1 | 404.0002 | 0 | 1440.9998 | 27841.6678 | 0.15866 | 0.00010078 | 4.7626 | 4.7626 | 4.7626 | 0.0033997 | 0.048121 | 0 | 34654.3671 | 215489.1982 | 680 | 292 | 2.7041 | 11.1019 | GT LM5000 | GT LM
Carson Ice LM 1 | BANC | CA_BANC | CA | Thermal | CombustionTurbine Gas | 42.5 | 20.2381 | NG_Cal_PG&E LT | 1995-10-01 | 2051-12-31 | 166.3883 | -2.0839 | 6.8203 | 40.4396 | 40.4477 | 62214.7035 | 0 | 0 | 0.16711 | 10.0878 | 10.3518 | 0.26398 | 8592 | 424 | 1908 | 0 | 0 | 0.03484 | 5.3259 | 0 | 107.0384 | 15.42 | 4.9279 | -12.1001 | 1860.3723 | 65.347 | 0.65903 | 0 | 62214.6995 | 0 | 0.19771 | 26.3612 | 38553.3073 | 0 | 0 | 4227.987 | 30.9153 | 506.8921 | 42.687 | 155.8333 | 295.4193 | 0.3521 | 0.050745 | 0.86998 | 0.031824 | 0.83815 | 0.019529 | 0.33714 | 0.046546 | 690.9355 | 245.3372 | 15 | 292 | 1.4961 | 10.3527 | CC LM6000 | CC LM
Indigo Peaker Unit 1 GT | CISC | CA_CISO | CA | Thermal | CombustionTurbine Gas | 45.3 | 35.6617 | NG_Cal_SoCalGas | 2001-09-19 | 2050-12-31 | 109.6685 | -18.2311 | -13.1064 | 42.2041 | 42.425 | 73824.5007 | 0 | 0 | 0.18604 | 10.4483 | 8.0962 | -2.352 | 8592 | 581 | 2054 | 0 | 0 | 0.033221 | 5.1844 | 0 | 65.8979 | -13.1609 | -7.6317 | -26.2461 | 1812.7194 | 66.303 | 0.74143 | 0 | 73824.5007 | 0 | 0.22243 | 29.6572 | 43373.6042 | 0 | 0 | 4756.6097 | 0 | 0 | 67.4681 | 1434.68 | 8486.4033 | 0.15866 | 0.00010078 | 4.7626 | 4.7626 | 4.7626 | 0 | 0 | 778.3696 | 21930.4589 | 255122.1477 | 364 | 292 | 2.9849 | 8.3741 | GT LM6000 Sprint | GT LM
Us Magnesium Mag Corp 3 GT | PAUT | BS_PACE | UT | Thermal | CombustionTurbine Gas | 13 | 13 | NG_Utah_Opal Kern | 1972-01-03 | 2050-12-31 | 150.6012 | 39.7786 | 3.2167 | 12.1217 | 12.1749 | 47012.941 | 0 | 0 | 0.41283 | 4.5004 | 7.0802 | 2.5798 | 8592 | 577 | 5977 | 0 | 0 | 0.021156 | 4.1857 | 0 | 115.9476 | 27.0347 | 2.2224 | -26.4246 | 2172.2666 | 147.586 | 0.82071 | 0 | 47012.941 | 0 | 0.24621 | 32.8283 | 48011.4184 | 0 | 0 | 0 | 305.7599 | 86.58 | 1450.4461 | 0 | 29237.6129 | 7.007 | 5.9428 | 85.5427 | 0.031824 | 85.5024 | 195.1926 | 0.049377 | 150091.9249 | 0 | 3060095.5289 | 503 | 292 | 0.13888 | 10.2906 | GT-OT | GT
Clark 22 | NEVP | SW_NVE | NV | Thermal | CombustionTurbine Gas | 53.5 | 50.4135 | NG_Nevada_South | 2008-09-01 | 2038-12-31 | 101.4719 | -37.8887 | -10.285 | 49.75 | 50.4294 | 89745.2172 | 0 | 0 | 0.19149 | 9.9738 | 9.1066 | -0.86717 | 8424 | 568 | 1753 | 0 | 0 | 0.093023 | 4.9581 | 0 | 46.4172 | -32.6544 | -7.6189 | -25.2877 | 1892.4226 | 65.6548 | 0.95669 | 0 | 89745.2172 | 0 | 0.28701 | 38.2675 | 55966.1721 | 0 | 0 | 4416.9626 | 0 | 0 | 120.3751 | 9.2596 | 1573.3127 | 0.19614 | 0.00021973 | 4.6327 | 0.031824 | 4.6009 | 0 | 0 | 1842.2166 | 69.9813 | 23304.3363 | 0 | 291 | 2.6113 | 9.1318 | GT FT8 | GT Aero
Ocotillo 3 GT | AZPS | SW_AZPS | AZ | Thermal | CombustionTurbine Gas | 103 | 17 | NG_AZ_North-South | 2019-04-15 | 2050-12-31 | 65.4142 | -31.158 | -9.7635 | 95.5397 | 91.3187 | 556337.8966 | 0 | 0 | 0.61659 | 27.4313 | 36.3924 | 8.9611 | 8592 | 783 | 5813 | 0 | 0 | 0.25035 | 26.0629 | 0 | 47.1476 | -31.0621 | -8.4809 | -26.1239 | 1906.0801 | 67.7209 | 4.8377 | 0 | 556337.8934 | 0 | 1.4513 | 193.5062 | 283002.7618 | 0 | 0 | 0 | 15763.4553 | 11042.5939 | 1983.2389 | 1732.898 | 18301.5101 | 0.94841 | 0.0016464 | 11.9962 | 5.1679 | 6.8283 | 15926.1189 | 6.6674 | 5582.7316 | 1.195 | 62932.2229 | 23 | 288 | 1.2203 | 36.4768 | GT LMS100 | GT LMS
Riverside Energy Res Ctr Unit 2 GT | CISC | CA_CISO | CA | Thermal | CombustionTurbine Gas | 48 | 19.2 | NG_Cal_SoCalGas | 2006-06-01 | 2050-12-31 | 138.7193 | -16.5803 | -9.7085 | 44.4673 | 45.3775 | 39201.9199 | 0 | 0 | 0.093231 | 6.4995 | 5.4381 | -1.0615 | 8592 | 576 | 1838 | 0 | 0 | 0.017641 | 3.1253 | 0 | 68.9406 | -12.3519 | -5.3981 | -30.0797 | 1907.1864 | 69.9452 | 0.44712 | 0 | 39201.9199 | 0 | 0.13414 | 17.8848 | 26156.5865 | 0 | 0 | 2868.4881 | 0 | 1305.0754 | 6.1091 | 612.6545 | 48403.3163 | 0.15866 | 0.00010078 | 4.7626 | 4.7626 | 4.7626 | 0 | 0.085334 | 1527.2729 | 13469.8392 | 465980.8894 | 173 | 288 | 1.7133 | 5.919 | GT LM6000 | GT LM
Abec Bidart Stockale 1 GT | CISC | CA_CISO | CA | Thermal | CombustionTurbine Gas | 1 | 0.56 | Bio_Landfill_Gas | 2013-03-20 | 2050-12-31 | 92.259 | -7.8805 | -3.6498 | 0.92815 | 0.94178 | 6044.8993 | 0 | 0 | 0.69006 | 0.38491 | 0.5577 | 0.17279 | 8592 | 580 | 6269 | 0 | 0 | 0.004495 | 0.35912 | 0 | 72.614 | -10.728 | -3.3485 | -25.6976 | 1997.2476 | 72.7268 | 0.14123 | 0 | 6044.9 | 0 | 0.40885 | 12.4728 | 9179.6561 | 0 | 0 | 0 | 0.4 | 0 | 0.8 | 4.4 | 37.5501 | 0.15866 | 0.00010078 | 4.7626 | 4.7626 | 4.7626 | 0.00045464 | 0 | 15.0303 | 18.7822 | 343.7559 | 0 | 287 | 0.0048716 | 0.55807 | GT | GT
Fredonia 4 GT | PSEI | NW_PSEI | WA | Thermal | CombustionTurbine Gas | 47 | 39.2951 | NG_Washington_Sumas | 2001-07-01 | 2050-12-31 | 136.7341 | 22.909 | 8.5724 | 38.728 | 43.5891 | 247169.5882 | 0 | 0 | 0.60033 | 29.5152 | 33.7965 | 4.2813 | 8592 | 578 | 5934 | 0 | 0 | 0.13841 | 13.4114 | 0 | 109.9903 | 17.1421 | 6.1576 | -35.2462 | 1438.0367 | 93.5809 | 2.4137 | 0 | 247169.5882 | 0 | 0.72411 | 96.5486 | 141202.3125 | 0 | 0 | 15485.0923 | 8636.3034 | 10589.5732 | 6127.6725 | 789.26 | 4276.2073 | 10.1999 | 8.7761 | 20.3774 | 0.031824 | 42.9118 | 10111.4156 | 7249.187 | 36853.6728 | 2.0444 | 148638.919 | 14 | 286 | 4.7414 | 33.9994 | GT FT8 Twin Pac | GT Aero
Beaver 8 GT | PGE | NW_PGE | OR | Thermal | CombustionTurbine Gas | 24 | 12.25 | NG_Washington_Sumas | 1999-09-01 | 2050-12-31 | 186.8093 | 39.4475 | 10.1454 | 22.4252 | 22.4172 | 59284.7732 | 0 | 0 | 0.28199 | 10.4622 | 11.0749 | 0.61271 | 8592 | 576 | 3373 | 0 | 0 | 0.033199 | 4.6046 | 0 | 109.5839 | 17.4409 | 5.4525 | -36.6183 | 1707.2991 | 96.1088 | 0.82783 | 0 | 59284.7732 | 0 | 0.24835 | 33.1133 | 48428.1786 | 0 | 0 | 5310.9244 | 1713.6301 | 8111.9837 | 1263.3956 | 31.7761 | 20372.0555 | 0.37688 | 0.20869 | 12.0258 | 0.031824 | 12.3093 | 0.62697 | 2.7576 | 8652.0942 | 34.7161 | 489790.2713 | 1501 | 285 | 1.8046 | 11.5734 | GT 10B | GT B
Sundt Rice 2 IC | TEPC | SW_TEPC | AZ | Thermal | ICE | 18.7 | 3.84 | NG_AZ_North-South | 2020-03-04 | 2065-12-31 | 68.6593 | -32.2035 | -9.0118 | 18.2959 | 18.1376 | 87412.8529 | 0 | 0 | 0.53362 | 4.5724 | 6.0017 | 1.4293 | 8592 | 220 | 6344 | 0 | 0 | 0 | 4.365 | 0 | 46.4969 | -32.4146 | -7.7791 | -24.7336 | 1874.5291 | 65.0149 | 0.80962 | 0 | 87412.8529 | 0 | 0.24289 | 32.3847 | 47362.5781 | 0 | 0 | 0 | 3877.6109 | 3398.4474 | 2539.8609 | 2982.9075 | 15084.847 | 1.0826 | 0.065843 | 12.0843 | 5.1679 | 6.9163 | 424.0456 | 589.7679 | 4899.4736 | 1245.7767 | 5463.4136 | 15 | 285 | 0.30561 | 6.0143 | IC 18V50SG | IC Large
Rawhide RhgT1 GT | PSCO | RM_PSCO | CO | Thermal | CombustionTurbine Gas | 65 | 40.8571 | NG_Colorado_Cheyenne | 2002-06-01 | 2050-12-31 | 197.7405 | 84.8563 | 3.2629 | 60.5072 | 60.4801 | 271981.5143 | 0 | 0 | 0.47766 | 19.2459 | 53.7818 | 34.5359 | 8592 | 607 | 6137 | 0 | 0 | 0.15231 | 17.6854 | 0 | 137.6784 | 49.3888 | 1.5991 | -26.1456 | 2478.3376 | 213.8767 | 3.8012 | 0 | 271981.5143 | 0 | 1.1404 | 152.0485 | 222370.873 | 0 | 0 | 0 | 1755.1465 | 10122.8415 | 1366.3338 | 351.2831 | 125205.8684 | 0.42135 | 0.055066 | 119.3454 | 43.2396 | 76.1058 | 1.1275 | 6.3676 | 23053.9508 | 515.8575 | 8776251.1791 | 10 | 284 | 0.65576 | 62.5816 | GT 7EA | GT E
Canyon Power Plant Unit 4-1 GT | CISC | CA_CISO | CA | Thermal | CombustionTurbine Gas | 49.4 | 20.1633 | NG_Cal_SoCalGas | 2011-07-30 | 2050-12-31 | 169.6983 | -2.2642 | -4.0521 | 47.0724 | 46.9327 | 34785.2472 | 0 | 0 | 0.080383 | 5.7286 | 5.903 | 0.17438 | 8592 | 423 | 1204 | 0 | 0 | 0.015653 | 2.6976 | 0 | 70.2516 | -12.0218 | -4.4171 | -28.073 | 1967.0922 | 71.7452 | 0.38752 | 0 | 34785.2472 | 0 | 0.11625 | 15.5006 | 22669.6438 | 0 | 0 | 2486.0891 | 0 | 555.4979 | 0 | 683.4825 | 24008.8722 | 0.15866 | 0.00010078 | 4.7626 | 4.7626 | 4.7626 | 0 | 0.041692 | 0 | 4634.4706 | 144401.2875 | 2 | 283 | 1.319 | 6.052 | CCLM6000 PC Sprint | CC LM
Niland 2 GT | IID | CA_IID | CA | Thermal | CombustionTurbine Gas | 45.8 | 28.625 | NG_Cal_SoCalGas | 2008-06-01 | 2050-12-31 | 120.389 | -18.9153 | -15.1991 | 42.3935 | 43.3356 | 52760.4235 | 0 | 0 | 0.1315 | 7.8224 | 6.3518 | -1.4707 | 8592 | 577 | 1751 | 0 | 0 | 0.023742 | 3.8183 | 0 | 61.6594 | -14.8628 | -10.1683 | -26.0149 | 1841.8097 | 65.9351 | 0.54874 | 0 | 52760.4235 | 0 | 0.16462 | 21.9495 | 32101.0898 | 0 | 0 | 3520.3981 | -1.7881e-07 | 320.465 | 315.7783 | 5655.8997 | 19465.4987 | 0.30887 | 0.0049745 | 15.5549 | 5.1679 | 10.3853 | -9.5344e-11 | 0.17023 | 4734.8785 | 188704.2755 | 312864.0206 | 9 | 283 | 1.9982 | 6.8581 | GT LM6000 PD Sprint | GT LM
Sundt Rice 4 IC | TEPC | SW_TEPC | AZ | Thermal | ICE | 18.7 | 3.84 | NG_AZ_North-South | 2020-03-04 | 2065-12-31 | 69.0266 | -32.7187 | -9.143 | 18.1611 | 18.3285 | 86694.0769 | 0 | 0 | 0.52923 | 4.5516 | 5.9842 | 1.4326 | 8592 | 220 | 6361 | 0 | 0 | 0 | 4.346 | 0 | 46.4969 | -32.4146 | -7.7791 | -24.7336 | 1874.5291 | 65.0149 | 0.80596 | 0 | 86694.0769 | 0 | 0.24179 | 32.2382 | 47148.4404 | 0 | 0 | 0 | 2840.3374 | 3128.2292 | 2759.6244 | 3487.0482 | 15140.1744 | 1.0826 | 0.065843 | 12.0843 | 5.1679 | 6.9163 | 445.0542 | 566.1181 | 769.7314 | 70.8056 | 10031.7278 | 21 | 281 | 0.31998 | 5.9961 | IC 18V50SG | IC Large
Rawhide RhgT4 GT | PSCO | RM_PSCO | CO | Thermal | CombustionTurbine Gas | 65 | 40.8571 | NG_Colorado_Cheyenne | 2004-06-01 | 2050-12-31 | 198.0606 | 84.5774 | 3.6507 | 60.4945 | 60.2828 | 279775.0861 | 0 | 0 | 0.49135 | 18.8867 | 55.4124 | 36.5257 | 8592 | 619 | 6312 | 0 | 0 | 0.15667 | 17.339 | 0 | 138.0041 | 49.3835 | 1.93 | -26.1456 | 2480.2092 | 214.1936 | 3.7248 | 0 | 279775.0861 | 0 | 1.1174 | 148.9918 | 217900.4757 | 0 | 0 | 0 | 1388.799 | 5805.5235 | 1202.3386 | 265.5715 | 129037.0034 | 0.42135 | 0.055066 | 119.3454 | 43.2396 | 76.1058 | 0.90294 | 3.7501 | 17340.9518 | 406.1647 | 8946012.7163 | 12 | 280 | 0.63726 | 64.3762 | GT 7EA | GT E
Sundt Rice 3 IC | TEPC | SW_TEPC | AZ | Thermal | ICE | 18.7 | 3.84 | NG_AZ_North-South | 2020-03-04 | 2065-12-31 | 69.5641 | -33.2233 | -9.2485 | 18.2959 | 18.1376 | 86414.1923 | 0 | 0 | 0.52752 | 4.5393 | 6.0113 | 1.472 | 8592 | 220 | 6328 | 0 | 0 | 0 | 4.3344 | 0 | 46.4969 | -32.4146 | -7.7791 | -24.7336 | 1874.5291 | 65.0149 | 0.80377 | 0 | 86414.1923 | 0 | 0.24113 | 32.1507 | 47020.394 | 0 | 0 | 0 | 3075.8533 | 3411.8433 | 2628.2624 | 3132.8428 | 15778.288 | 1.0826 | 0.065843 | 12.0843 | 5.1679 | 6.9163 | 291.0354 | 541.1181 | 1366.3491 | 3287.2453 | 6183.3243 | 20 | 280 | 0.31673 | 6.023 | IC 18V50SG | IC Large
HarquahalaCC2-Total | TH_PV | SW_TH_PV | AZ | Thermal | CombinedCycle Gas | 365 | 205.999 | NG_AZ_North-South | 2003-09-01 | 2050-12-31 | 63.7041 | -33.5863 | -12.3636 | 343.4667 | 349.4895 | 1751112.7548 | 0 | 0 | 0.54767 | 79.5847 | 111.5531 | 31.9684 | 8448 | 457 | 5393 | 0 | 0 | 3.6773 | 64.1594 | 0 | 43.7556 | -32.4671 | -10.4678 | -25.1409 | 1857.6339 | 63.4039 | 11.8809 | 0 | 1751112.7548 | 0 | 3.5643 | 475.2366 | 695033.537 | 0 | 0 | 0 | 321.1643 | 2381.8528 | 159.001 | 1013.6293 | 63187.8699 | 0 | 0 | 0 | 0 | 0 | 0 | 0 | 0 | 0 | 0 | 26 | 278 | 4.3119 | 111.5531 | CC 501G | CC G
Montana 3 LMS | EPE | SW_EPE | TX | Thermal | CombustionTurbine Gas | 90 | 46.3918 | NG_New Mexico_South | 2016-05-01 | 2056-12-31 | 65.2972 | -30.7147 | -3.7242 | 80.8668 | 84.3129 | 425847.3404 | 0 | 0 | 0.54014 | 23.3245 | 27.8066 | 4.4821 | 8592 | 614 | 7235 | 0 | 0 | 0.19163 | 22.1933 | 0 | 52.7513 | -29.9994 | -3.9399 | -27.8771 | 1967.9504 | 72.821 | 4.0563 | 0 | 425847.3404 | 0 | 1.2169 | 162.252 | 237293.5205 | 0 | 0 | 0 | 3163.7547 | 87039.2817 | 8921.0969 | 8845.7036 | 195853.8464 | 25.7912 | 14.221 | 42.7558 | 5.1679 | 37.1905 | 376577.1648 | 1299138.2785 | 680272.5571 | 45300.7299 | 6354546.938 | 2906 | 278 | 1.5586 | 36.5625 | GT LMS100 | GT LMS
Rawhide RhgT2 GT | PSCO | RM_PSCO | CO | Thermal | CombustionTurbine Gas | 65 | 40.8571 | NG_Colorado_Cheyenne | 2002-08-01 | 2050-12-31 | 202.1293 | 87.5931 | 3.448 | 60.6338 | 60.0855 | 275831.5252 | 0 | 0 | 0.48442 | 19.6727 | 55.7536 | 36.081 | 8592 | 619 | 6197 | 0 | 0 | 0.15447 | 18.1376 | 0 | 137.6738 | 49.3784 | 1.6049 | -26.1456 | 2478.3755 | 213.8534 | 3.8988 | 0 | 275831.5252 | 0 | 1.1697 | 155.9538 | 228082.3737 | 0 | 0 | 0 | 1293.1506 | 5665.9597 | 1522.1438 | 193.1429 | 125258.1876 | 0.42135 | 0.055066 | 119.3454 | 43.2396 | 76.1058 | 0.83352 | 3.6788 | 49682.0329 | 222.9145 | 8747175.2158 | 13 | 278 | 0.70662 | 64.5507 | GT 7EA | GT E
HarquahalaCC1-Total | TH_PV | SW_TH_PV | AZ | Thermal | CombinedCycle Gas | 365 | 203.28 | NG_AZ_North-South | 2003-09-01 | 2050-12-31 | 63.4812 | -33.2676 | -12.2889 | 347.0911 | 344.6551 | 1786945.2731 | 0 | 0 | 0.55887 | 80.4878 | 113.4375 | 32.9496 | 8424 | 454 | 5403 | 0 | 0 | 3.7526 | 64.9765 | 0 | 43.7562 | -32.4671 | -10.4672 | -25.1405 | 1857.6343 | 63.4026 | 12.0514 | 0 | 1786945.2731 | 0 | 3.6154 | 482.0574 | 705008.8886 | 0 | 0 | 0 | 635.3044 | 2873.8387 | 152.2516 | 741.7413 | 54342.4345 | 0 | 0 | 0 | 0 | 0 | 0 | 0 | 0 | 0 | 0 | 38 | 277 | 4.2925 | 113.4375 | CC 501G | CC G
Larkspur LM 1 | CISD | CA_CISO | CA | Thermal | CombustionTurbine Gas | 45.6 | 36.6783 | NG_Cal_SDG&E | 2001-09-13 | 2050-12-31 | 120.1169 | -25.0523 | -11.3763 | 42.3505 | 42.8947 | 66478.4297 | 0 | 0 | 0.16642 | 9.4376 | 7.9852 | -1.4524 | 8592 | 581 | 1765 | 0 | 0 | 0.029915 | 4.6649 | 0 | 66.5097 | -13.6446 | -6.5363 | -25.7824 | 1872.5266 | 67.5451 | 0.66906 | 0 | 66478.4297 | 0 | 0.20072 | 26.7625 | 39140.2143 | 0 | 0 | 4292.3508 | 4.828e-06 | 1741.2998 | 8.9217 | 1213.3563 | 12783.2892 | 0.15866 | 0.00010078 | 4.7626 | 4.7626 | 4.7626 | 2.2981e-10 | 0.08781 | 293.6577 | 16771.1093 | 91365.0161 | 1 | 277 | 2.3749 | 8.0936 | GT LM6000 | GT LM
Sundt Rice 6 IC | TEPC | SW_TEPC | AZ | Thermal | ICE | 18.7 | 3.84 | NG_AZ_North-South | 2019-12-22 | 2065-12-31 | 69.2173 | -33.2469 | -9.2413 | 18.1939 | 18.2872 | 86959.2151 | 0 | 0 | 0.53085 | 4.5666 | 6.0191 | 1.4525 | 8592 | 219 | 6334 | 0 | 0 | 0 | 4.3609 | 0 | 46.4989 | -32.4146 | -7.7771 | -24.7236 | 1874.519 | 65.0046 | 0.80853 | 0 | 86959.2151 | 0 | 0.24256 | 32.341 | 47298.759 | 0 | 0 | 0 | 4265.0524 | 3509.9662 | 2371.8958 | 3403.3778 | 15600.7886 | 1.0826 | 0.065843 | 12.0843 | 5.1679 | 6.9163 | 250.0737 | 136.3998 | 200.4819 | 1213.8771 | 9277.5121 | 16 | 277 | 0.31054 | 6.0302 | IC 18V50SG | IC Large
Calpeak Power Panoche Unit 1 GT | CIPV | CA_CISO | CA | Thermal | CombustionTurbine Gas | 49 | 17.7414 | NG_Cal_PG&E LT | 2001-12-27 | 2050-12-31 | 174.0159 | 8.5741 | -0.50541 | 45.3174 | 46.431 | 47936.203 | 0 | 0 | 0.11168 | 8.5509 | 8.3417 | -0.20921 | 8592 | 576 | 2014 | 0 | 0 | 0.021571 | 4.4725 | 0 | 89.3512 | 2.898 | -0.23739 | -44.0815 | 2042.1139 | 82.7393 | 0.55745 | 0 | 47936.203 | 0 | 0.16724 | 22.2982 | 32611.0637 | 0 | 0 | 3576.3248 | 0 | 926.2636 | 7.6034 | 753.6263 | 49507.9424 | 0.15866 | 0.00010078 | 4.7626 | 4.7626 | 4.7626 | 0 | 0.1112 | 1900.8617 | 36692.6042 | 348965.6872 | 522 | 276 | 1.5986 | 8.7292 | GT FT8 TwinPac | GT Aero
Miramar Energy Facility 1 GT | CISD | CA_CISO | CA | Thermal | CombustionTurbine Gas | 47 | 41.36 | NG_Cal_SDG&E | 2005-07-27 | 2050-12-31 | 121.2244 | -25.1817 | -8.0573 | 43.7697 | 44.082 | 76020.3993 | 0 | 0 | 0.18464 | 10.3155 | 9.2155 | -1.1 | 8592 | 578 | 1822 | 0 | 0 | 0.034209 | 5.1143 | 0 | 67.8095 | -13.4976 | -5.3835 | -25.9548 | 1942.4398 | 69.8699 | 0.73336 | 0 | 76020.3993 | 0 | 0.22001 | 29.3344 | 42901.6096 | 0 | 0 | 4704.8478 | 2.82 | 659.6581 | 14.1 | 1218.2399 | 8381.2609 | 0.15866 | 0.00010078 | 4.7626 | 4.7626 | 4.7626 | 0.00094921 | 0.031497 | 941.3481 | 21687.8809 | 95662.4753 | 235 | 275 | 2.3069 | 9.3338 | GT LM6000 | GT LM
Palomar CC1a | CISD | CA_CISO | CA | Thermal | CombinedCycle Gas | 285 | 145 | NG_Cal_SDG&E | 2005-10-14 | 2050-12-31 | 113.4622 | -9.4801 | -6.9972 | 269.0742 | 271.6308 | 621672.4415 | 0 | 0 | 0.24901 | 67.7521 | 70.5363 | 2.7843 | 8472 | 457 | 2793 | 0 | 0 | 1.3055 | 30.0056 | 0 | 67.5175 | -13.307 | -5.8661 | -25.9169 | 1935.8501 | 69.7426 | 4.2951 | 0 | 621672.4298 | 0 | 1.2885 | 171.8027 | 251261.431 | 0 | 0 | 27554.8355 | 0 | 0 | 0 | 1064.6373 | 53908.38 | 0.15866 | 0.00010078 | 4.7626 | 4.7626 | 4.7626 | 0 | 0 | 0 | 20175.3071 | 498992.6284 | 28 | 275 | 9.3705 | 71.0555 | GT F | CC F
Scattergood CC3 | LDWP | CA_LDWP | CA | Thermal | CombinedCycle Gas | 311 | 111.685 | NG_Cal_SoCalGas | 2015-10-09 | 2050-12-31 | 107.4652 | 2.5175 | -4.0296 | 294.5901 | 294.3515 | 1319961.0093 | 0 | 0 | 0.4845 | 139.8599 | 141.8498 | 1.9899 | 8592 | 465 | 4655 | 0 | 0 | 0.73918 | 66.3248 | 0 | 86.8641 | 3.8104 | -3.6369 | -11.5007 | 1966.6007 | 67.5113 | 9.4994 | 0 | 1319961.0022 | 0 | 2.8498 | 379.9756 | 555714.3666 | 0 | 0 | 60942.9719 | 1175.8497 | 332.3733 | 7.2008 | 248.345 | 2466.4493 | 0.51018 | 0.0002031 | 10.9758 | 5.1679 | 5.9579 | 17973.9523 | 31.643 | 2.1168 | 1259.7741 | 3539.8663 | 16 | 274 | 17.2071 | 141.8726 | CC 7F.05 | CC F
Trinidad 4 IC | PSCO | RM_PSCO | CO | Thermal | ICE | 17.5 | 3.5 | Oil_DistillateFuel_2 | 1965-01-01 | 2050-12-31 | 687.5697 | 412.2492 | 20.2845 | 17.0128 | 17.1282 | 7982.8714 | 0 | 0 | 0.052074 | 3.2683 | 5.4888 | 2.2205 | 8592 | 220 | 1251 | 0 | 0 | 0.016764 | 2.6117 | 0 | 134.2846 | 44.2459 | 3.3481 | -24.9247 | 2474.8965 | 197.9038 | 0.099449 | 0 | 7982.8714 | 0 | 0.28791 | 8.7832 | 7771.959 | 0 | 0 | 613.3786 | 0 | 0 | 14 | 0 | 13895.6286 | 0.42135 | 0.055066 | 119.3454 | 43.2396 | 76.1058 | 0 | 0 | 5180.0352 | 0 | 3249997.2775 | 1 | 274 | 0.0015548 | 8.744 | IC | IC
Almond Power Plant 1 CS | TIDC | CA_TIDC | CA | Thermal | CombustionTurbine Gas | 49.5 | 18.5625 | NG_Cal_PG&E LT | 1996-05-01 | 2050-12-31 | 124.4549 | 13.2592 | 4.1902 | 46.811 | 45.457 | 249366.8281 | 0 | 0 | 0.57508 | 33.9791 | 31.0349 | -2.9441 | 8568 | 575 | 6061 | 0 | 0 | 0.11222 | 18.5758 | 0 | 105.6527 | 15.2007 | 3.7615 | -11.9877 | 1868.5432 | 65.3348 | 2.3039 | 0 | 249366.8281 | 0 | 0.69118 | 92.1568 | 134779.3424 | 0 | 0 | 14780.7109 | 15914.3014 | 77828.0539 | 10303.5649 | 156.2628 | 34628.2815 | 68.9916 | 47.7983 | 72.6541 | 0.031824 | 64.5133 | 831900.472 | 2162535.9687 | 852400.6034 | 382.6621 | 2274916.0754 | 1375 | 273 | 2.4187 | 37.1571 | GT LM6000 | GT LM
Calpeak Power Vaca Dixon Unit 1 GT | CIPV | CA_CISO | CA | Thermal | CombustionTurbine Gas | 49 | 20.336 | NG_Cal_PG&E LT | 2002-06-21 | 2050-12-31 | 165.2641 | -9.8088 | 2.3665 | 45.9566 | 45.5116 | 56566.1428 | 0 | 0 | 0.13178 | 9.7688 | 9.3484 | -0.42047 | 8592 | 577 | 2074 | 0 | 0 | 0.025455 | 5.1629 | 0 | 96.7538 | 7.7921 | 2.2712 | -26.0138 | 1743.2317 | 64.3017 | 0.63967 | 0 | 56566.1428 | 0 | 0.1919 | 25.5866 | 37420.4695 | 0 | 0 | 4103.753 | 4.2915e-06 | 508.3787 | 0 | 587.3549 | 41395.8394 | 0.15866 | 0.00010078 | 4.7626 | 4.7626 | 4.7626 | 1.2029e-09 | 0.11199 | 0 | 21301.8627 | 566058.7599 | 0 | 273 | 1.7012 | 9.9357 | GT FT8 TwinPac | GT Aero
Rawhide RhgT3 GT | PSCO | RM_PSCO | CO | Thermal | CombustionTurbine Gas | 65 | 40.8571 | NG_Colorado_Cheyenne | 2002-10-01 | 2050-12-31 | 203.6671 | 88.6439 | 3.4457 | 60.4819 | 60.3725 | 277972.6417 | 0 | 0 | 0.48819 | 18.9558 | 56.6139 | 37.6581 | 8592 | 615 | 6265 | 0 | 0 | 0.15566 | 17.4428 | 0 | 137.6428 | 49.3678 | 1.5845 | -26.1456 | 2478.4404 | 213.8193 | 3.75 | 0 | 277972.6417 | 0 | 1.125 | 149.9996 | 219374.3733 | 0 | 0 | 0 | 1450.4624 | 4998.419 | 1910.1304 | 458.7143 | 126883.513 | 0.42135 | 0.055066 | 119.3454 | 43.2396 | 76.1058 | 0.94343 | 3.2623 | 38970.565 | 1733.4549 | 9127571.8248 | 8 | 273 | 0.58168 | 65.7822 | GT 7EA | GT E
Sundt Rice 7 IC | TEPC | SW_TEPC | AZ | Thermal | ICE | 18.7 | 3.84 | NG_AZ_North-South | 2019-12-22 | 2065-12-31 | 68.9317 | -32.7683 | -9.2063 | 18.2412 | 18.215 | 87459.2879 | 0 | 0 | 0.5339 | 4.5921 | 6.0287 | 1.4366 | 8592 | 220 | 6397 | 0 | 0 | 0 | 4.3858 | 0 | 46.4989 | -32.4146 | -7.7771 | -24.7236 | 1874.519 | 65.0046 | 0.81315 | 0 | 87459.2879 | 0 | 0.24394 | 32.5258 | 47569.0274 | 0 | 0 | 0 | 2212.4601 | 2556.0809 | 2989.3729 | 3148.4493 | 13954.983 | 1.0826 | 0.065843 | 12.0843 | 5.1679 | 6.9163 | 611.6389 | 1.951 | 509.5999 | 1020.8222 | 11909.8244 | 13 | 273 | 0.30956 | 6.0428 | IC 18V50SG | IC Large
Haynes CC1a | LDWP | CA_LDWP | CA | Thermal | CombinedCycle Gas | 286.5 | 177.5 | NG_Cal_SoCalGas | 2005-01-25 | 2050-12-31 | 103.0865 | 2.9188 | -4.2265 | 273.5584 | 268.7914 | 1127780.2733 | 0 | 0 | 0.44936 | 113.7048 | 116.2589 | 2.5541 | 8472 | 456 | 4834 | 0 | 0 | 2.3683 | 53.3187 | 0 | 86.9176 | 4.206 | -3.979 | -11.5293 | 1952.4336 | 67.1815 | 7.6473 | 0 | 1127780.2735 | 0 | 2.2942 | 305.8936 | 447369.4119 | 0 | 0 | 49061.212 | 389.9429 | 77.5 | 1251.8321 | 18717.4207 | 65638.5987 | 0.51018 | 0.0002031 | 10.9758 | 5.1679 | 5.9579 | 0.33964 | 0.061047 | 8701.5393 | 261747.3045 | 572136.4307 | 54 | 272 | 14.4869 | 117.1015 | CC 7FA | CC F
Metcalf CC1a | CIPB | CA_CISO | CA | Thermal | CombinedCycle Gas | 296 | 119.5691 | NG_Cal_PG&E LT | 2005-05-27 | 2050-12-31 | 125.069 | 5.2253 | 3.8412 | 277.5 | 284.4018 | 1154588.488 | 0 | 0 | 0.44528 | 126.8609 | 144.4032 | 17.5423 | 8472 | 463 | 4750 | 0 | 0 | 2.4246 | 64.1228 | 0 | 98.8848 | 9.5026 | 2.6917 | -26.0504 | 1930.3877 | 68.2632 | 7.9543 | 0 | 1154588.4882 | 0 | 2.3863 | 318.1707 | 465324.6281 | 0 | 0 | 51030.2901 | 0 | 0 | 14.5285 | 1075.9378 | 87205.933 | 0.15866 | 0.00010078 | 4.7626 | 4.7626 | 4.7626 | 0 | 0 | 147.2948 | 3619.2991 | 728479.1076 | 34 | 272 | 7.3511 | 145.1355 | CC 5001FD | CC F
Indigo Peaker Unit 2 GT | CISC | CA_CISO | CA | Thermal | CombustionTurbine Gas | 45.3 | 35.6617 | NG_Cal_SoCalGas | 2001-09-19 | 2050-12-31 | 115.6878 | -20.4098 | -9.1098 | 42.4335 | 42.1125 | 74286.1363 | 0 | 0 | 0.1872 | 10.6039 | 8.594 | -2.0099 | 8616 | 580 | 2063 | 0 | 0 | 0.033429 | 5.2842 | 0 | 67.1144 | -13.1625 | -6.4136 | -26.2461 | 1940.4647 | 70.0999 | 0.75528 | 0 | 74286.1363 | 0 | 0.22658 | 30.2111 | 44183.6734 | 0 | 0 | 4845.4467 | 0 | 0 | 57.8298 | 1594.0975 | 8406.864 | 0.15866 | 0.00010078 | 4.7626 | 4.7626 | 4.7626 | 0 | 0 | 1069.6467 | 25170.3362 | 249654.2994 | 453 | 271 | 2.6802 | 8.8699 | GT LM6000 Sprint | GT LM
Palomar CC1b | CISD | CA_CISO | CA | Thermal | CombinedCycle Gas | 285 | 145 | NG_Cal_SDG&E | 2005-10-14 | 2050-12-31 | 113.8372 | -9.4171 | -7.191 | 271.9042 | 267.4627 | 608098.765 | 0 | 0 | 0.24357 | 66.3728 | 69.2242 | 2.8514 | 8472 | 459 | 2750 | 0 | 0 | 1.277 | 29.3743 | 0 | 67.4149 | -13.3073 | -5.9683 | -25.9169 | 1931.7157 | 69.5979 | 4.2082 | 0 | 608098.754 | 0 | 1.2625 | 168.3289 | 246180.9714 | 0 | 0 | 26997.6819 | 0 | 0 | 0 | 1683.212 | 47515.7658 | 0.15866 | 0.00010078 | 4.7626 | 4.7626 | 4.7626 | 0 | 0 | 0 | 29201.3233 | 493565.9028 | 23 | 270 | 9.4656 | 69.747 | GT F | CC F
Colusa CC1b | CIPV | CA_CISO | CA | Thermal | CombinedCycle Gas | 334 | 165 | NG_Cal_PG&E LT | 2010-12-22 | 2050-12-31 | 134.2037 | 3.3778 | 0.81465 | 315.4661 | 318.1479 | 962890.0712 | 0 | 0 | 0.3291 | 107.9578 | 129.2234 | 21.2656 | 8472 | 457 | 3538 | 0 | 0 | 2.0221 | 53.3438 | 0 | 96.2716 | 8.6102 | 0.97078 | -25.9246 | 1736.8584 | 65.1576 | 6.5981 | 0 | 962890.07 | 0 | 1.9794 | 263.9255 | 385991.0551 | 0 | 0 | 42330.093 | 0 | 0 | 50.3326 | 246.1389 | 134403.5193 | 0.15866 | 0.00010078 | 4.7626 | 4.7626 | 4.7626 | 0 | 0 | 0.056881 | 1013.2572 | 2265623.2936 | 55 | 269 | 5.9672 | 131.49 | CC 7FA | CC F
Port Westward II 8 IC | PGE | NW_PGE | OR | Thermal | ICE | 18.73 | 3.84 | NG_Washington_Sumas | 2015-12-01 | 2050-12-31 | 157.3793 | 30.4558 | 8.6469 | 18.3216 | 18.1718 | 80439.2121 | 0 | 0 | 0.49026 | 9.5382 | 12.6595 | 3.1213 | 8592 | 220 | 6858 | 0 | 0 | 0 | 4.3446 | 0 | 109.4599 | 17.4407 | 5.3287 | -36.6183 | 1704.0602 | 95.9681 | 0.77968 | 0 | 80439.2121 | 0 | 0.2339 | 31.1871 | 45611.1099 | 0 | 0 | 5001.9877 | 44.1681 | 149.618 | 2276.8604 | 1093.9831 | 15642.7482 | 0.37688 | 0.20869 | 12.0258 | 0.031824 | 12.3093 | 0.02275 | 0.077393 | 6095.6745 | 423.0783 | 116623.2288 | 24 | 269 | 1.134 | 12.7826 | IC 18C50SG | IC Large
Frank Knutson 1 GT | PSCO | RM_PSCO | CO | Thermal | CombustionTurbine Gas | 67.4 | 40.44 | NG_Colorado_Cheyenne | 2002-06-01 | 2050-12-31 | 192.1843 | 77.7094 | 6.0256 | 63.0169 | 62.1925 | 276398.2519 | 0 | 0 | 0.46814 | 18.3876 | 53.1194 | 34.7318 | 8592 | 614 | 6344 | 0 | 0 | 0.12438 | 16.8479 | 0 | 140.112 | 49.4398 | 3.9816 | -25.6897 | 2521.6716 | 214.4271 | 3.624 | 0 | 276398.2519 | 0 | 1.0872 | 144.9604 | 212004.623 | 0 | 0 | 0 | 1632.9825 | 4782.4104 | 1867.5393 | 188.72 | 149131.0449 | 0.42135 | 0.055066 | 119.3454 | 43.2396 | 76.1058 | 1.0814 | 3.0547 | 46813.407 | 503.6288 | 10960216.0049 | 1009 | 268 | 0.55634 | 64.1269 | GT 7EA | GT E
Northeast 1 GT | AVA | NW_AVA | WA | Thermal | CombustionTurbine Gas | 57 | 0.89 | NG_Washington_King | 1998-01-01 | 2035-12-01 | 198.0755 | 49.0413 | 8.1856 | 53.1489 | 53.3353 | 148090.3264 | 0 | 0 | 0.29658 | 25.7391 | 29.3331 | 3.5939 | 8592 | 580 | 3112 | 0 | 0 | 0.066641 | 10.6762 | 0 | 110.1467 | 20.0846 | 3.3716 | -33.6373 | 1966.6936 | 104.5861 | 2.1563 | 0 | 148090.3264 | 0 | 0.64688 | 86.2509 | 126141.9149 | 0 | 0 | 13833.4787 | 0 | 0 | 6.2519 | 339.4072 | 2994.42 | 0.0011683 | 0.0011677 | 1.4929 | 0.031824 | 2.0045 | 0 | 0 | 0.010673 | 1157.0596 | 190958.2351 | 38 | 268 | 4.0001 | 29.5252 | GT | GT
Port Westward II 6 IC | PGE | NW_PGE | OR | Thermal | ICE | 18.73 | 3.84 | NG_Washington_Sumas | 2015-12-01 | 2050-12-31 | 156.7245 | 29.8141 | 8.5284 | 18.2085 | 18.332 | 81908.3127 | 0 | 0 | 0.49921 | 9.6787 | 12.837 | 3.1584 | 8592 | 220 | 6877 | 0 | 0 | 0 | 4.4078 | 0 | 109.4755 | 17.4407 | 5.3443 | -36.6183 | 1704.7069 | 95.9935 | 0.79127 | 0 | 81908.3127 | 0 | 0.23738 | 31.6507 | 46289.199 | 0 | 0 | 5076.351 | 77.9096 | 231.1403 | 2409.642 | 1067.2023 | 16592.6089 | 0.37688 | 0.20869 | 12.0258 | 0.031824 | 12.3093 | 0.053635 | 6742.6386 | 3678.1005 | 173.2043 | 98623.3367 | 13 | 268 | 1.1433 | 12.9463 | IC 18C50SG | IC Large
STKTN WW | CIPV | CA_CISO | CA | Thermal | CombustionTurbine Gas | 1.5 | 0.72 | NG_Cal_PG&E LT | 2024-03-20 | 2054-12-31 | 181.9832 | -15.0471 | 9.743 | 1.3861 | 1.4226 | 1493.916 | 0 | 0 | 0.11369 | 0.31116 | 0.27187 | -0.039291 | 8592 | 577 | 2192 | 0 | 0 | 0.0011109 | 0.15649 | 0 | 98.0803 | 5.8706 | 5.5191 | -26.5802 | 1911.8125 | 68.1323 | 0.019348 | 0 | 1493.916 | 0 | 0.0058044 | 0.77392 | 1131.8531 | 0 | 0 | 124.1258 | 0 | 0 | 3.6 | 120 | 343.284 | 0.15866 | 0.00010078 | 4.7626 | 4.7626 | 4.7626 | 0 | 0 | 15.72 | 6485.7436 | 15173.1395 | 1 | 268 | 0.070425 | 0.29354 | GT | GT
Sundt Rice 5 IC | TEPC | SW_TEPC | AZ | Thermal | ICE | 18.7 | 3.84 | NG_AZ_North-South | 2020-03-04 | 2065-12-31 | 69.1454 | -32.7049 | -9.1417 | 18.1611 | 18.3285 | 87248.3963 | 0 | 0 | 0.53261 | 4.5882 | 6.0328 | 1.4446 | 8592 | 220 | 6452 | 0 | 0 | 0 | 4.3829 | 0 | 46.4969 | -32.4146 | -7.7791 | -24.7336 | 1874.5291 | 65.0149 | 0.81277 | 0 | 87248.3963 | 0 | 0.24383 | 32.5106 | 47546.7725 | 0 | 0 | 0 | 2625.4577 | 2854.6869 | 2664.5096 | 3261.2996 | 14921.3438 | 1.0826 | 0.065843 | 12.0843 | 5.1679 | 6.9163 | 360.2951 | 551.2501 | 744.5954 | 619.0554 | 10864.5983 | 16 | 268 | 0.31428 | 6.046 | IC 18V50SG | IC Large
Haynes CC1b | LDWP | CA_LDWP | CA | Thermal | CombinedCycle Gas | 286.5 | 177.5 | NG_Cal_SoCalGas | 2005-01-25 | 2050-12-31 | 104.6549 | 3.81 | -4.1511 | 273.0006 | 269.4238 | 1119987.1714 | 0 | 0 | 0.44626 | 112.8285 | 117.2121 | 4.3836 | 8472 | 458 | 4796 | 0 | 0 | 2.352 | 52.9844 | 0 | 86.8784 | 4.1668 | -3.979 | -11.5293 | 1950.3181 | 67.0085 | 7.5906 | 0 | 1119987.1717 | 0 | 2.2772 | 303.6222 | 444047.4701 | 0 | 0 | 48696.908 | 149.5643 | 62.631 | 999.9225 | 16632.8853 | 62107.6007 | 0.51018 | 0.0002031 | 10.9758 | 5.1679 | 5.9579 | 0.1181 | 0.049503 | 6729.3767 | 213599.196 | 658437.9405 | 65 | 267 | 13.8852 | 118.0909 | CC 7FA | CC F
Magnolia CC | LDWP | CA_LDWP | CA | Thermal | CombinedCycle Gas | 305 | 170 | NG_Cal_SoCalGas | 2005-09-01 | 2050-12-31 | 106.0116 | 0.19863 | -5.6499 | 286.472 | 292.7125 | 1032810.2288 | 0 | 0 | 0.38656 | 105.5836 | 109.4899 | 3.9063 | 8472 | 458 | 4468 | 0 | 0 | 2.1689 | 49.0549 | 0 | 86.4111 | 4.2172 | -4.4967 | -11.5227 | 1938.613 | 66.6647 | 7.0212 | 0 | 1032810.2288 | 0 | 2.1064 | 280.8497 | 410742.6551 | 0 | 0 | 45044.5026 | 802.0954 | 136.7953 | 1120.92 | 35264.6026 | 139353.211 | 0.51018 | 0.0002031 | 10.9758 | 5.1679 | 5.9579 | 100.1824 | 0.12354 | 4157.5455 | 473154.3992 | 981213.8702 | 71 | 267 | 12.8817 | 110.9485 | CC 7FA | CC F
Kingsburg Cogen 1 GT | CIPV | CA_CISO | CA | Thermal | CombustionTurbine Gas | 30.474 | 13.409 | NG_Cal_PG&E LT | 1990-12-05 | 2051-12-31 | 162.7759 | 17.7352 | 9.9101 | 28.9788 | 29.0613 | 60279.4262 | 0 | 0 | 0.22581 | 8.7765 | 9.812 | 1.0355 | 8424 | 420 | 2073 | 0 | 0 | 0.062481 | 4.9134 | 0 | 94.786 | 4.388 | 3.7075 | -28.0049 | 2302.7717 | 93.603 | 0.61056 | 0 | 60279.4262 | 0 | 0.18317 | 24.4225 | 35717.9282 | 0 | 0 | 2818.9304 | 0 | 0 | 0 | 100.0462 | 600.2776 | 0.15866 | 0.00010078 | 4.7626 | 4.7626 | 4.7626 | 0 | 0 | 0 | 714.7557 | 3799.7501 | 1 | 266 | 1.0342 | 9.8166 | CC | CC
Los Medanos EC CC1a | CIPB | CA_CISO | CA | Thermal | CombinedCycle Gas | 287.5 | 122.5454 | NG_Cal_PG&E LT | 2001-06-09 | 2050-12-31 | 121.6774 | 5.7237 | 2.5254 | 273.3937 | 271.1575 | 1247830.4841 | 0 | 0 | 0.49547 | 134.5625 | 151.8327 | 17.2702 | 8472 | 458 | 5054 | 0 | 0 | 2.6204 | 68.5386 | 0 | 96.3511 | 7.7388 | 1.9218 | -26.0685 | 1827.0168 | 66.1214 | 8.5014 | 0 | 1247830.4841 | 0 | 2.5504 | 340.056 | 497331.9291 | 0 | 0 | 54540.4021 | 0 | 0 | 69.971 | 2352.8297 | 74690.9287 | 0.15866 | 0.00010078 | 4.7626 | 4.7626 | 4.7626 | 0 | 0 | 809.9649 | 17244.97 | 784553.2667 | 41 | 266 | 7.7516 | 152.6354 | CC 7FA+e | CC F
Yuma Cogen CC | AZPS | SW_AZPS | AZ | Thermal | CombinedCycle Gas | 54.49 | 45 | NG_AZ_North-South | 1994-03-01 | 2050-12-31 | 62.6434 | -36.1097 | -11.1936 | 51.4875 | 52.4451 | 268801.0488 | 0 | 0 | 0.56313 | 13.8229 | 16.8386 | 3.0157 | 8472 | 419 | 5573 | 0 | 0 | 0.56448 | 11.5107 | 0 | 43.1622 | -34.2776 | -9.2508 | -34.3838 | 1823.7782 | 62.5083 | 2.1338 | 0 | 268801.0488 | 0 | 0.64014 | 85.3522 | 124827.6068 | 0 | 0 | 0 | 3535.314 | 1145.1081 | 2212.0912 | 1403.6168 | 12040.6773 | 0.94841 | 0.0016464 | 11.9962 | 5.1679 | 6.8283 | 2940.2999 | 0.95264 | 14032.9958 | 242.2571 | 136671.4207 | 105 | 266 | 1.0462 | 16.9925 | CC 6B | CC B
Frank Knutson 2 GT | PSCO | RM_PSCO | CO | Thermal | CombustionTurbine Gas | 74 | 47.09 | NG_Colorado_Cheyenne | 2002-06-01 | 2050-12-31 | 194.6057 | 80.0148 | 6.1242 | 68.4097 | 69.324 | 305538.2256 | 0 | 0 | 0.47134 | 20.6684 | 59.4595 | 38.7911 | 8592 | 617 | 6343 | 0 | 0 | 0.13749 | 18.9924 | 0 | 140.0809 | 49.4415 | 3.9488 | -25.6897 | 2521.2827 | 214.3705 | 4.0791 | 0 | 305538.2256 | 0 | 1.2237 | 163.1651 | 238629.0236 | 0 | 0 | 0 | 2143.0411 | 5510.2159 | 1331.9998 | 149.6665 | 162362.0975 | 0.42135 | 0.055066 | 119.3454 | 43.2396 | 76.1058 | 1.4225 | 3.515 | 30352.1572 | 164.7084 | 11546077.2756 | 1119 | 265 | 0.67838 | 71.0361 | GT 7EA | GT E
GilroyCC-Total | CIPB | CA_CISO | CA | Thermal | CombinedCycle Gas | 110 | 44.3949 | NG_Cal_PG&E LT | 1987-01-01 | 2050-12-31 | 152.4064 | -1.1402 | 3.1822 | 105.4595 | 103.8383 | 181044.7644 | 0 | 0 | 0.18788 | 25.6417 | 27.5924 | 1.9507 | 8472 | 415 | 2127 | 0 | 0 | 0.38019 | 12.2497 | 0 | 100.1814 | 10.2984 | 3.1924 | -26.2613 | 1909.2787 | 67.0359 | 1.5177 | 0 | 181044.7644 | 0 | 0.45532 | 60.7091 | 88787.0568 | 0 | 0 | 9736.9209 | 0 | 124.2312 | 0 | 1914.0185 | 31746.9538 | 0.15866 | 0.00010078 | 4.7626 | 4.7626 | 4.7626 | 0 | 0.041898 | 0 | 25633.6909 | 535226.0605 | 1592 | 265 | 2.9955 | 28.1532 | CC 7E | CC E
Mesquite CC2a | TH_PV | SW_TH_PV | AZ | Thermal | CombinedCycle Gas | 312 | 160 | NG_AZ_North-South | 2003-12-01 | 2050-12-31 | 63.1724 | -33.8229 | -12.0302 | 294.6869 | 297.1921 | 1419643.6371 | 0 | 0 | 0.51942 | 66.5078 | 89.6823 | 23.1746 | 8424 | 457 | 5525 | 0 | 0 | 2.9813 | 53.9231 | 0 | 43.9465 | -32.4671 | -10.2769 | -25.1252 | 1869.8123 | 63.7781 | 10.0169 | 0 | 1419643.6291 | 0 | 3.0051 | 400.6765 | 585989.3357 | 0 | 0 | 0 | 0 | 0 | 0 | 0 | 0 | 0 | 0 | 0 | 0 | 0 | 0 | 0 | 0 | 0 | 0 | 2589 | 265 | 4.2073 | 89.6823 | CC 7001FA | CC F
Scat CC1 1 CC | LDWP | CA_LDWP | CA | Thermal | CombinedCycle Gas | 300 | 123 | NG_Cal_SoCalGas | 2029-12-31 | 2051-12-31 | 105.8583 | 2.0887 | -3.9068 | 262.9673 | 252.9801 | 1474245.1671 | 0 | 0 | 0.56098 | 129.4294 | 156.0611 | 26.6316 | 8424 | 1202 | 5128 | 0 | 0 | 1.5281 | 73.3232 | 0 | 87.5157 | 4.457 | -3.6319 | -11.2381 | 1981.103 | 68.2022 | 10.4748 | 0 | 1474245.1671 | 0 | 3.1424 | 418.9924 | 612776.3928 | 0 | 0 | 48361.5428 | 467.5313 | 158.4588 | 75.3347 | 995.6921 | 5660.5125 | 0.51018 | 0.0002031 | 10.9758 | 5.1679 | 5.9579 | 0.56061 | 0.18984 | 1225.3828 | 504.4271 | 88451.108 | 19 | 265 | 7.4342 | 156.1512 | ST-OT | ST-NG
Grays Harbor 1 GT | BPAT | NW_BPAT | WA | Thermal | CombustionTurbine Gas | 198.8 | 95.424 | NG_Washington_Sumas | 2026-06-01 | 2054-12-31 | 180.1778 | 35.1511 | 10.2296 | 194.5422 | 192.0527 | 639522.2776 | 0 | 0 | 0.36723 | 85.3697 | 115.2277 | 29.858 | 8424 | 233 | 3677 | 0 | 0 | 0.66288 | 37.7228 | 0 | 110.0868 | 17.6005 | 5.7958 | -36.2299 | 1692.8636 | 97.082 | 6.75 | 0 | 639522.2776 | 0 | 2.025 | 269.9982 | 394872.346 | 0 | 0 | 43304.0695 | 0 | 2360.3143 | 1.6689e-05 | 1.0014e-05 | 40.3544 | 0.13517 | 0.13517 | 0.67195 | 0.031824 | 0.68397 | 0 | 112224.7465 | 0.0001249 | 0.00019111 | 1834.5244 | 19 | 264 | 9.4198 | 115.3418 | GT F | GT F
Mesquite CC2b | TH_PV | SW_TH_PV | AZ | Thermal | CombinedCycle Gas | 312 | 160 | NG_AZ_North-South | 2003-12-01 | 2050-12-31 | 63.7894 | -34.9374 | -12.2979 | 297.1168 | 293.8344 | 1415915.4521 | 0 | 0 | 0.51806 | 66.6063 | 90.3204 | 23.714 | 8424 | 456 | 5502 | 0 | 0 | 2.9734 | 54.0653 | 0 | 43.9472 | -32.4671 | -10.2762 | -25.1252 | 1869.8193 | 63.7784 | 10.044 | 0 | 1415915.4448 | 0 | 3.0132 | 401.7599 | 587573.9327 | 0 | 0 | 0 | 0 | 0 | 0 | 0 | 0 | 0 | 0 | 0 | 0 | 0 | 0 | 0 | 0 | 0 | 0 | 2606 | 264 | 4.4116 | 90.3204 | CC 7001FA | CC F
Port Westward II 7 IC | PGE | NW_PGE | OR | Thermal | ICE | 18.73 | 3.84 | NG_Washington_Sumas | 2015-12-01 | 2050-12-31 | 158.2836 | 30.5918 | 8.6298 | 18.2085 | 18.332 | 81744.0293 | 0 | 0 | 0.49821 | 9.6779 | 12.9387 | 3.2608 | 8592 | 220 | 6876 | 0 | 0 | 0 | 4.4084 | 0 | 109.4599 | 17.4407 | 5.3287 | -36.6183 | 1704.0602 | 95.9681 | 0.79118 | 0 | 81744.0293 | 0 | 0.23735 | 31.6473 | 46284.2008 | 0 | 0 | 5075.8029 | 106.8442 | 157.8163 | 1950.8486 | 1222.2117 | 15768.4548 | 0.37688 | 0.20869 | 12.0258 | 0.031824 | 12.3093 | 0.057376 | 2089.9512 | 4053.5893 | 489.7157 | 115815.0175 | 37 | 264 | 1.1179 | 13.0612 | IC 18C50SG | IC Large
Delta EC CC1b | CIPB | CA_CISO | CA | Thermal | CombinedCycle Gas | 280 | 193.333 | NG_Cal_PG&E LT | 2002-06-17 | 2050-12-31 | 120.8295 | 5.2663 | 2.3024 | 264.081 | 267.4834 | 1131930.9231 | 0 | 0 | 0.46149 | 122.4449 | 136.7707 | 14.3258 | 8424 | 454 | 4534 | 0 | 0 | 2.3771 | 62.0359 | 0 | 96.4046 | 7.7443 | 1.9697 | -26.0762 | 1832.0466 | 66.2956 | 7.7186 | 0 | 1131930.9077 | 0 | 2.3156 | 308.7437 | 451537.6368 | 0 | 0 | 49518.3244 | 0 | 0 | 42.889 | 2150.5742 | 54792.0034 | 0.15866 | 0.00010078 | 4.7626 | 4.7626 | 4.7626 | 0 | 0 | 469.5319 | 26979.7665 | 757680.2421 | 2880 | 263 | 8.5006 | 137.5558 | CC 501F | CC F
Metcalf CC1b | CIPB | CA_CISO | CA | Thermal | CombinedCycle Gas | 296 | 119.5691 | NG_Cal_PG&E LT | 2005-05-27 | 2050-12-31 | 123.386 | 5.1504 | 3.7484 | 279.0561 | 282.7682 | 1156520.8601 | 0 | 0 | 0.44602 | 128.0002 | 142.6984 | 14.6983 | 8472 | 456 | 4767 | 0 | 0 | 2.4287 | 64.9074 | 0 | 98.8873 | 9.503 | 2.6937 | -26.0505 | 1930.3877 | 68.2647 | 8.0549 | 0 | 1156520.8603 | 0 | 2.4165 | 322.1965 | 471212.4796 | 0 | 0 | 51675.9872 | 0 | 0 | 0 | 1272.5058 | 85094.9609 | 0.15866 | 0.00010078 | 4.7626 | 4.7626 | 4.7626 | 0 | 0 | 0 | 25866.4987 | 697377.0013 | 37 | 263 | 7.2155 | 143.4217 | CC 5001FD | CC F
Port Westward II 12 IC | PGE | NW_PGE | OR | Thermal | ICE | 18.73 | 3.84 | NG_Washington_Sumas | 2015-12-01 | 2050-12-31 | 158.4862 | 30.7682 | 8.5971 | 18.2085 | 18.332 | 79706.7681 | 0 | 0 | 0.4858 | 9.4637 | 12.6324 | 3.1687 | 8592 | 220 | 6843 | 0 | 0 | 0 | 4.311 | 0 | 109.4561 | 17.4407 | 5.3249 | -36.6183 | 1703.8458 | 95.9604 | 0.77362 | 0 | 79706.7681 | 0 | 0.23209 | 30.9449 | 45256.9599 | 0 | 0 | 4963.1495 | 7.2331 | 69.7834 | 1791.1738 | 946.27 | 11460.7617 | 0.37688 | 0.20869 | 12.0258 | 0.031824 | 12.3093 | 0.0029309 | 0.047274 | 4267.389 | 365.3083 | 123874.6029 | 19 | 263 | 1.1268 | 12.7609 | IC 18C50SG | IC Large
Delta EC CC1a | CIPB | CA_CISO | CA | Thermal | CombinedCycle Gas | 280 | 193.333 | NG_Cal_PG&E LT | 2002-06-17 | 2050-12-31 | 120.7365 | 5.2074 | 2.3319 | 265.553 | 265.3201 | 1156626.1946 | 0 | 0 | 0.47155 | 126.383 | 139.6469 | 13.264 | 8424 | 455 | 4634 | 0 | 0 | 2.4289 | 64.2232 | 0 | 96.3995 | 7.7428 | 1.9661 | -26.0768 | 1831.8457 | 66.2821 | 7.9871 | 0 | 1156626.179 | 0 | 2.3961 | 319.4841 | 467245.5428 | 0 | 0 | 51240.9476 | 0 | 0 | 0 | 1700.1065 | 57772.1752 | 0.15866 | 0.00010078 | 4.7626 | 4.7626 | 4.7626 | 0 | 0 | 0 | 20933.6269 | 765022.514 | 2940 | 262 | 8.7437 | 140.4329 | CC 501F | CC F
Klamath Generation Peaking 2 GT | PACW | NW_PACW | OR | Thermal | CombustionTurbine Gas | 28.8 | 12.9103 | NG_Oregon_Malin | 2002-05-02 | 2051-12-31 | 131.2452 | 16.0947 | 5.7468 | 27.1122 | 26.694 | 90008.8954 | 0 | 0 | 0.35677 | 10.6083 | 11.8132 | 1.2049 | 8424 | 566 | 6549 | 0 | 0 | 0.093297 | 5.4816 | 0 | 104.257 | 13.1025 | 4.4639 | -40.6496 | 1810.6984 | 86.2818 | 1.0415 | 0 | 90008.8954 | 0 | 0.31246 | 41.6607 | 60928.8032 | 0 | 0 | 4808.6232 | 238.8778 | 243.6387 | 8122.4159 | 15.8897 | 78296.178 | 27.0174 | 18.7409 | 65.6973 | 0.031824 | 65.2925 | 53046.9019 | 48383.3134 | 566186.6287 | 3.8067 | 5673021.9562 | 31 | 262 | 0.63329 | 18.1539 | GT FT8 TwinPac | GT Aero
Port Westward II 1 IC | PGE | NW_PGE | OR | Thermal | ICE | 18.73 | 3.84 | NG_Washington_Sumas | 2015-12-01 | 2050-12-31 | 157.2834 | 30.2624 | 8.6327 | 18.2887 | 18.2028 | 81994.7234 | 0 | 0 | 0.49974 | 9.6833 | 12.8964 | 3.2131 | 8592 | 223 | 6868 | 0 | 0 | 0 | 4.4104 | 0 | 109.4692 | 17.4407 | 5.338 | -36.6183 | 1704.4731 | 95.9843 | 0.79165 | 0 | 81994.7234 | 0 | 0.23749 | 31.6659 | 46311.3921 | 0 | 0 | 5078.7849 | 172.406 | 624.9587 | 3843.7767 | 1034.8585 | 19352.4266 | 0.37688 | 0.20869 | 12.0258 | 0.031824 | 12.3093 | 460.4161 | 5958.6857 | 5755.5965 | 475.0141 | 100215.3711 | 9 | 262 | 1.1171 | 13.0093 | IC 18C50SG | IC Large
Port Westward II 11 IC | PGE | NW_PGE | OR | Thermal | ICE | 18.73 | 3.84 | NG_Washington_Sumas | 2015-12-01 | 2050-12-31 | 158.901 | 30.9987 | 8.6625 | 18.3252 | 18.1667 | 79802.0472 | 0 | 0 | 0.48638 | 9.4837 | 12.6806 | 3.1969 | 8592 | 220 | 6858 | 0 | 0 | 0 | 4.3199 | 0 | 109.4561 | 17.4407 | 5.3249 | -36.6183 | 1703.8458 | 95.9604 | 0.77535 | 0 | 79802.0472 | 0 | 0.2326 | 31.0139 | 45357.8094 | 0 | 0 | 4974.2093 | 17.1647 | 85.5161 | 1876.0994 | 1029.5065 | 12697.2601 | 0.37688 | 0.20869 | 12.0258 | 0.031824 | 12.3093 | 0.0069421 | 0.056537 | 3292.004 | 173.0477 | 132664.8633 | 19 | 262 | 1.1257 | 12.8168 | IC 18C50SG | IC Large
Bluffview Rice 1 IC | WACM | RM_WACM | NM | Thermal | ICE | 18 | 3.6 | NG_Colorado_Cheyenne | 2022-10-05 | 2054-12-31 | 81.335 | -19.5132 | -4.9343 | 17.5234 | 17.6026 | 64136.9408 | 0 | 0 | 0.40675 | 3.2823 | 5.2166 | 1.9343 | 8424 | 216 | 6701 | 0 | 0 | 0.06648 | 3.1256 | 0 | 57.5984 | -24.4784 | -4.6137 | -22.6492 | 1899.474 | 72.1503 | 0.66969 | 0 | 64136.9408 | 0 | 0.20091 | 26.7877 | 39177.0458 | 0 | 0 | 0 | 0 | 0 | 414.6453 | 8837.1203 | 34258.7819 | 0.075305 | 0.00032051 | 86.4793 | 43.2396 | 43.2397 | 0 | 0 | 23430.3152 | 492844.1941 | 3655656.7277 | 69 | 261 | 0.022648 | 9.3885 | IC Large | IC Large
Huntington Beach CC1a | CISC | CA_CISO | CA | Thermal | CombinedCycle Gas | 345 | 168.45 | NG_Cal_SoCalGas | 2020-02-04 | 2050-12-31 | 107.066 | -7.5043 | -5.0616 | 326.3931 | 327.9594 | 1081690.3902 | 0 | 0 | 0.35791 | 113.0757 | 115.8122 | 2.7365 | 8424 | 456 | 3863 | 0 | 0 | 1.947 | 52.4399 | 0 | 69.9795 | -12.0182 | -4.6929 | -26.9189 | 1973.5066 | 71.6879 | 7.4889 | 0 | 1081690.3902 | 0 | 2.2467 | 299.5562 | 438100.9592 | 0 | 0 | 48044.7785 | 0 | 0 | 38.2361 | 1118.572 | 40722.0491 | 0.15866 | 0.00010078 | 4.7626 | 4.7626 | 4.7626 | 0 | 0 | 0.032181 | 4970.3345 | 114933.2445 | 37 | 261 | 13.4291 | 115.9321 | CC 7FA.05 | CC F New
Mtnview CC3b | CISC | CA_CISO | CA | Thermal | CombinedCycle Gas | 271.5 | 135 | NG_Cal_SoCalGas | 2005-12-10 | 2050-12-31 | 107.1593 | -6.6948 | -5.7323 | 255.1127 | 260.7868 | 802107.0085 | 0 | 0 | 0.33725 | 83.7602 | 85.9532 | 2.193 | 8424 | 453 | 3712 | 0 | 0 | 1.6844 | 38.5648 | 0 | 68.7706 | -12.5556 | -5.3643 | -29.327 | 1966.9856 | 71.5366 | 5.5187 | 0 | 802107.0085 | 0 | 1.6556 | 220.7461 | 322841.1588 | 0 | 0 | 35404.6982 | 0 | 0 | 1.9073e-06 | 490.3852 | 31056.6656 | 0.15866 | 0.00010078 | 4.7626 | 4.7626 | 4.7626 | 0 | 0 | 3.3204e-05 | 2608.8354 | 114236.263 | 28 | 261 | 10.3285 | 86.0701 | CC 7FA.04 | CC F
Sundt Rice 8 IC | TEPC | SW_TEPC | AZ | Thermal | ICE | 18.7 | 3.84 | NG_AZ_North-South | 2019-12-22 | 2065-12-31 | 69.0027 | -33.1148 | -9.221 | 18.2376 | 18.2201 | 87593.5605 | 0 | 0 | 0.53472 | 4.6108 | 6.0442 | 1.4334 | 8592 | 220 | 6474 | 0 | 0 | 0 | 4.4055 | 0 | 46.4989 | -32.4146 | -7.7771 | -24.7236 | 1874.519 | 65.0046 | 0.81677 | 0 | 87593.5605 | 0 | 0.24503 | 32.6707 | 47780.9455 | 0 | 0 | 0 | 1987.5752 | 2037.1277 | 2845.269 | 3729.9275 | 13241.4468 | 1.0826 | 0.065843 | 12.0843 | 5.1679 | 6.9163 | 574.6856 | 1.5633 | 2001.6249 | 4176.7436 | 8852.1234 | 18 | 261 | 0.31154 | 6.0598 | IC 18V50SG | IC Large
Sundt Rice 9 IC | TEPC | SW_TEPC | AZ | Thermal | ICE | 18.7 | 3.84 | NG_AZ_North-South | 2019-12-22 | 2065-12-31 | 69.1303 | -32.9159 | -9.1879 | 18.2959 | 18.1376 | 87265.1872 | 0 | 0 | 0.53272 | 4.6006 | 6.0327 | 1.4321 | 8592 | 220 | 6495 | 0 | 0 | 0 | 4.3959 | 0 | 46.4989 | -32.4146 | -7.7771 | -24.7236 | 1874.519 | 65.0046 | 0.81515 | 0 | 87265.1872 | 0 | 0.24455 | 32.6062 | 47686.5002 | 0 | 0 | 0 | 1441.3291 | 1981.2604 | 2903.1495 | 3607.6353 | 13013.3775 | 1.0826 | 0.065843 | 12.0843 | 5.1679 | 6.9163 | 360.9455 | 1.5221 | 9721.8982 | 254.4167 | 6852.0724 | 13 | 261 | 0.31787 | 6.0499 | IC 18V50SG | IC Large
Huntington Beach CC1b | CISC | CA_CISO | CA | Thermal | CombinedCycle Gas | 345 | 168.45 | NG_Cal_SoCalGas | 2020-02-04 | 2050-12-31 | 107.9202 | -8.2015 | -5.1185 | 324.5794 | 330.625 | 1072020.5012 | 0 | 0 | 0.35472 | 112.6186 | 115.6927 | 3.0741 | 8424 | 455 | 3804 | 0 | 0 | 1.9296 | 52.2568 | 0 | 69.9742 | -12.0187 | -4.6976 | -26.9189 | 1973.3816 | 71.6835 | 7.4617 | 0 | 1072020.5012 | 0 | 2.2385 | 298.4698 | 436512.067 | 0 | 0 | 47870.5311 | 0 | 0 | 2.0027e-05 | 51.1458 | 35899.9078 | 0.15866 | 0.00010078 | 4.7626 | 4.7626 | 4.7626 | 0 | 0 | 0.00034864 | 0.052019 | 112947.846 | 36 | 260 | 13.2604 | 115.8056 | CC 7FA.05 | CC F New
Port Westward II 5 IC | PGE | NW_PGE | OR | Thermal | ICE | 18.73 | 3.84 | NG_Washington_Sumas | 2015-12-01 | 2050-12-31 | 155.9537 | 29.2248 | 8.3873 | 18.2049 | 18.332 | 81874.32 | 0 | 0 | 0.49901 | 9.6488 | 12.7686 | 3.1198 | 8592 | 221 | 6872 | 0 | 0 | 0 | 4.3947 | 0 | 109.4755 | 17.4407 | 5.3443 | -36.6183 | 1704.7069 | 95.9935 | 0.78881 | 0 | 81874.32 | 0 | 0.23664 | 31.5526 | 46145.6611 | 0 | 0 | 5060.6098 | 124.508 | 306.7618 | 3021.4979 | 936.683 | 16956.3117 | 0.37688 | 0.20869 | 12.0258 | 0.031824 | 12.3093 | 178.6064 | 6742.6779 | 5614.8335 | 459.7456 | 96745.6035 | 10 | 260 | 1.1435 | 12.8783 | IC 18C50SG | IC Large
Port Westward II 9 IC | PGE | NW_PGE | OR | Thermal | ICE | 18.73 | 3.84 | NG_Washington_Sumas | 2015-12-01 | 2050-12-31 | 157.2247 | 30.3441 | 8.6411 | 18.3252 | 18.1667 | 80233.025 | 0 | 0 | 0.489 | 9.5343 | 12.6146 | 3.0803 | 8592 | 220 | 6866 | 0 | 0 | 0 | 4.3441 | 0 | 109.4599 | 17.4407 | 5.3287 | -36.6183 | 1704.0602 | 95.9681 | 0.77936 | 0 | 80233.025 | 0 | 0.23381 | 31.1742 | 45592.3221 | 0 | 0 | 4999.9273 | 38.69 | 105.791 | 2133.8974 | 907.6791 | 15262.2654 | 0.37688 | 0.20869 | 12.0258 | 0.031824 | 12.3093 | 0.020569 | 0.059776 | 4098.7504 | 558.1409 | 127916.0767 | 18 | 260 | 1.1328 | 12.7472 | IC 18C50SG | IC Large
Red Hawk CC1b | TH_PV | SW_TH_PV | AZ | Thermal | CombinedCycle Gas | 272.5 | 140 | NG_AZ_North-South | 2002-07-01 | 2050-12-31 | 61.4398 | -35.126 | -12.2258 | 256.1585 | 261.5218 | 1252816.4449 | 0 | 0 | 0.52483 | 57.4769 | 76.9727 | 19.4958 | 8424 | 454 | 5615 | 0 | 0 | 2.6309 | 46.636 | 0 | 44.0583 | -32.4671 | -10.1651 | -25.1199 | 1873.5742 | 63.9058 | 8.6538 | 0 | 1252816.436 | 0 | 2.5961 | 346.152 | 506247.2959 | 0 | 0 | 0 | 0 | 0 | 0 | 0 | 0 | 0 | 0 | 0 | 0 | 0 | 0 | 0 | 0 | 0 | 0 | 4176 | 259 | 3.562 | 76.9727 | CC 7001F | CC F
WatsonCogenCC-Total | CISC | CA_CISO | CA | Thermal | CombinedCycle Gas | 269.405 | 182 | NG_Cal_SoCalGas | 1987-12-04 | 2050-12-31 | 137.8753 | -8.8801 | -3.1401 | 257.6028 | 255.1319 | 408631.0932 | 0 | 0 | 0.17315 | 52.2686 | 56.3401 | 4.0715 | 8472 | 417 | 1906 | 0 | 0 | 0.85813 | 22.7429 | 0 | 72.2594 | -10.8606 | -3.5705 | -25.6844 | 1991.0057 | 72.5545 | 3.2493 | 0 | 408631.0932 | 0 | 0.97479 | 129.9722 | 190084.2852 | 0 | 0 | 20845.7828 | 0 | 0 | 23.7224 | 359.2386 | 67539.1625 | 0.15866 | 0.00010078 | 4.7626 | 4.7626 | 4.7626 | 0 | 0 | 0.019649 | 2614.4499 | 190090.612 | 16 | 259 | 7.4774 | 56.5328 | CC 7EA | CC E
Colusa CC1a | CIPV | CA_CISO | CA | Thermal | CombinedCycle Gas | 334 | 165 | NG_Cal_PG&E LT | 2010-12-22 | 2050-12-31 | 131.3296 | 3.647 | -0.22011 | 318.7827 | 313.4476 | 946279.57 | 0 | 0 | 0.32342 | 106.5997 | 124.2745 | 17.6748 | 8472 | 457 | 3513 | 0 | 0 | 1.9872 | 52.8589 | 0 | 95.7448 | 8.6127 | 0.44155 | -25.9036 | 1717.1665 | 64.4033 | 6.5318 | 0 | 946279.5686 | 0 | 1.9595 | 261.273 | 382111.7978 | 0 | 0 | 41904.6704 | 0 | 0 | 69.5 | 497.2527 | 140690.4508 | 0.15866 | 0.00010078 | 4.7626 | 4.7626 | 4.7626 | 0 | 0 | 0.078542 | 1298.5395 | 2400317.3272 | 58 | 258 | 5.9477 | 126.6761 | CC 7FA | CC F
Harry Allen 1 GT | NEVP | SW_NVE | NV | Thermal | CombustionTurbine Gas | 75 | 68.0921 | NG_Nevada_South | 1995-06-01 | 2046-12-31 | 107.8319 | -41.0813 | -11.2913 | 69.3925 | 70.3642 | 98482.7543 | 0 | 0 | 0.1499 | 12.3831 | 10.6196 | -1.7635 | 8424 | 608 | 1419 | 0 | 0 | 0.10208 | 5.7635 | 0 | 45.0402 | -33.7063 | -7.944 | -24.8611 | 1879.5194 | 64.7381 | 1.1107 | 0 | 98482.7543 | 0 | 0.33322 | 44.43 | 64978.8452 | 0 | 0 | 5128.2606 | 0 | 0 | 194.2272 | 13.8158 | 3298.2669 | 0.19614 | 0.00021973 | 4.6327 | 0.031824 | 4.6009 | 0 | 0 | 2875.4271 | 202.0512 | 85523.8495 | 5 | 258 | 3.6139 | 10.7082 | GT E 7FA+e (GE) | GT E
Port Westward II 2 IC | PGE | NW_PGE | OR | Thermal | ICE | 18.73 | 3.84 | NG_Washington_Sumas | 2015-12-01 | 2050-12-31 | 157.1407 | 29.7775 | 8.5432 | 18.3289 | 18.1718 | 82035.323 | 0 | 0 | 0.49999 | 9.6912 | 12.8911 | 3.1999 | 8592 | 218 | 6881 | 0 | 0 | 0 | 4.4148 | 0 | 109.4692 | 17.4407 | 5.338 | -36.6183 | 1704.4731 | 95.9843 | 0.79225 | 0 | 82035.323 | 0 | 0.23767 | 31.6898 | 46346.3529 | 0 | 0 | 5082.6189 | 215.2024 | 492.8578 | 3053.938 | 1210.2904 | 19356.4907 | 0.37688 | 0.20869 | 12.0258 | 0.031824 | 12.3093 | 233.0436 | 336.8175 | 2544.0917 | 369.4602 | 105885.656 | 18 | 258 | 1.1231 | 13.0005 | IC 18C50SG | IC Large
Port Westward II 3 IC | PGE | NW_PGE | OR | Thermal | ICE | 18.73 | 3.84 | NG_Washington_Sumas | 2015-12-01 | 2050-12-31 | 157.2336 | 30.3698 | 8.6508 | 18.3289 | 18.1667 | 80846.9709 | 0 | 0 | 0.49274 | 9.5961 | 12.7119 | 3.1157 | 8592 | 219 | 6882 | 0 | 0 | 0 | 4.3708 | 0 | 109.4692 | 17.4407 | 5.338 | -36.6183 | 1704.4731 | 95.9843 | 0.78466 | 0 | 80846.9709 | 0 | 0.2354 | 31.3865 | 45902.7142 | 0 | 0 | 5033.9668 | 115.354 | 484.4152 | 2917.572 | 1044.2123 | 19446.9269 | 0.37688 | 0.20869 | 12.0258 | 0.031824 | 12.3093 | 23.9037 | 3367.5632 | 3541.2979 | 577.5497 | 109591.6102 | 20 | 258 | 1.163 | 12.829 | IC 18C50SG | IC Large
Mtnview CC3a | CISC | CA_CISO | CA | Thermal | CombinedCycle Gas | 271.5 | 135 | NG_Cal_SoCalGas | 2005-12-10 | 2050-12-31 | 107.5967 | -7.2369 | -5.8281 | 255.6942 | 259.5882 | 800124.3013 | 0 | 0 | 0.33642 | 83.3072 | 86.0907 | 2.7835 | 8424 | 458 | 3685 | 0 | 0 | 1.6803 | 38.4087 | 0 | 68.7698 | -12.5557 | -5.3651 | -29.327 | 1966.9551 | 71.5344 | 5.4919 | 0 | 800124.3013 | 0 | 1.6476 | 219.6765 | 321276.8259 | 0 | 0 | 35233.144 | 0 | 0 | 0 | 410.4698 | 33320.8969 | 0.15866 | 0.00010078 | 4.7626 | 4.7626 | 4.7626 | 0 | 0 | 0 | 1480.973 | 121538.6338 | 31 | 257 | 9.7269 | 86.2137 | CC 7FA.04 | CC F
Port Westward II 10 IC | PGE | NW_PGE | OR | Thermal | ICE | 18.73 | 3.84 | NG_Washington_Sumas | 2015-12-01 | 2050-12-31 | 157.7665 | 30.3568 | 8.6493 | 18.2304 | 18.2959 | 80740.3266 | 0 | 0 | 0.49209 | 9.5643 | 12.7381 | 3.1738 | 8592 | 221 | 6878 | 0 | 0 | 0 | 4.3582 | 0 | 109.4561 | 17.4407 | 5.3249 | -36.6183 | 1703.8458 | 95.9604 | 0.78171 | 0 | 80740.3266 | 0 | 0.23451 | 31.2686 | 45730.3265 | 0 | 0 | 5015.0617 | 52.6277 | 74.92 | 2057.0556 | 1026.9763 | 14025.1203 | 0.37688 | 0.20869 | 12.0258 | 0.031824 | 12.3093 | 0.029811 | 0.043734 | 5684.0725 | 195.8425 | 123077.0264 | 13 | 257 | 1.1236 | 12.8671 | IC 18C50SG | IC Large
Port Westward II 4 IC | PGE | NW_PGE | OR | Thermal | ICE | 18.73 | 3.84 | NG_Washington_Sumas | 2015-12-01 | 2050-12-31 | 156.3511 | 30.3686 | 8.6448 | 18.2632 | 18.2597 | 82066.3863 | 0 | 0 | 0.50018 | 9.656 | 12.8312 | 3.1751 | 8592 | 219 | 6880 | 0 | 0 | 0 | 4.3983 | 0 | 109.4755 | 17.4407 | 5.3443 | -36.6183 | 1704.7069 | 95.9935 | 0.78935 | 0 | 82066.3863 | 0 | 0.2368 | 31.5739 | 46176.8861 | 0 | 0 | 5064.0341 | 174.9859 | 394.3718 | 2854.2538 | 1146.5367 | 17936.0846 | 0.37688 | 0.20869 | 12.0258 | 0.031824 | 12.3093 | 303.8432 | 6803.132 | 5779.781 | 66.8499 | 97939.4585 | 11 | 257 | 1.1118 | 12.9421 | IC 18C50SG | IC Large
Sundt Rice 10 IC | TEPC | SW_TEPC | AZ | Thermal | ICE | 18.7 | 3.84 | NG_AZ_North-South | 2019-12-22 | 2065-12-31 | 68.1902 | -33.1218 | -9.186 | 18.1648 | 18.3285 | 87486.1626 | 0 | 0 | 0.53406 | 4.593 | 5.9657 | 1.3727 | 8592 | 219 | 6527 | 0 | 0 | 0 | 4.3883 | 0 | 46.4989 | -32.4146 | -7.7771 | -24.7236 | 1874.519 | 65.0046 | 0.81375 | 0 | 87486.1626 | 0 | 0.24413 | 32.55 | 47604.3873 | 0 | 0 | 0 | 1694.9382 | 1288.9437 | 3059.2669 | 3430.7641 | 12234.646 | 1.0826 | 0.065843 | 12.0843 | 5.1679 | 6.9163 | 418.3797 | 1.0058 | 17156.937 | 307.792 | 7216.9534 | 16 | 257 | 0.30067 | 5.9908 | IC 18V50SG | IC Large
Delta EC CC1c | CIPB | CA_CISO | CA | Thermal | CombinedCycle Gas | 280 | 193.333 | NG_Cal_PG&E LT | 2002-06-17 | 2050-12-31 | 121.0876 | 5.3365 | 2.3523 | 264.5171 | 266.7881 | 1138110.5949 | 0 | 0 | 0.464 | 123.6982 | 137.811 | 14.1128 | 8424 | 455 | 4548 | 0 | 0 | 2.39 | 62.8471 | 0 | 96.4061 | 7.7445 | 1.971 | -26.0768 | 1832.0824 | 66.2955 | 7.8191 | 0 | 1138110.5796 | 0 | 2.3457 | 312.7641 | 457417.4173 | 0 | 0 | 50163.1364 | 0 | 0 | 28 | 2882.2171 | 52565.4972 | 0.15866 | 0.00010078 | 4.7626 | 4.7626 | 4.7626 | 0 | 0 | 669.7555 | 30355.2426 | 745683.852 | 2921 | 256 | 8.1714 | 138.5878 | CC 501F | CC F
Los Medanos EC CC1b | CIPB | CA_CISO | CA | Thermal | CombinedCycle Gas | 287.5 | 122.5454 | NG_Cal_PG&E LT | 2001-06-09 | 2050-12-31 | 121.1685 | 5.6757 | 2.4948 | 272.498 | 272.5062 | 1250245.7135 | 0 | 0 | 0.49642 | 133.8356 | 151.4903 | 17.6547 | 8472 | 457 | 5079 | 0 | 0 | 2.6255 | 68.3053 | 0 | 96.3521 | 7.7392 | 1.9224 | -26.0728 | 1827.0168 | 66.122 | 8.4733 | 0 | 1250245.7135 | 0 | 2.542 | 338.932 | 495688.0707 | 0 | 0 | 54360.1267 | 0 | 0 | 23.3237 | 1754.7498 | 71268.1807 | 0.15866 | 0.00010078 | 4.7626 | 4.7626 | 4.7626 | 0 | 0 | 44.357 | 18652.0162 | 773346.658 | 43 | 256 | 7.855 | 152.2824 | CC 7FA+e | CC F
Starwood1 | CIPV | CA_CISO | CA | Thermal | CombustionTurbine Gas | 60 | 24 | NG_Cal_PG&E LT | 2009-05-03 | 2050-12-31 | 190.4822 | 8.7294 | -0.59465 | 55.6893 | 56.4901 | 55919.5652 | 0 | 0 | 0.10639 | 9.7186 | 10.6517 | 0.9331 | 8592 | 581 | 1759 | 0 | 0 | 0.025164 | 5.0849 | 0 | 89.3346 | 2.8983 | -0.25427 | -44.0818 | 2044.2744 | 82.6916 | 0.63357 | 0 | 55919.5637 | 0 | 0.19007 | 25.3428 | 37063.8735 | 0 | 0 | 4064.6467 | 0 | 1276.7041 | 0 | 702.8865 | 48881.5503 | 0.15866 | 0.00010078 | 4.7626 | 4.7626 | 4.7626 | 0 | 0.15446 | 0 | 18630.3368 | 235632.8515 | 4 | 255 | 1.573 | 10.906 | GT FT8-3 Swift-Pac | GT Aero
Crockett Cogen 1 ST | CIPB | CA_CISO | CA | Thermal | CombinedCycle Gas | 211.991 | 201.991 | NG_Cal_PG&E LT | 1995-12-20 | 2050-12-31 | 119.6244 | 7.7981 | 3.0086 | 203.0755 | 197.9519 | 983420.2103 | 0 | 0 | 0.52956 | 105.5904 | 117.6411 | 12.0507 | 8424 | 456 | 5018 | 0 | 0 | 0.28519 | 54.1447 | 0 | 96.4353 | 7.7131 | 2.0317 | -25.9829 | 1815.5406 | 65.7633 | 6.7195 | 0 | 983420.2103 | 0 | 2.0158 | 268.7795 | 393089.9776 | 0 | 0 | 43108.6054 | 634.6351 | 7325.0912 | 7.6294e-06 | 806.161 | 48200.5647 | 0.15866 | 0.00010078 | 4.7626 | 4.7626 | 4.7626 | 0.21341 | 1.8916 | 0.00013281 | 2409.1571 | 217916.2371 | 34 | 254 | 6.7376 | 117.8614 | CC 7FA | CC F
HarquahalaCC3-Total | TH_PV | SW_TH_PV | AZ | Thermal | CombinedCycle Gas | 365 | 207.561 | NG_AZ_North-South | 2003-09-01 | 2050-12-31 | 60.9925 | -33.6912 | -12.2435 | 344.5327 | 348.1802 | 1890505.9418 | 0 | 0 | 0.59126 | 81.2856 | 115.3068 | 34.0211 | 8424 | 455 | 5606 | 0 | 0 | 3.9701 | 66.4576 | 0 | 43.7508 | -32.4671 | -10.4726 | -25.1412 | 1857.6338 | 63.4026 | 12.2886 | 0 | 1890505.927 | 0 | 3.6866 | 491.5445 | 718883.7554 | 0 | 0 | 0 | 752.3099 | 3068.1693 | -5.722e-06 | 674.7155 | 40771.2722 | 0 | 0 | 0 | 0 | 0 | 0 | 0 | 0 | 0 | 0 | 23 | 254 | 3.3075 | 115.3068 | CC 501G | CC G
Procter And Gamble Oxnard II 1 GT | CISC | CA_CISO | CA | Thermal | CombustionTurbine Gas | 47.9 | 13.25 | NG_Cal_PG&E BB | 1998-11-17 | 2050-12-31 | 134.4152 | -8.7142 | -1.5803 | 45.0555 | 46.3668 | 82144.1999 | 0 | 0 | 0.19577 | 10.2645 | 11.0414 | 0.77696 | 8496 | 421 | 2164 | 0 | 0 | 0.1725 | 4.4986 | 0 | 78.7911 | -5.4845 | -2.4149 | -25.8723 | 2014.4502 | 72.1885 | 0.65808 | 0 | 82144.1999 | 0 | 0.19742 | 26.323 | 38497.4535 | 0 | 0 | 4221.8615 | 0 | 0 | 4.6449 | 994.4526 | 6097.2825 | 0.15866 | 0.00010078 | 4.7626 | 4.7626 | 4.7626 | 0 | 0 | 41.7612 | 30795.0966 | 141091.1334 | 1402 | 254 | 1.2648 | 11.2134 | CC | CC
Ray D Nixon GT1 GT | WACM | RM_WACM | CO | Thermal | CombustionTurbine Gas | 27 | 16.9714 | NG_Colorado_Cheyenne | 1999-07-01 | 2054-12-31 | 163.0278 | 59.2595 | 4.7652 | 25.4807 | 24.8618 | 134672.1298 | 0 | 0 | 0.56939 | 8.1161 | 21.9553 | 13.8392 | 8592 | 576 | 6637 | 0 | 0 | 0.075416 | 7.5097 | 0 | 138.6776 | 48.4031 | 3.5839 | -23.6639 | 2516.5115 | 211.4863 | 1.6151 | 0 | 134672.1298 | 0 | 0.48454 | 64.606 | 94486.2604 | 0 | 0 | 0 | 154.2857 | 53.7023 | 1042.363 | 12060.9819 | 21481.8816 | 0.075305 | 0.00032051 | 86.4793 | 43.2396 | 43.2397 | 0.098727 | 0.035461 | 27688.6269 | 579946.7935 | 1545080.1271 | 5714 | 254 | 0.25166 | 24.108 | GT PG6541 (B) | GT B
CCI Mexicali Oriente 2 IC | CFE | CA_CFE | MX | Thermal | ICE | 322 | 64.4 | NG_Cal_Rosarito | 2024-01-04 | 2054-12-31 | 45.3819 | -59.8061 | -12.4317 | 322 | 322 | 877487.4233 | 0 | 0 | 0.31109 | 50.0954 | 39.822 | -10.2734 | 8424 | 0 | 6139 | 0 | 0 | 0.90954 | 47.8555 | 0 | 28.2902 | -48.5953 | -9.8051 | -275.0144 | 543.9081 | 30.865 | 8.8328 | 0 | 877487.4211 | 0 | 2.6498 | 353.3102 | 516716.1177 | 0 | 0 | 0 | 68.4707 | 2410.526 | 17743.7352 | 0 | 123926.9403 | 4.6199 | 1.2515 | 2.5478 | 0 | 2.5478 | 0.074181 | 2.9144 | 20343.3078 | 0 | 168663.2085 | 1096 | 253 | 12.9229 | 40.011 | IC | IC
Limon 2 GT | WACM | RM_WACM | CO | Thermal | CombustionTurbine Gas | 67.3 | 41.2773 | NG_Colorado_Cheyenne | 2002-01-01 | 2050-12-31 | 165.8743 | 62.05 | 3.0081 | 62.8448 | 62.2117 | 371483.9082 | 0 | 0 | 0.63012 | 22.2096 | 61.6196 | 39.41 | 8592 | 614 | 6500 | 0 | 0 | 0.20803 | 20.6695 | 0 | 136.8028 | 48.2452 | 1.867 | -23.6364 | 2492.9897 | 211.3994 | 4.4482 | 0 | 371483.9082 | 0 | 1.3345 | 177.9281 | 260219.9278 | 0 | 0 | 0 | 90.0529 | 677.4716 | 341.0849 | 13314.586 | 36274.0985 | 0.075305 | 0.00032051 | 86.4793 | 43.2396 | 43.2397 | 0.058058 | 0.43899 | 15636.6766 | 492283.8564 | 2068616.2419 | 5495 | 253 | 0.71529 | 64.1962 | GT 7EA | GT E
Red Hawk CC2b | TH_PV | SW_TH_PV | AZ | Thermal | CombinedCycle Gas | 272.5 | 140 | NG_AZ_North-South | 2002-07-01 | 2050-12-31 | 61.3764 | -33.9036 | -11.876 | 260.1378 | 255.9575 | 1248535.4926 | 0 | 0 | 0.52303 | 57.7421 | 76.6306 | 18.8884 | 8424 | 453 | 5625 | 0 | 0 | 2.6219 | 47.093 | 0 | 44.0574 | -32.4671 | -10.166 | -25.12 | 1873.6279 | 63.908 | 8.7215 | 0 | 1248535.4926 | 0 | 2.6164 | 348.8593 | 510206.7169 | 0 | 0 | 0 | 0 | 0 | 0 | 0 | 0 | 0 | 0 | 0 | 0 | 0 | 0 | 0 | 0 | 0 | 0 | 4894 | 253 | 3.4883 | 76.6306 | CC 7001F | CC F
InState_Biomass_Vista (SCE)_230kV ST | CISC | CA_CISO | NV | Thermal | Bio | 2.418 | 0.484 | Bio_Other | 2028-05-01 | 2051-12-31 | 92.3186 | -8.753 | -5.5629 | 2.1087 | 1.8302 | 12441.2144 | 0 | 0 | 0.58736 | 0.72497 | 1.1486 | 0.42359 | 8424 | 1538 | 5701 | 0 | 0 | 0.012896 | 0.66537 | 0 | 69.3786 | -12.4738 | -4.8381 | -29.7765 | 1977.8384 | 72.0028 | 0.20391 | 0 | 12441.2144 | 0 | 0.59033 | 18.0091 | 13254.2818 | 0 | 0 | 0 | 0 | 0 | 0 | 29.016 | 128.7584 | 0.15866 | 0.00010078 | 4.7626 | 4.7626 | 4.7626 | 0 | 0 | 0 | 258.1338 | 1298.5921 | 0 | 252 | 0.0053595 | 1.1501 | ST-OT | ST-NG
Gateway CC1a | CIPB | CA_CISO | CA | Thermal | CombinedCycle Gas | 292.9 | 146.45 | NG_Cal_PG&E LT | 2009-01-06 | 2050-12-31 | 121.6571 | 1.5389 | 2.5607 | 279.5553 | 274.8767 | 1072738.172 | 0 | 0 | 0.41809 | 120.4851 | 130.5062 | 10.0211 | 8472 | 457 | 4387 | 0 | 0 | 2.2528 | 61.1683 | 0 | 95.4911 | 6.6577 | 2.1429 | -26.0565 | 1578.8447 | 59.3481 | 7.5878 | 0 | 1072738.172 | 0 | 2.2763 | 303.5122 | 443886.5439 | 0 | 0 | 48679.2608 | 0 | 0 | 0 | 234.2082 | 94348.3996 | 0.15866 | 0.00010078 | 4.7626 | 4.7626 | 4.7626 | 0 | 0 | 0 | 8842.393 | 1518764.3835 | 72 | 248 | 7.7839 | 132.0338 | CC 7FA | CC F
InState_Biomass_Coburn_230kV ST | CIPB | CA_CISO | CA | Thermal | Bio | 4.483 | 0.897 | Bio_Other | 2028-05-01 | 2051-12-31 | 53.4155 | -51.6449 | 1.1087 | 3.8772 | 3.8447 | 19599.8753 | 0 | 0 | 0.49909 | 1.1016 | 1.0469 | -0.054702 | 8424 | 1210 | 5372 | 0 | 0 | 0.020316 | 0.99414 | 0 | 54.9475 | -32.1815 | 0.43845 | -25.4629 | 1541.8057 | 50.2304 | 0.30467 | 0 | 19599.8753 | 0 | 0.88202 | 26.9079 | 19803.5803 | 0 | 0 | 0 | 0 | 0 | 16.5882 | 228.3414 | 947.0945 | 0.15866 | 0.00010078 | 4.7626 | 4.7626 | 4.7626 | 0 | 0 | 267.1086 | 6183.7367 | 20526.4692 | 5252 | 248 | 0.12575 | 1.0739 | ST-OT | ST-NG
Santan 1 CS | SRP | SW_SRP | AZ | Thermal | CombinedCycle Gas | 103 | 61.5 | NG_AZ_North-South | 1974-10-01 | 2050-12-31 | 67.1363 | -33.1236 | -8.5469 | 98.1869 | 98.0831 | 439790.7241 | 0 | 0 | 0.48742 | 26.1718 | 29.5259 | 3.3541 | 8424 | 413 | 5546 | 0 | 0 | 0.92356 | 22.1816 | 0 | 46.6303 | -32.1216 | -7.9386 | -24.9554 | 1923.6285 | 67.5422 | 4.1186 | 0 | 439790.7124 | 0 | 1.2356 | 164.7438 | 240937.8746 | 0 | 0 | 0 | 4033.9178 | 6381.9221 | 2439.6655 | 8231.351 | 60020.0607 | 1.0352 | 0.11547 | 12.6186 | 5.1679 | 7.4506 | 687.6507 | 35.2255 | 5658.2412 | 29321.4549 | 112099.9273 | 63 | 248 | 5.2846 | 29.6737 | CC 7E | CC E
Gateway CC1b | CIPB | CA_CISO | CA | Thermal | CombinedCycle Gas | 292.9 | 146.45 | NG_Cal_PG&E LT | 2009-01-06 | 2050-12-31 | 122.742 | 2.2066 | 2.5847 | 277.5022 | 277.6246 | 1055143.376 | 0 | 0 | 0.41123 | 117.9604 | 129.5104 | 11.55 | 8472 | 459 | 4288 | 0 | 0 | 2.2158 | 59.812 | 0 | 95.481 | 6.6585 | 2.132 | -26.0565 | 1581.0035 | 59.338 | 7.4173 | 0 | 1055143.376 | 0 | 2.2252 | 296.6934 | 433914.1374 | 0 | 0 | 47585.6269 | 0 | 0 | 0 | 784.1717 | 89735.6018 | 0.15866 | 0.00010078 | 4.7626 | 4.7626 | 4.7626 | 0 | 0 | 0 | 5165.1355 | 1641428.5774 | 82 | 247 | 7.2671 | 131.157 | CC 7FA | CC F
High Desert CC1a | CISC | CA_CISO | CA | Thermal | CombinedCycle Gas | 267 | 166.667 | NG_Cal_SoCalGas | 2003-04-21 | 2050-12-31 | 109.4308 | -7.7956 | -6.4591 | 254.7313 | 250.644 | 658398.7033 | 0 | 0 | 0.2815 | 71.4935 | 72.0491 | 0.55567 | 8472 | 458 | 3211 | 0 | 0 | 1.3826 | 32.6672 | 0 | 68.7017 | -12.5115 | -5.4774 | -39.7876 | 1943.4235 | 71.7482 | 4.6692 | 0 | 658398.6912 | 0 | 1.4008 | 186.7699 | 273151.054 | 0 | 0 | 29955.3825 | 0 | 0 | 0 | 451.8514 | 69065.2817 | 0.15866 | 0.00010078 | 4.7626 | 4.7626 | 4.7626 | 0 | 0 | 0 | 3615.2664 | 264651.996 | 29 | 246 | 9.8195 | 72.3174 | CC 501FD2 | CC F
Red Hawk CC1a | TH_PV | SW_TH_PV | AZ | Thermal | CombinedCycle Gas | 272.5 | 140 | NG_AZ_North-South | 2002-07-01 | 2050-12-31 | 61.6983 | -33.6212 | -11.9315 | 257.3788 | 259.642 | 1453331.0807 | 0 | 0 | 0.60883 | 64.7219 | 89.668 | 24.9461 | 8424 | 456 | 5815 | 0 | 0 | 3.052 | 53.793 | 0 | 44.0317 | -32.4671 | -10.1918 | -25.1214 | 1872.7478 | 63.877 | 9.9799 | 0 | 1453331.0717 | 0 | 2.994 | 399.1964 | 583824.7841 | 0 | 0 | 0 | 0 | 0 | 0 | 0 | 0 | 0 | 0 | 0 | 0 | 0 | 0 | 0 | 0 | 0 | 0 | 28 | 246 | 3.5034 | 89.668 | CC 7001F | CC F
Bluffview 1CC | WACM | RM_WACM | NM | Thermal | CombinedCycle Gas | 57 | 46 | NG_New Mexico_North | 2005-04-01 | 2050-12-31 | 72.4601 | -25.0454 | -4.9938 | 54.5362 | 53.9172 | 318946.7622 | 0 | 0 | 0.63876 | 15.3449 | 23.1109 | 7.766 | 8472 | 418 | 6493 | 0 | 0 | 0.66979 | 14.3459 | 0 | 57.6094 | -24.4675 | -4.6137 | -22.6492 | 1899.4741 | 72.1687 | 2.6678 | 0 | 318946.7622 | 0 | 0.80033 | 106.7112 | 156065.1016 | 0 | 0 | 0 | 97.8206 | 247.6183 | 462.7648 | 8604.2048 | 34405.2837 | 0.075305 | 0.00032051 | 86.4793 | 43.2396 | 43.2397 | 0.061693 | 0.1574 | 8987.04 | 455194.0138 | 2941796.4998 | 45 | 245 | 0.3456 | 26.5169 | CC LM6000 | CC LM
Russell City CC1b | CIPB | CA_CISO | CA | Thermal | CombinedCycle Gas | 307 | 187.6111 | NG_Cal_PG&E LT | 2013-08-08 | 2050-12-31 | 121.0691 | 6.3302 | 4.746 | 272.2114 | 293.1918 | 1437476.1396 | 0 | 0 | 0.53451 | 153.408 | 174.034 | 20.6259 | 8472 | 745 | 5427 | 0 | 0 | 3.0187 | 78.8536 | 0 | 98.2307 | 7.9516 | 3.5886 | -26.1805 | 1895.7037 | 67.8904 | 9.7819 | 0 | 1437476.14 | 0 | 2.9346 | 391.2773 | 572243.0976 | 0 | 0 | 62755.6094 | 0 | 0 | 75.1523 | 911.7071 | 71594.6474 | 0.15866 | 0.00010078 | 4.7626 | 4.7626 | 4.7626 | 0 | 0 | 0.083194 | 6011.5317 | 674260.5889 | 47 | 245 | 8.0141 | 174.7142 | CC 501FD3 | CC F
San Marcos Energy 1 IC | CISD | CA_CISO | CA | Thermal | Bio | 1.4 | 0.22 | Bio_Landfill_Gas | 2011-05-20 | 2050-12-31 | 84.6704 | -10.0793 | -5.6787 | 1.3605 | 1.3706 | 9436.5598 | 0 | 0 | 0.76945 | 0.28519 | 0.799 | 0.51381 | 8616 | 221 | 7330 | 0 | 0 | 0.019137 | 0.26411 | 0 | 68.3491 | -13.3018 | -5.0396 | -26.0281 | 1956.6619 | 70.4503 | 0.10386 | 0 | 9436.5598 | 0 | 0.30068 | 9.1727 | 6750.9074 | 0 | 0 | 0 | 15.68 | 19.04 | -1.3411e-07 | 4.48 | 164.6399 | 0.15866 | 0.00010078 | 4.7626 | 4.7626 | 4.7626 | 0.0087434 | 0.0078775 | -1.5565e-06 | 1.7281 | 339.5176 | 0 | 245 | 0 | 0.79934 | IC | IC
Apex CC1a | LDWP | CA_LDWP | NV | Thermal | CombinedCycle Gas | 275 | 145 | NG_Nevada_South | 2014-03-25 | 2050-12-31 | 93.8775 | -14.5381 | -9.2628 | 262.3637 | 258.154 | 651800.9382 | 0 | 0 | 0.27057 | 61.8491 | 61.1895 | -0.65966 | 8472 | 458 | 3313 | 0 | 0 | 1.3688 | 23.6357 | 0 | 65.9652 | -12.4947 | -8.2306 | -12.0685 | 1891.8492 | 64.999 | 4.5564 | 0 | 651800.9134 | 0 | 1.3669 | 182.2569 | 266550.76 | 0 | 0 | 29231.5545 | 0 | 0 | 573.6474 | 23219.3013 | 90817.9164 | 0.51018 | 0.0002031 | 10.9758 | 5.1679 | 5.9579 | 0 | 0 | 16360.257 | 205526.8615 | 689985.9858 | 82 | 243 | 12.5545 | 62.1013 | CC 7FA (MS7001FA GE) | CC F
Luna CC1b | PNM | SW_PNM | NM | Thermal | CombinedCycle Gas | 300 | 137.5 | NG_New Mexico_South | 2006-05-01 | 2042-12-01 | 67.0956 | -38.5743 | -5.5457 | 283.9953 | 284.6854 | 1048829.932 | 0 | 0 | 0.3991 | 52.7536 | 70.3719 | 17.6183 | 8472 | 459 | 5469 | 0 | 0 | 2.2025 | 42.1445 | 0 | 45.4352 | -35.9371 | -5.3183 | -28.3945 | 1890.3345 | 67.4224 | 7.6825 | 0 | 1048829.9345 | 0 | 2.3048 | 307.3008 | 449427.3997 | 0 | 0 | 0 | 13618.004 | 13173.5029 | 868.6094 | 162.5 | 371726.6297 | 0.89269 | 0.0029891 | 22.2939 | 5.1679 | 17.1082 | 70291.2556 | 2062.4178 | 106082.8002 | 2827.0447 | 10372133.0204 | 517 | 243 | 6.04 | 80.9253 | CC 7FA | CC F
High Desert CC1c | CISC | CA_CISO | CA | Thermal | CombinedCycle Gas | 267 | 166.667 | NG_Cal_SoCalGas | 2003-04-21 | 2050-12-31 | 110.1724 | -8.1236 | -6.6143 | 253.0158 | 253.149 | 654782.5961 | 0 | 0 | 0.27995 | 71.0851 | 72.139 | 1.0539 | 8472 | 457 | 3185 | 0 | 0 | 1.375 | 32.5149 | 0 | 68.704 | -12.5115 | -5.4751 | -39.7876 | 1943.4235 | 71.7483 | 4.6492 | 0 | 654782.5847 | 0 | 1.3948 | 185.9667 | 271976.2977 | 0 | 0 | 29826.5516 | 0 | 0 | 0 | 713.0825 | 65457.7487 | 0.15866 | 0.00010078 | 4.7626 | 4.7626 | 4.7626 | 0 | 0 | 0 | 6727.6643 | 251115.3352 | 25 | 242 | 9.6538 | 72.3968 | CC 501FD2 | CC F
Luna CC1a | PNM | SW_PNM | NM | Thermal | CombinedCycle Gas | 300 | 137.5 | NG_New Mexico_South | 2006-05-01 | 2042-12-01 | 66.7797 | -38.4846 | -5.5406 | 283.236 | 285.5132 | 1028386.585 | 0 | 0 | 0.39132 | 51.1966 | 68.6754 | 17.4787 | 8472 | 462 | 5328 | 0 | 0 | 2.1596 | 40.7032 | 0 | 45.4677 | -35.9015 | -5.3213 | -28.363 | 1892.1366 | 67.5733 | 7.434 | 0 | 1028386.5878 | 0 | 2.2302 | 297.3599 | 434888.8348 | 0 | 0 | 0 | 20283.6162 | 18208.5246 | 813.8222 | 0 | 387183.0595 | 0.89269 | 0.0029891 | 22.2939 | 5.1679 | 17.1082 | 94319.1995 | 333.6599 | 149917.6746 | 0 | 9800030.6905 | 549 | 242 | 5.7859 | 78.72 | CC 7FA | CC F
Moss Landing CC1b | CIPB | CA_CISO | CA | Thermal | CombinedCycle Gas | 255 | 143.4981 | NG_Cal_PG&E LT | 2002-07-01 | 2050-12-31 | 119.7105 | 8.6931 | 1.3302 | 243.3324 | 240.0124 | 1045163.5635 | 0 | 0 | 0.46789 | 114.5174 | 125.117 | 10.5996 | 8256 | 448 | 4477 | 0 | 0 | 2.1948 | 58.4323 | 0 | 102.4781 | 14.6679 | 1.1196 | -25.8222 | 1926.707 | 66.7441 | 7.2835 | 0 | 1045163.5635 | 0 | 2.185 | 291.3396 | 426084.2498 | 0 | 0 | 46726.953 | 143.4388 | 0 | 37.1675 | 498.7628 | 19288.6014 | 0.15866 | 0.00010078 | 4.7626 | 4.7626 | 4.7626 | 0.11892 | 0 | 343.274 | 5809.5284 | 75886.7751 | 50 | 242 | 7.0749 | 125.1991 | CC 7FA+e | CC F
Russell City CC1a | CIPB | CA_CISO | CA | Thermal | CombinedCycle Gas | 307 | 187.6111 | NG_Cal_PG&E LT | 2013-08-08 | 2050-12-31 | 123.0428 | 5.8895 | 4.7387 | 290.6219 | 291.4975 | 1448371.7136 | 0 | 0 | 0.53856 | 155.1498 | 178.2117 | 23.062 | 8472 | 457 | 5456 | 0 | 0 | 3.0416 | 79.8824 | 0 | 98.227 | 7.9481 | 3.5883 | -26.1805 | 1893.5139 | 67.8644 | 9.9102 | 0 | 1448371.7141 | 0 | 2.9731 | 396.4093 | 579748.5967 | 0 | 0 | 63578.7075 | 0 | 0 | 32.1777 | 775.16 | 72313.0157 | 0.15866 | 0.00010078 | 4.7626 | 4.7626 | 4.7626 | 0 | 0 | 478.274 | 11142.3073 | 680004.9287 | 58 | 242 | 7.916 | 178.9034 | CC 501FD3 | CC F
Ben French 1 IC | WACM | RM_WACM | SD | Thermal | ICE | 2 | 3.6 | Oil_DistillateFuel_2 | 1965-07-01 | 2050-12-31 | 487.9579 | 244.4734 | -1.852 | 1.9572 | 1.9371 | 948.8769 | 0 | 0 | 0.05416 | 0.33762 | 0.46301 | 0.1254 | 8688 | 224 | 1223 | 0 | 0 | 0 | 0.33298 | 0 | 107.6727 | 23.8218 | -2.8397 | -83.0231 | 2160.886 | 147.3688 | 0.012679 | 0 | 948.8769 | 0 | 0.036707 | 1.1198 | 990.8877 | 0 | 0 | 0 | 0 | 0 | 62.4 | 476.8 | 917.9232 | 0.075305 | 0.00032051 | 86.4793 | 43.2396 | 43.2397 | 0 | 0 | 16730.5671 | 92699.865 | 180551.2938 | 1 | 241 | 0.00036231 | 0.753 | IC | IC
Haynes 12CC 12 CC | LDWP | CA_LDWP | CA | Thermal | CombinedCycle Gas | 99.2 | 50.5726 | NG_Cal_SoCalGas | 2023-12-31 | 2051-12-31 | 119.1788 | -3.3305 | -5.125 | 85.6797 | 85.0755 | 247418.5957 | 0 | 0 | 0.28472 | 29.3485 | 29.487 | 0.13856 | 8424 | 1216 | 2642 | 0 | 0 | 0.25646 | 16.3243 | 0 | 86.8838 | 4.1719 | -3.9786 | -11.5293 | 1954.076 | 67.0564 | 2.3354 | 0 | 247418.5957 | 0 | 0.70063 | 93.4172 | 136622.6754 | 0 | 0 | 10782.5351 | 0 | 0 | -5.1141e-05 | 48.6257 | 586.0665 | 0.51018 | 0.0002031 | 10.9758 | 5.1679 | 5.9579 | 0 | 0 | -0.00089044 | 152.8088 | 3634.2654 | 7 | 241 | 4.251 | 29.4908 | ST-OT | ST-NG
Limon 1 GT | WACM | RM_WACM | CO | Thermal | CombustionTurbine Gas | 67.4 | 44.9333 | NG_Colorado_Cheyenne | 2002-01-01 | 2050-12-31 | 172.8732 | 67.0071 | 3.1575 | 62.8463 | 59.3656 | 366102.1137 | 0 | 0 | 0.62007 | 22.1328 | 63.2893 | 41.1564 | 8592 | 779 | 6515 | 0 | 0 | 0.20502 | 20.6591 | 0 | 136.7976 | 48.2398 | 1.8673 | -23.6369 | 2489.2737 | 211.3443 | 4.4449 | 0 | 366102.1137 | 0 | 1.3335 | 177.7965 | 260027.3334 | 0 | 0 | 0 | 161.4568 | 422.8909 | 316.889 | 16944.7725 | 39718.1391 | 0.075305 | 0.00032051 | 86.4793 | 43.2396 | 43.2397 | 0.103 | 0.27356 | 16693.5369 | 691477.3901 | 2088112.3611 | 4815 | 241 | 0.78544 | 66.0855 | GT 7EA | GT E
Murray 3 GT | PAUT | BS_PACE | UT | Thermal | CombustionTurbine Gas | 13 | 8 | NG_Utah_Opal Kern | 2002-01-01 | 2050-12-31 | 183.4407 | 60.4718 | 1.8863 | 11.9799 | 12.3687 | 35138.4406 | 0 | 0 | 0.30856 | 2.6323 | 6.4458 | 3.8135 | 8592 | 579 | 6524 | 0 | 0 | 0.015812 | 2.502 | 0 | 114.377 | 26.9267 | 0.75975 | -25.7964 | 2203.4946 | 147.2479 | 0.49059 | 0 | 35138.4406 | 0 | 0.14718 | 19.6236 | 28699.5425 | 0 | 0 | 0 | 18.0831 | 165.7741 | 1888.322 | 0 | 47704.0466 | 7.007 | 5.9428 | 85.5427 | 0.031824 | 85.5024 | 1780.6789 | 19284.1601 | 154748.9123 | 0 | 4026027.8672 | 7 | 241 | 0.0045948 | 10.6477 | GT Titan 130 | GT LM2500
High Desert CC1b | CISC | CA_CISO | CA | Thermal | CombinedCycle Gas | 267 | 166.667 | NG_Cal_SoCalGas | 2003-04-21 | 2050-12-31 | 109.9545 | -8.5603 | -6.5752 | 252.7558 | 253.149 | 678090.0847 | 0 | 0 | 0.28992 | 73.2794 | 74.5591 | 1.2797 | 8472 | 462 | 3298 | 0 | 0 | 1.424 | 33.6701 | 0 | 68.7016 | -12.513 | -5.476 | -39.7876 | 1943.455 | 71.742 | 4.8117 | 0 | 678090.0726 | 0 | 1.4435 | 192.4667 | 281482.5778 | 0 | 0 | 30869.0674 | 0 | 0 | 0 | 335.2191 | 64367.6894 | 0.15866 | 0.00010078 | 4.7626 | 4.7626 | 4.7626 | 0 | 0 | 0 | 485.3738 | 247465.0122 | 22 | 240 | 9.726 | 74.807 | CC 501FD2 | CC F
Mn Milliken Genco IC | CISC | CA_CISO | CA | Thermal | ICE | 1.773 | 1.773 | Bio_Landfill_Gas | 2003-07-17 | 2050-12-31 | 79.2404 | -10.3949 | -5.0947 | 1.6636 | 1.7392 | 12355.683 | 0 | 0 | 0.79553 | 0.36618 | 0.97907 | 0.61289 | 8448 | 216 | 7261 | 0 | 0 | 0.02224 | 0.3387 | 0 | 69.7602 | -12.1252 | -4.8052 | -31.2338 | 1973.1239 | 72.1755 | 0.13319 | 0 | 12355.6827 | 0 | 0.3856 | 11.7634 | 8657.6042 | 0 | 0 | 0 | 0.7092 | 0 | -1.0431e-07 | 2.3758 | 23.0136 | 0.15866 | 0.00010078 | 4.7626 | 4.7626 | 4.7626 | 0.00080643 | 0 | -1.8158e-06 | 21.4024 | 81.2304 | 0 | 240 | 0.00025691 | 0.97917 | IC | IC
Ray D Nixon GT2 GT | WACM | RM_WACM | CO | Thermal | CombustionTurbine Gas | 27 | 18.9 | NG_Colorado_Cheyenne | 1999-07-01 | 2054-12-31 | 168.6966 | 63.6634 | 4.8833 | 24.9445 | 25.5844 | 156497.0081 | 0 | 0 | 0.66167 | 9.3214 | 26.4005 | 17.0791 | 8592 | 581 | 6612 | 0 | 0 | 0.087638 | 8.7251 | 0 | 138.6289 | 48.3983 | 3.54 | -23.6641 | 2516.0505 | 211.4091 | 1.8745 | 0 | 156497.0081 | 0 | 0.56235 | 74.9795 | 109657.4843 | 0 | 0 | 0 | 152.9013 | 83.3965 | 1719.8049 | 7264.2674 | 8078.3025 | 0.075305 | 0.00032051 | 86.4793 | 43.2396 | 43.2397 | 0.097812 | 0.0544 | 66947.9945 | 367652.7993 | 546967.96 | 5843 | 239 | 0.30931 | 27.3821 | GT PG6541 (B) | GT B
Kettle Falls 2 GT | AVA | NW_AVA | WA | Thermal | CombustionTurbine Gas | 8 | 2.88 | NG_Washington_King | 1983-01-01 | 2050-12-31 | 229.0791 | 69.0176 | 2.624 | 7.4128 | 7.5541 | 15326.6657 | 0 | 0 | 0.2187 | 3.1106 | 3.511 | 0.40042 | 8592 | 579 | 2303 | 0 | 0 | 0.006897 | 1.29 | 0 | 108.2172 | 21.4288 | 0.09792 | -32.6884 | 2328.5376 | 109.5644 | 0.2602 | 0 | 15326.6657 | 0 | 0.078061 | 10.4081 | 15221.8939 | 0 | 0 | 1669.3242 | 249.6396 | 3553.378 | 1406.9083 | 128.9514 | 1561.4743 | 0.0011683 | 0.0011677 | 1.4929 | 0.031824 | 2.0045 | 0.046764 | 0.66824 | 856.4973 | 132.9475 | 33827.0854 | 4 | 238 | 0.49154 | 3.5458 | GT | GT
Apex CC1b | LDWP | CA_LDWP | NV | Thermal | CombinedCycle Gas | 275 | 145 | NG_Nevada_South | 2014-03-25 | 2050-12-31 | 97.6485 | -15.4566 | -9.6178 | 258.9905 | 262.8587 | 661279.8959 | 0 | 0 | 0.2745 | 62.2671 | 64.573 | 2.3058 | 8472 | 459 | 3317 | 0 | 0 | 1.3887 | 23.8955 | 0 | 65.9706 | -12.4906 | -8.2294 | -12.0686 | 1891.8593 | 65.0042 | 4.6061 | 0 | 661279.8707 | 0 | 1.3818 | 184.2437 | 269456.3546 | 0 | 0 | 29550.1994 | 0 | 0 | 611.0652 | 21049.6945 | 78815.0922 | 0.51018 | 0.0002031 | 10.9758 | 5.1679 | 5.9579 | 0 | 0 | 926.3568 | 211788.0954 | 711684.1414 | 89 | 237 | 11.4017 | 65.4974 | CC 7FA (MS7001FA GE) | CC F
Arlington Valley CC1a | TH_PV | SW_TH_PV | AZ | Thermal | CombinedCycle Gas | 290 | 145 | NG_AZ_North-South | 2002-07-01 | 2050-12-31 | 62.0318 | -32.9764 | -11.7263 | 272.8349 | 277.6766 | 1425663.578 | 0 | 0 | 0.5612 | 64.0975 | 88.4365 | 24.339 | 8472 | 458 | 5838 | 0 | 0 | 2.9939 | 53.0468 | 0 | 43.9744 | -32.4671 | -10.249 | -25.1239 | 1870.8591 | 63.8138 | 9.8185 | 0 | 1425663.5188 | 0 | 2.9455 | 392.7384 | 574379.9371 | 0 | 0 | 0 | 21860.1316 | 5440.8744 | 7587.7818 | 4092.6162 | 114843.1907 | 0 | 0 | 0 | 0 | 0 | 0 | 0 | 0 | 0 | 0 | 88 | 237 | 3.5608 | 88.4365 | CC 7FA | CC F
Midway Peaking Aggregate 1 GT | CIPV | CA_CISO | CA | Thermal | CombustionTurbine Gas | 60 | 24 | NG_Cal_PG&E LT | 2009-05-03 | 2050-12-31 | 198.0215 | 7.9843 | -0.74994 | 56.3668 | 55.5795 | 54254.5315 | 0 | 0 | 0.10322 | 9.654 | 10.7436 | 1.0896 | 8592 | 578 | 1710 | 0 | 0 | 0.024415 | 5.0747 | 0 | 89.3336 | 2.896 | -0.25303 | -44.0818 | 2040.5428 | 82.6665 | 0.63146 | 0 | 54254.5301 | 0 | 0.18944 | 25.2584 | 36940.3985 | 0 | 0 | 4051.1056 | 0 | 1214.4018 | 0 | 698.924 | 47610.5464 | 0.15866 | 0.00010078 | 4.7626 | 4.7626 | 4.7626 | 0 | 0.14168 | 0 | 24954.5105 | 248259.8544 | 6 | 236 | 1.3758 | 11.0168 | GT FT8-3 Swift-Pac | GT Aero
Red Hawk CC2a | TH_PV | SW_TH_PV | AZ | Thermal | CombinedCycle Gas | 272.5 | 140 | NG_AZ_North-South | 2002-07-01 | 2050-12-31 | 59.8744 | -34.4946 | -12.0548 | 257.0605 | 260.3939 | 1485788.6119 | 0 | 0 | 0.62242 | 66.2043 | 88.9607 | 22.7564 | 8424 | 452 | 5908 | 0 | 0 | 3.1202 | 55.5303 | 0 | 44.0469 | -32.4671 | -10.1765 | -25.1205 | 1873.3021 | 63.8967 | 10.2822 | 0 | 1485788.6119 | 0 | 3.0846 | 411.2864 | 601506.365 | 0 | 0 | 0 | 0 | 0 | 0 | 0 | 0 | 0 | 0 | 0 | 0 | 0 | 0 | 0 | 0 | 0 | 0 | 34 | 236 | 3.5009 | 88.9607 | CC 7001F | CC F
Otay Mesa CC1b | CISD | CA_CISO | CA | Thermal | CombinedCycle Gas | 296.5 | 145.8197 | NG_Cal_SDG&E | 2009-10-02 | 2050-12-31 | 121.3535 | -10.3572 | -10.4542 | 282.8758 | 278.4187 | 458554.9655 | 0 | 0 | 0.17655 | 51.2297 | 55.6472 | 4.4176 | 8472 | 457 | 2148 | 0 | 0 | 0.96297 | 22.1053 | 0 | 65.1729 | -13.7196 | -7.798 | -25.4042 | 1890.9092 | 67.817 | 3.1626 | 0 | 458554.9519 | 0 | 0.94878 | 126.5044 | 185012.7349 | 0 | 0 | 20289.606 | 0 | 0 | 0 | 470.692 | 71378.3425 | 0.15866 | 0.00010078 | 4.7626 | 4.7626 | 4.7626 | 0 | 0 | 0 | 4655.8492 | 995486.7384 | 21 | 235 | 7.0712 | 56.6474 | GT F | CC F
Pastoria CC1a | CISC | CA_CISO | CA | Thermal | CombinedCycle Gas | 129.5 | 71 | NG_Cal_SoCalGas | 2005-05-04 | 2050-12-31 | 109.6776 | -3.0411 | -3.0662 | 123.0704 | 110.3466 | 496778.4199 | 0 | 0 | 0.43791 | 50.656 | 54.4854 | 3.8295 | 8424 | 791 | 4480 | 0 | 0 | 1.0432 | 24.0862 | 0 | 77.7602 | -5.7619 | -3.1684 | -25.7493 | 1996.6975 | 71.8967 | 3.4314 | 0 | 496778.4199 | 0 | 1.0294 | 137.2549 | 200735.3717 | 0 | 0 | 22013.8453 | 0 | 0 | -4.2915e-06 | 198.5026 | 7344.5204 | 0.15866 | 0.00010078 | 4.7626 | 4.7626 | 4.7626 | 0 | 0 | -7.4708e-05 | 326.6964 | 40086.1451 | 15 | 235 | 4.1603 | 54.5259 | CC 7FA | CC F
Santan 4 CS | SRP | SW_SRP | AZ | Thermal | CombinedCycle Gas | 103 | 70.6 | NG_AZ_North-South | 1975-05-01 | 2050-12-31 | 64.0602 | -33.3581 | -8.6814 | 97.3446 | 99.3336 | 479877.3497 | 0 | 0 | 0.53185 | 26.8175 | 30.741 | 3.9236 | 8424 | 411 | 5743 | 0 | 0 | 1.0077 | 22.8819 | 0 | 46.5881 | -32.12 | -7.9824 | -24.8709 | 1925.736 | 67.5588 | 4.2578 | 0 | 479877.3397 | 0 | 1.2774 | 170.3137 | 249083.7436 | 0 | 0 | 0 | 5511.887 | 9509.64 | 2241.115 | 6518.0139 | 44390.7699 | 1.0352 | 0.11547 | 12.6186 | 5.1679 | 7.4506 | 3798.8914 | 174.7083 | 1546.5423 | 2896.1763 | 26677.5029 | 57 | 234 | 4.9475 | 30.7761 | CC 7E | CC E
InState_Biomass_San Luis Obispo_115kV ST | CIPV | CA_CISO | CA | Thermal | Bio | 10.23 | 2.046 | Bio_Other | 2028-05-01 | 2051-12-31 | 108.2981 | 3.2122 | 1.1766 | 8.7839 | 8.8355 | 56277.5863 | 0 | 0 | 0.62799 | 2.8615 | 6.0948 | 3.2332 | 8424 | 1220 | 5910 | 0 | 0 | 0.058333 | 2.6254 | 0 | 83.5191 | -3.5764 | 0.40492 | -55.2197 | 2117.644 | 82.6453 | 0.80461 | 0 | 56277.5863 | 0 | 2.3293 | 71.0612 | 52299.3395 | 0 | 0 | 0 | 0 | 0 | 7.1526e-07 | 8.3886 | 261.1545 | 0.15866 | 0.00010078 | 4.7626 | 4.7626 | 4.7626 | 0 | 0 | 1.2451e-05 | 315.1979 | 1523.1104 | 3 | 233 | 0.0041842 | 6.0966 | ST-OT | ST-NG
Murray 1 GT | PAUT | BS_PACE | UT | Thermal | CombustionTurbine Gas | 13 | 8 | NG_Utah_Opal Kern | 2002-01-01 | 2050-12-31 | 189.4357 | 62.5111 | 1.9568 | 12.2027 | 12.0853 | 35573.6266 | 0 | 0 | 0.31238 | 2.6386 | 6.7389 | 4.1003 | 8592 | 570 | 6544 | 0 | 0 | 0.016008 | 2.5117 | 0 | 114.377 | 26.9267 | 0.75975 | -25.7964 | 2203.4946 | 147.2479 | 0.49273 | 0 | 35573.6266 | 0 | 0.14782 | 19.7093 | 28824.8041 | 0 | 0 | 0 | 36.5204 | 185.9 | 1887.2582 | 0 | 47543.5214 | 7.007 | 5.9428 | 85.5427 | 0.031824 | 85.5024 | 4651.9966 | 18226.1374 | 152319.6668 | 0 | 4001925.7263 | 5 | 233 | 0.0048775 | 10.916 | GT Titan 130 | GT LM2500
Santan 2 CS | SRP | SW_SRP | AZ | Thermal | CombinedCycle Gas | 103 | 61.5 | NG_AZ_North-South | 1974-12-01 | 2050-12-31 | 63.8357 | -32.2876 | -8.5098 | 98.7284 | 97.2873 | 480537.7735 | 0 | 0 | 0.53258 | 27.0608 | 30.6755 | 3.6147 | 8424 | 414 | 5806 | 0 | 0 | 1.0091 | 23.1234 | 0 | 46.6056 | -32.1177 | -7.9673 | -24.8709 | 1926.1665 | 67.5825 | 4.292 | 0 | 480537.763 | 0 | 1.2876 | 171.6819 | 251084.7629 | 0 | 0 | 0 | 7335.0041 | 7806.5028 | 1400.9625 | 6773.0144 | 50717.2506 | 1.0352 | 0.11547 | 12.6186 | 5.1679 | 7.4506 | 2572.0374 | 165.2292 | 807.3773 | 7937.3847 | 40349.1669 | 51 | 233 | 5.0019 | 30.7273 | CC 7E | CC E
Walnut 1 GT | TIDC | CA_TIDC | CA | Thermal | CombustionTurbine Gas | 24.8 | 21.3 | NG_Cal_PG&E LT | 1986-04-01 | 2050-12-31 | 189.1244 | -7.695 | 3.8206 | 23.0569 | 22.179 | 19427.9314 | 0 | 0 | 0.089427 | 4.5031 | 3.6743 | -0.82881 | 8592 | 744 | 1651 | 0 | 0 | 0.01088 | 2.3878 | 0 | 104.7873 | 14.9673 | 3.1294 | -11.8048 | 1877.0457 | 65.6058 | 0.29637 | 0 | 19427.9318 | 0 | 0.088912 | 11.8549 | 17337.8421 | 0 | 0 | 1901.3717 | 3.859 | 5.9403 | 593.5461 | 32.24 | 16549.8838 | 68.9916 | 47.7983 | 72.6541 | 0.031824 | 64.5133 | 0.0026199 | 0.0040269 | 7552.9214 | 58.2812 | 403109.3543 | 180 | 233 | 1.0019 | 4.085 | GT LM2500 | GT LM2500
Otay Mesa CC1a | CISD | CA_CISO | CA | Thermal | CombinedCycle Gas | 296.5 | 145.8197 | NG_Cal_SDG&E | 2009-10-02 | 2050-12-31 | 119.2472 | -10.6869 | -10.3301 | 280.9707 | 281.2005 | 454151.4805 | 0 | 0 | 0.17485 | 50.9931 | 54.1563 | 3.1632 | 8472 | 456 | 2137 | 0 | 0 | 0.95372 | 22.0288 | 0 | 65.1733 | -13.718 | -7.7993 | -25.4042 | 1890.8889 | 67.8255 | 3.1547 | 0 | 454151.4671 | 0 | 0.94641 | 126.1881 | 184550.1634 | 0 | 0 | 20238.8776 | 0 | 0 | 11.3717 | 247.4166 | 74370.9945 | 0.15866 | 0.00010078 | 4.7626 | 4.7626 | 4.7626 | 0 | 0 | 263.6549 | 7105.2692 | 1003550.2513 | 27 | 232 | 7.3022 | 55.1672 | GT F | CC F
Santan 3 CS | SRP | SW_SRP | AZ | Thermal | CombinedCycle Gas | 103 | 70.6 | NG_AZ_North-South | 1974-10-01 | 2050-12-31 | 62.6574 | -32.7743 | -8.5768 | 97.3045 | 99.2768 | 493606.1307 | 0 | 0 | 0.54707 | 26.9141 | 30.9281 | 4.014 | 8424 | 415 | 5816 | 0 | 0 | 1.0366 | 22.9512 | 0 | 46.6006 | -32.1159 | -7.974 | -24.8803 | 1923.2454 | 67.5643 | 4.268 | 0 | 493606.1213 | 0 | 1.2804 | 170.718 | 249675.1381 | 0 | 0 | 0 | 6408.6647 | 10610.6237 | 2105.5923 | 6403.3594 | 39991.502 | 1.0352 | 0.11547 | 12.6186 | 5.1679 | 7.4506 | 3944.1834 | 328.6885 | 1495.0707 | 2507.5499 | 19169.7371 | 41 | 232 | 4.731 | 30.9555 | CC 7E | CC E
Agua Fria 1 ST | SRP | SW_SRP | AZ | Thermal | Steam-Gas | 113 | 44.6053 | NG_AZ_North-South | 1958-01-01 | 2050-12-31 | 73.9605 | -32.7695 | -9.337 | 98.501 | 95.6322 | 304840.8014 | 0 | 0 | 0.30796 | 19.4076 | 22.5462 | 3.1386 | 8424 | 1216 | 4606 | 0 | 0 | 0.088404 | 16.9568 | 0 | 44.8334 | -33.1373 | -8.7198 | -26.2483 | 1900.907 | 66.9244 | 3.152 | 0 | 304840.8014 | 0 | 0.94559 | 126.0784 | 184389.6196 | 0 | 0 | 0 | 1995.5011 | 9750.6465 | 3335.6824 | 5500.973 | 125026.2085 | 1.0352 | 0.11547 | 12.6186 | 5.1679 | 7.4506 | 1.2407 | 12.1184 | 835.9288 | 12139.8731 | 543193.8046 | 88 | 231 | 4.6006 | 23.1024 | ST-NG | ST-NG
InState_Biomass_Ganso_115kV ST | CIPV | CA_CISO | CA | Thermal | Bio | 1 | 0.186 | Bio_Other | 2028-05-01 | 2051-12-31 | 102.6671 | 2.7895 | -3.5968 | 0.87072 | 0.84713 | 5360.3125 | 0 | 0 | 0.61191 | 0.33455 | 0.55033 | 0.21577 | 8424 | 1218 | 5623 | 0 | 0 | 0.0055561 | 0.31171 | 0 | 79.7982 | -3.3546 | -3.5377 | -25.058 | 1989.0034 | 75.7391 | 0.095529 | 0 | 5360.3125 | 0 | 0.27656 | 8.4369 | 6209.3596 | 0 | 0 | 0 | 0 | 0 | 0.75 | -7.5437e-07 | 19.875 | 0.15866 | 0.00010078 | 4.7626 | 4.7626 | 4.7626 | 0 | 0 | 28.1809 | -2.5792e-05 | 180.2637 | 0 | 231 | 0.00054923 | 0.55054 | ST-OT | ST-NG
Mcclure 1 GT | BANC | CA_BANC | CA | Thermal | CombustionTurbine Gas | 53.5 | 40.2 | NG_Cal_PG&E LT | 1980-07-01 | 2051-12-31 | 170.7932 | -20.3837 | 6.2419 | 49.5625 | 50.4884 | 63140.4254 | 0 | 0 | 0.13473 | 13.3547 | 10.784 | -2.5708 | 8592 | 582 | 1542 | 0 | 0 | 0.035359 | 6.9161 | 0 | 102.2066 | 11.0653 | 4.4508 | -133.8617 | 1695.4147 | 60.0269 | 0.85511 | 0 | 63140.4254 | 0 | 0.25653 | 34.2043 | 50023.7198 | 0 | 0 | 5485.9012 | 21.602 | 169.8774 | 208.3542 | 256.8 | 2798.1615 | 0.3521 | 0.050745 | 0.86998 | 0.031824 | 0.83815 | 0.014414 | 0.11366 | 354.0406 | 365.7692 | 27180.3543 | 11 | 231 | 3.5818 | 10.8119 | GT 7B | GT B
Murray 2 GT | PAUT | BS_PACE | UT | Thermal | CombustionTurbine Gas | 13 | 8 | NG_Utah_Opal Kern | 2002-01-01 | 2050-12-31 | 187.7542 | 60.9641 | 1.9009 | 12.0331 | 12.2861 | 35567.4972 | 0 | 0 | 0.31232 | 2.6623 | 6.6779 | 4.0157 | 8592 | 581 | 6566 | 0 | 0 | 0.016005 | 2.5363 | 0 | 114.377 | 26.9267 | 0.75975 | -25.7964 | 2203.4946 | 147.2479 | 0.49728 | 0 | 35567.4972 | 0 | 0.14918 | 19.8913 | 29090.9735 | 0 | 0 | 0 | 25.0427 | 180.4524 | 1746.1276 | 0 | 47977.0563 | 7.007 | 5.9428 | 85.5427 | 0.031824 | 85.5024 | 4476.7893 | 16362.504 | 159814.4425 | 0 | 4044461.9925 | 6 | 231 | 0.0041149 | 10.9031 | GT Titan 130 | GT LM2500
InState_Biomass_Hinson_230kV ST | CISC | CA_CISO | CA | Thermal | Bio | 5.208 | 1.042 | Bio_Other | 2028-05-01 | 2051-12-31 | 92.4747 | -7.0486 | -3.8194 | 4.414 | 4.5915 | 28391.4688 | 0 | 0 | 0.62232 | 1.5231 | 2.6255 | 1.1024 | 8424 | 1212 | 5931 | 0 | 0 | 0.029428 | 1.4044 | 0 | 72.3389 | -10.8765 | -3.4751 | -25.6863 | 1994.0575 | 72.6439 | 0.43041 | 0 | 28391.4688 | 0 | 1.246 | 38.0126 | 27976.3284 | 0 | 0 | 0 | 0 | 0 | 0 | 42.966 | 274.6638 | 0.15866 | 0.00010078 | 4.7626 | 4.7626 | 4.7626 | 0 | 0 | 0 | 294.4449 | 3004.1096 | 1 | 230 | 0.0095994 | 2.6288 | ST-OT | ST-NG
InState_Biomass_Goleta_230kV ST | CISC | CA_CISO | CA | Thermal | Bio | 1 | 0.186 | Bio_Other | 2028-05-01 | 2051-12-31 | 100.054 | -4.1722 | -1.389 | 0.85611 | 0.86948 | 5319.5269 | 0 | 0 | 0.60725 | 0.33189 | 0.53224 | 0.20035 | 8424 | 1212 | 5813 | 0 | 0 | 0.0055138 | 0.30924 | 0 | 79.7686 | -5.496 | -1.4259 | -26.0566 | 2042.7878 | 73.1418 | 0.094772 | 0 | 5319.5269 | 0 | 0.27436 | 8.3701 | 6160.1717 | 0 | 0 | 0 | 0 | 0 | 0.75 | 9.5625 | 53.1562 | 0.15866 | 0.00010078 | 4.7626 | 4.7626 | 4.7626 | 0 | 0 | 28.1809 | 71.7559 | 570.8493 | 1 | 229 | 0.0025388 | 0.53291 | ST-OT | ST-NG
Pastoria CC1b | CISC | CA_CISO | CA | Thermal | CombinedCycle Gas | 129.5 | 71 | NG_Cal_SoCalGas | 2005-05-04 | 2050-12-31 | 109.0382 | -2.6796 | -2.997 | 123.0452 | 122.4604 | 501513.683 | 0 | 0 | 0.44209 | 51.3814 | 54.6841 | 3.3027 | 8424 | 453 | 4544 | 0 | 0 | 1.0532 | 24.5086 | 0 | 77.7587 | -5.7627 | -3.1692 | -25.7493 | 1996.6685 | 71.8916 | 3.4903 | 0 | 501513.683 | 0 | 1.0471 | 139.6113 | 204181.5199 | 0 | 0 | 22391.7706 | 0 | 0 | -4.2915e-06 | 226.5174 | 7205.6223 | 0.15866 | 0.00010078 | 4.7626 | 4.7626 | 4.7626 | 0 | 0 | -7.4708e-05 | 1050.4897 | 40302.4127 | 11 | 229 | 4.1574 | 54.7255 | CC 7FA | CC F
Redding Power 3 GT | BANC | CA_BANC | CA | Thermal | CombustionTurbine Gas | 25 | 18.524 | NG_Cal_PG&E LT | 1994-06-01 | 2051-12-31 | 207.5509 | 0.90144 | -1.1731 | 23.0724 | 23.7514 | 22096.4922 | 0 | 0 | 0.1009 | 5.3617 | 4.5861 | -0.77551 | 8592 | 577 | 1157 | 0 | 0 | 0.0099434 | 2.7441 | 0 | 106.7014 | 18.3869 | 1.624 | -11.3971 | 1737.6155 | 65.3366 | 0.34011 | 0 | 22096.4922 | 0 | 0.10203 | 13.6043 | 19896.2891 | 0 | 0 | 2181.9463 | 0 | 0 | 126.2685 | 110.1536 | 829.2204 | 0.3521 | 0.050745 | 0.86998 | 0.031824 | 0.83815 | 0 | 0 | 46.3953 | 412.4438 | 15609.0385 | 7 | 229 | 1.3123 | 4.6022 | GT Frame 5 | GT
Williams Four Corners/Igancio OT | WACM | RM_WACM | CO | Thermal | Steam-Gas | 5.8 | 1.16 | NG_Colorado_Cheyenne | 2015-02-04 | 2051-12-31 | 506.9141 | 356.3572 | -1.1159 | 5.0445 | 4.9358 | 10315.4931 | 0 | 0 | 0.20303 | 1.6607 | 5.2291 | 3.5684 | 8424 | 1209 | 2612 | 0 | 0 | 0.010692 | 0.77452 | 0 | 175.7813 | 91.0322 | -1.9415 | -24.1543 | 2550.7136 | 287.8256 | 0.16516 | 0 | 10315.4924 | 0 | 0.049548 | 6.6064 | 9661.8315 | 0 | 0 | 762.5311 | 0 | 0 | 404.55 | 1233.6513 | 1912.3351 | 0.075305 | 0.00032051 | 86.4793 | 43.2396 | 43.2397 | 0 | 0 | 37207.4294 | 88862.6561 | 150393.8625 | 9 | 229 | 0.023151 | 5.5055 | ST-OT | ST-NG
Agua Fria 2 ST | SRP | SW_SRP | AZ | Thermal | Steam-Gas | 113 | 44.6053 | NG_AZ_North-South | 1957-04-01 | 2050-12-31 | 76.0472 | -33.69 | -9.8763 | 98.281 | 95.944 | 288793.9067 | 0 | 0 | 0.29175 | 18.7322 | 21.962 | 3.2297 | 8424 | 1216 | 4506 | 0 | 0 | 0.08375 | 16.298 | 0 | 44.6684 | -33.1396 | -8.8825 | -26.2483 | 1894.2782 | 66.6789 | 3.0329 | 0 | 288793.9067 | 0 | 0.90988 | 121.3175 | 177426.8907 | 0 | 0 | 0 | 1574.5418 | 7492.5091 | 4722.5576 | 7601.2649 | 123927.6233 | 1.0352 | 0.11547 | 12.6186 | 5.1679 | 7.4506 | 0.98798 | 10.9482 | 1431.6478 | 14066.951 | 642265.8224 | 61 | 228 | 4.6992 | 22.6197 | ST-NG | ST-NG
Procter And Gamble Oxnard 1 CC | CISC | CA_CISO | CA | Thermal | CombinedCycle Gas | 19.87 | 10 | NG_Cal_PG&E LT | 2020-08-01 | 2050-12-31 | 147.5134 | -10.9188 | -2.6974 | 18.8757 | 18.9763 | 26422.126 | 0 | 0 | 0.1518 | 3.6218 | 3.8976 | 0.27582 | 8496 | 420 | 1794 | 0 | 0 | 0.055486 | 1.7025 | 0 | 78.8848 | -4.7122 | -3.0935 | -25.7138 | 1997.9011 | 71.5592 | 0.21137 | 0 | 26422.126 | 0 | 0.063411 | 8.4548 | 12365.1009 | 0 | 0 | 1356.0311 | 0 | 0 | 32.5868 | 643.5894 | 2610.8685 | 0.15866 | 0.00010078 | 4.7626 | 4.7626 | 4.7626 | 0 | 0 | 619.2127 | 5082.1351 | 15952.3297 | 3 | 228 | 0.56439 | 3.9193 | CC | CC
Mcclure 2 GT | BANC | CA_BANC | CA | Thermal | CombustionTurbine Gas | 53.5 | 40.2 | NG_Cal_PG&E LT | 1981-07-01 | 2051-12-31 | 172.2385 | -20.0775 | 6.2708 | 49.6146 | 47.9049 | 61717.2561 | 0 | 0 | 0.13169 | 13.189 | 10.6301 | -2.5589 | 8592 | 752 | 1504 | 0 | 0 | 0.034562 | 6.8324 | 0 | 102.2066 | 11.0653 | 4.4508 | -133.8617 | 1695.4147 | 60.0269 | 0.84494 | 0 | 61717.2561 | 0 | 0.25348 | 33.7975 | 49428.8508 | 0 | 0 | 5420.6643 | 19.8843 | 24.8215 | 176.7295 | 171.2 | 2250.8756 | 0.3521 | 0.050745 | 0.86998 | 0.031824 | 0.83815 | 0.013288 | 0.016604 | 501.4623 | 608.8698 | 28083.8329 | 11 | 227 | 3.5006 | 10.6593 | GT 7B | GT B
Neil Simpson Ct 1 GT | WACM | RM_WACM | WY | Thermal | CombustionTurbine Gas | 37 | 33.1053 | NG_Wyoming | 2000-07-01 | 2050-12-31 | 119.1913 | 30.0755 | -7.8903 | 34.4137 | 34.8049 | 246027.0891 | 0 | 0 | 0.75906 | 11.1908 | 29.3243 | 18.1334 | 8592 | 574 | 6910 | 0 | 0 | 0.11071 | 10.7506 | 0 | 100.6149 | 21.0725 | -7.1481 | -122.6714 | 2063.1785 | 141.6346 | 2.3123 | 0 | 246027.0891 | 0 | 0.69369 | 92.4918 | 135269.2249 | 0 | 0 | 0 | 130.3278 | 43.9129 | 1391.7293 | 3485.8238 | 2550.5783 | 0.075305 | 0.00032051 | 86.4793 | 43.2396 | 43.2397 | 0.083574 | 0.028121 | 67358.0401 | 264241.0607 | 255639.0169 | 17 | 227 | 0.33544 | 29.9115 | GT LM6000 PD | GT LM
SPA Cogen 3 CC | BANC | CA_BANC | CA | Thermal | CombinedCycle Gas | 168 | 56.126 | NG_Cal_PG&E LT | 1997-12-01 | 2051-12-31 | 140.5964 | 7.3841 | 6.6445 | 159.0701 | 161.2781 | 568336.0229 | 0 | 0 | 0.38618 | 70.6669 | 79.906 | 9.2391 | 8472 | 418 | 3725 | 0 | 0 | 1.1935 | 36.2403 | 0 | 107.2405 | 15.4394 | 5.1105 | -12.0853 | 1880.4327 | 66.0248 | 4.479 | 0 | 568336.0229 | 0 | 1.3437 | 179.159 | 262020.0679 | 0 | 0 | 28734.6913 | 1825.7559 | 21721.8354 | 381.336 | 550.8103 | 993.4804 | 0.3521 | 0.050745 | 0.86998 | 0.031824 | 0.83815 | 1.2587 | 13.815 | 0.43779 | 102.1947 | 630.1901 | 69 | 226 | 4.4103 | 79.9068 | CC E_v84.2 (SGT6-2000E) | CC E
Springfield 1 IC | PSCO | RM_PSCO | CO | Thermal | ICE | 3.66 | 0.566 | Oil_DistillateFuel_2 | 1966-12-01 | 2050-12-31 | 779.1907 | 491.3114 | 28.5616 | 3.556 | 3.5853 | 1539.396 | 0 | 0 | 0.048014 | 0.69831 | 1.1995 | 0.50117 | 8616 | 220 | 1067 | 0 | 0 | 0.0032327 | 0.5592 | 0 | 138.3252 | 48.5501 | 3.0846 | -24.8151 | 2524.2686 | 212.6021 | 0.021293 | 0 | 1539.396 | 0 | 0.061644 | 1.8806 | 1664.0778 | 0 | 0 | 131.3324 | 0 | 0 | 0 | 26.352 | 2339.472 | 0.42135 | 0.055066 | 119.3454 | 43.2396 | 76.1058 | 0 | 0 | 0 | 6588 | 568572.5662 | 0 | 226 | 0.00096134 | 1.7746 | IC | IC
Tracy CA CC1b | CIPV | CA_CISO | CA | Thermal | CombinedCycle Gas | 170 | 50.65 | NG_Cal_PG&E LT | 2012-10-31 | 2050-12-31 | 153.5242 | -1.5703 | 4.816 | 162.6188 | 159.0232 | 273635.0772 | 0 | 0 | 0.18375 | 36.6956 | 42.0096 | 5.314 | 8472 | 457 | 2365 | 0 | 0 | 0.57463 | 17.7326 | 0 | 97.5737 | 7.3447 | 3.5385 | -26.2776 | 1943.5398 | 70.868 | 2.1917 | 0 | 273635.0772 | 0 | 0.6575 | 87.6665 | 128212.2586 | 0 | 0 | 14060.5251 | 0 | 0 | 94.4 | 615.1843 | 62566.9584 | 0.15866 | 0.00010078 | 4.7626 | 4.7626 | 4.7626 | 0 | 0 | 0.13081 | 3226.1332 | 1644856.9596 | 655 | 225 | 3.189 | 43.6577 | CC 7EA | CC F
Afton CC | PNM | SW_PNM | NM | Thermal | CombinedCycle Gas | 250 | 150 | NG_New Mexico_South | 2007-10-01 | 2042-12-01 | 63.7282 | -38.7986 | -4.777 | 235.7866 | 238.5486 | 1087890.2958 | 0 | 0 | 0.49675 | 51.4555 | 69.3293 | 17.8739 | 8472 | 458 | 5743 | 0 | 0 | 2.2846 | 42.6285 | 0 | 46.1714 | -35.8896 | -4.6296 | -28.0597 | 1918.5037 | 68.5957 | 7.7532 | 0 | 1087890.2979 | 0 | 2.326 | 310.1281 | 453562.342 | 0 | 0 | 0 | 20187.5235 | 68689.7004 | 440.6232 | 0 | 272854.6822 | 0.89269 | 0.0029891 | 22.2939 | 5.1679 | 17.1082 | 65525.0933 | 1864.1823 | 29332.2987 | 0 | 5542550.296 | 365 | 224 | 5.3073 | 74.9686 | CC 7FA | CC F
Arlington Valley CC1b | TH_PV | SW_TH_PV | AZ | Thermal | CombinedCycle Gas | 290 | 145 | NG_AZ_North-South | 2002-07-01 | 2050-12-31 | 61.3965 | -34.9739 | -12.2428 | 273.2866 | 277.0364 | 1419488.1952 | 0 | 0 | 0.55877 | 63.1686 | 87.1517 | 23.9831 | 8472 | 458 | 5940 | 0 | 0 | 2.9809 | 52.5512 | 0 | 43.9774 | -32.4671 | -10.246 | -25.1238 | 1871.0818 | 63.8236 | 9.7355 | 0 | 1419488.0881 | 0 | 2.9207 | 389.4214 | 569528.8459 | 0 | 0 | 0 | 15445.4658 | 4992.4867 | 6967.388 | 2588.655 | 129743.8077 | 0 | 0 | 0 | 0 | 0 | 0 | 0 | 0 | 0 | 0 | 1619 | 224 | 3.692 | 87.1517 | CC 7FA | CC F
Berry Cogen 38 Unit 1 GT | CIPV | CA_CISO | CA | Thermal | CombustionTurbine Gas | 33.565 | 11.4 | NG_Utah_Opal Kern | 1986-01-01 | 2050-12-31 | 157.7374 | -8.2677 | -6.6895 | 31.0816 | 31.6941 | 38136.5524 | 0 | 0 | 0.1297 | 7.2636 | 6.0156 | -1.248 | 8592 | 582 | 1619 | 0 | 0 | 0.017161 | 2.9612 | 0 | 80.0642 | -3.3504 | -3.2759 | -25.2152 | 1931.002 | 74.3619 | 0.58032 | 0 | 38136.5524 | 0 | 0.1741 | 23.2127 | 33948.5531 | 0 | 0 | 3723.002 | 0 | 0 | 0 | 319.7195 | 4511.1355 | 0.15866 | 0.00010078 | 4.7626 | 4.7626 | 4.7626 | 0 | 0 | 0 | 3967.3718 | 82922.0065 | 0 | 224 | 1.9521 | 6.1025 | GT-OT | GT
Desert Star CC1b | CISC | CA_CISO | NV | Thermal | CombinedCycle Gas | 245 | 144.7047 | NG_Nevada_South | 2012-06-18 | 2050-12-31 | 103.1771 | -19.9965 | -9.5736 | 232.4065 | 231.8847 | 432932.6752 | 0 | 0 | 0.20172 | 43.498 | 44.6687 | 1.1708 | 8472 | 458 | 2312 | 0 | 0 | 0.90916 | 16.2633 | 0 | 58.0235 | -20.5401 | -8.127 | -25.1898 | 1892.0693 | 66.103 | 3.1337 | 0 | 432932.6752 | 0 | 0.9401 | 125.3469 | 183319.7906 | 0 | 0 | 20103.9476 | 0 | 0 | 100.2953 | 1581.3216 | 55927.3962 | 0.15866 | 0.00010078 | 4.7626 | 4.7626 | 4.7626 | 0 | 0 | 0.076542 | 12454.351 | 228336.051 | 34 | 224 | 8.0563 | 44.9095 | CC Frame F | CC F
Kelco Qualifying Facility 1 OT | CISD | CA_CISO | CA | Thermal | Steam-Gas | 25 | 3.27 | NG_Cal_SDG&E | 2014-03-05 | 2050-12-31 | 143.4347 | -16.4783 | -5.7387 | 23.6906 | 23.9859 | 26502.6836 | 0 | 0 | 0.12102 | 3.496 | 3.8014 | 0.30537 | 8472 | 416 | 1462 | 0 | 0 | 0.055656 | 1.4665 | 0 | 67.7367 | -13.6085 | -5.3454 | -25.9186 | 1956.6168 | 70.2163 | 0.21052 | 0 | 26502.6836 | 0 | 0.063155 | 8.4207 | 12315.2932 | 0 | 0 | 1350.5689 | 0 | 0 | 30.75 | 580.3395 | 3473.3771 | 0.15866 | 0.00010078 | 4.7626 | 4.7626 | 4.7626 | 0 | 0 | 691.9649 | 7538.4295 | 39565.3859 | 1 | 224 | 0.59336 | 3.8492 | CC | CC
Moss Landing CC1a | CIPB | CA_CISO | CA | Thermal | CombinedCycle Gas | 255 | 143.4981 | NG_Cal_PG&E LT | 2002-07-01 | 2050-12-31 | 117.853 | 9.5388 | 1.3236 | 243.1338 | 240.4346 | 1099613.0568 | 0 | 0 | 0.49226 | 118.9148 | 129.5927 | 10.6779 | 8256 | 446 | 4716 | 0 | 0 | 2.3092 | 61.096 | 0 | 102.4796 | 14.6678 | 1.1212 | -25.8222 | 1926.6428 | 66.7443 | 7.6128 | 0 | 1099613.0568 | 0 | 2.2838 | 304.5105 | 445346.6228 | 0 | 0 | 48839.3803 | 37.1675 | 0 | 1.4305e-05 | 916.052 | 19842.2657 | 0.15866 | 0.00010078 | 4.7626 | 4.7626 | 4.7626 | 0.030868 | 0 | 0.00016602 | 4373.0227 | 82279.6119 | 55 | 224 | 7.1159 | 129.6793 | CC 7FA+e | CC F
PastoriaCC2-Total | CISC | CA_CISO | CA | Thermal | CombinedCycle Gas | 264 | 122.4639 | NG_Cal_SoCalGas | 2005-05-04 | 2050-12-31 | 109.347 | -1.517 | -3.0128 | 252.5888 | 246.9536 | 1068283.0091 | 0 | 0 | 0.46193 | 110.2251 | 116.8135 | 6.5885 | 8424 | 456 | 4823 | 0 | 0 | 2.2434 | 52.8475 | 0 | 77.6462 | -5.7628 | -3.2816 | -25.7463 | 1993.46 | 71.7685 | 7.5254 | 0 | 1068283.0091 | 0 | 2.2576 | 301.0162 | 440236.1425 | 0 | 0 | 48278.935 | 124.9033 | 283.0722 | 1.2398e-05 | 940.1673 | 39821.6568 | 0.15866 | 0.00010078 | 4.7626 | 4.7626 | 4.7626 | 0.044407 | 0.1065 | 0.00021582 | 1997.9536 | 106505.3727 | 39 | 224 | 9.0807 | 116.922 | CC 7FA | CC F
PdteJuarez Gt 1 GT | CFE | CA_CFE | MX | Thermal | CombustionTurbine Gas | 30 | 14.4 | NG_Cal_Rosarito | 1982-09-30 | 2050-12-31 | 60.0812 | -71.7442 | -12.1503 | 27.8037 | 28.3278 | 19770 | 0 | 0 | 0.075228 | 2.2562 | 1.1878 | -1.0684 | 8592 | 578 | 1091 | 0 | 0 | 0.011071 | 1.752 | 0 | 29.9217 | -48.4661 | -8.3028 | -274.4738 | 558.5604 | 31.7463 | 0.32586 | 0 | 19770 | 0 | 0.097759 | 13.0345 | 19062.9507 | 0 | 0 | 0 | 2.6822e-06 | 132 | 565.9003 | 0 | 12394.0997 | 4.6199 | 1.2515 | 2.5478 | 0 | 2.5478 | 1.5447e-10 | 0.0071124 | 3266.5524 | 0 | 158167.2988 | 0 | 224 | 1.031 | 1.3492 | GT | GT
Agua Fria 3 ST | SRP | SW_SRP | AZ | Thermal | Steam-Gas | 184 | 60 | NG_AZ_North-South | 1961-04-01 | 2050-12-31 | 75.4979 | -31.8821 | -9.0922 | 156.7368 | 161.4062 | 416815.5417 | 0 | 0 | 0.2586 | 28.0052 | 31.4687 | 3.4635 | 8424 | 1206 | 4367 | 0 | 0 | 0.12088 | 24.1456 | 0 | 44.7919 | -33.1345 | -8.7641 | -26.2483 | 1898.8154 | 66.897 | 4.4937 | 0 | 416815.5305 | 0 | 1.3481 | 179.7482 | 262881.6792 | 0 | 0 | 0 | 915.429 | 13511.2441 | 843.2865 | 5857.1808 | 232094.85 | 1.0352 | 0.11547 | 12.6186 | 5.1679 | 7.4506 | 0.57372 | 7.1768 | 2379.3801 | 52020.2314 | 1147421.594 | 113 | 223 | 6.7492 | 32.6705 | ST-NG | ST-NG
Desert Star CC1a | CISC | CA_CISO | NV | Thermal | CombinedCycle Gas | 245 | 144.7047 | NG_Nevada_South | 2012-06-18 | 2050-12-31 | 103.8264 | -19.6729 | -9.5407 | 232.168 | 232.0875 | 428155.6076 | 0 | 0 | 0.19949 | 43.4521 | 44.4538 | 1.0017 | 8472 | 460 | 2274 | 0 | 0 | 0.89913 | 16.2553 | 0 | 58.0458 | -20.5396 | -8.1052 | -25.1898 | 1890.8435 | 66.1379 | 3.1338 | 0 | 428155.6076 | 0 | 0.94014 | 125.3518 | 183327.0226 | 0 | 0 | 20104.7407 | 0 | 0 | 12.6616 | 894.9134 | 55550.724 | 0.15866 | 0.00010078 | 4.7626 | 4.7626 | 4.7626 | 0 | 0 | 563.7708 | 2738.8686 | 225780.5267 | 52 | 223 | 7.7132 | 44.6829 | CC Frame F | CC F
Calpeak Power Border Unit 1 GT | CISD | CA_CISO | CA | Thermal | CombustionTurbine Gas | 51.3 | 47.025 | NG_Cal_SDG&E | 2001-10-26 | 2050-12-31 | 134.3998 | -23.6659 | -11.8629 | 47.5044 | 48.4972 | 56703.602 | 0 | 0 | 0.12618 | 8.3579 | 7.621 | -0.73693 | 8592 | 578 | 1198 | 0 | 0 | 0.025517 | 4.1224 | 0 | 66.5041 | -13.6454 | -6.5411 | -25.7824 | 1871.0822 | 67.4908 | 0.59276 | 0 | 56703.602 | 0 | 0.17783 | 23.7104 | 34676.4284 | 0 | 0 | 3802.8252 | 0 | 367.65 | 0 | 680.0501 | 4073.7517 | 0.15866 | 0.00010078 | 4.7626 | 4.7626 | 4.7626 | 0 | 0.017576 | 0 | 24500.4934 | 48663.7281 | 0 | 222 | 1.874 | 7.6941 | GT FT8 TwinPac | GT Aero
Calpeak Power Enterprise Unit 1 GT | CISD | CA_CISO | CA | Thermal | CombustionTurbine Gas | 48.1 | 21.0438 | NG_Cal_SDG&E | 2001-10-23 | 2050-12-31 | 161.69 | -22.2389 | -10.0069 | 44.4663 | 45.5384 | 31016.6495 | 0 | 0 | 0.073612 | 5.2905 | 5.0151 | -0.27538 | 8592 | 581 | 1323 | 0 | 0 | 0.013957 | 2.5499 | 0 | 67.5499 | -13.3457 | -5.7949 | -25.9482 | 1924.7444 | 69.3437 | 0.36602 | 0 | 31016.649 | 0 | 0.10981 | 14.6408 | 21412.2205 | 0 | 0 | 2348.1925 | 2.6226e-06 | 3175.767 | 0 | 461.2664 | 32158.3823 | 0.15866 | 0.00010078 | 4.7626 | 4.7626 | 4.7626 | 9.9659e-11 | 0.15306 | 0 | 26299.608 | 380816.1534 | 1 | 222 | 1.1597 | 5.4222 | GT FT8 TwinPac | GT Aero
InState_Biomass_Wilson_115kV ST | CIPV | CA_CISO | CA | Thermal | Bio | 1 | 0.186 | Bio_Other | 2028-05-01 | 2051-12-31 | 106.7942 | -1.0907 | 6.7793 | 0.84794 | 0.88107 | 5258.7812 | 0 | 0 | 0.60032 | 0.32875 | 0.56161 | 0.23286 | 8424 | 1212 | 5758 | 0 | 0 | 0.0054509 | 0.30667 | 0 | 80.8361 | -11.5838 | 5.7293 | -526.8211 | 1735.1279 | 84.91 | 0.093982 | 0 | 5258.7812 | 0 | 0.27208 | 8.3003 | 6108.8557 | 0 | 0 | 0 | 0 | 0 | 0.75 | 43.125 | 204.1875 | 0.15866 | 0.00010078 | 4.7626 | 4.7626 | 4.7626 | 0 | 0 | 28.1809 | 3505.072 | 10317.9145 | 0 | 222 | 0.0080672 | 0.57546 | ST-OT | ST-NG
Ipp Repower 2 CC | LDWP | CA_LDWP | UT | Thermal | CombinedCycle Gas | 422 | 173.02 | NG_Utah_Opal Kern | 2025-07-01 | 2051-12-31 | 117.3953 | 19.4876 | -3.6189 | 360.7048 | 367.3869 | 2331378.1915 | 0 | 0 | 0.63066 | 158.24 | 273.6927 | 115.4527 | 8424 | 1215 | 5740 | 0 | 0 | 2.4165 | 78.2337 | 0 | 104.8981 | 21.3755 | -3.168 | -14.4182 | 1920.8149 | 81.4981 | 15.3089 | 0 | 2331378.0315 | 0 | 4.5927 | 612.3558 | 895570.4213 | 0 | 0 | 70680.2128 | 2609.3527 | 285.3395 | 164.2492 | 3051.0225 | 8857.9205 | 0.51018 | 0.0002031 | 10.9758 | 5.1679 | 5.9579 | 6325.5801 | 166.8497 | 4024.4574 | 52280.6759 | 88712.5871 | 385 | 222 | 1.289 | 273.8442 | ST-OT | ST-NG
Moss Landing CC2a | CIPB | CA_CISO | CA | Thermal | CombinedCycle Gas | 255 | 143.4981 | NG_Cal_PG&E LT | 2002-07-11 | 2050-12-31 | 121.1011 | 8.4334 | 0.9401 | 242.7366 | 240.7864 | 1102813.9704 | 0 | 0 | 0.49369 | 120.1198 | 133.552 | 13.4322 | 8280 | 449 | 4659 | 0 | 0 | 2.3159 | 61.8512 | 0 | 102.1597 | 14.67 | 0.79922 | -25.8184 | 1920.3862 | 66.4103 | 7.6905 | 0 | 1102813.9704 | 0 | 2.3072 | 307.6201 | 449894.3689 | 0 | 0 | 49338.1143 | 37.167 | 0 | 37.167 | 1019.9452 | 12734.0866 | 0.15866 | 0.00010078 | 4.7626 | 4.7626 | 4.7626 | 0.030867 | 0 | 0.033176 | 4656.6739 | 54816.5149 | 51 | 222 | 6.4977 | 133.6115 | CC 7FA+e | CC F
Moss Landing CC2b | CIPB | CA_CISO | CA | Thermal | CombinedCycle Gas | 255 | 143.4981 | NG_Cal_PG&E LT | 2002-07-11 | 2050-12-31 | 122.1921 | 7.0704 | 0.95617 | 243.4317 | 239.9421 | 1111646.1001 | 0 | 0 | 0.49765 | 120.5233 | 135.8343 | 15.3111 | 8280 | 447 | 4727 | 0 | 0 | 2.3345 | 62.0693 | 0 | 102.1571 | 14.6672 | 0.79931 | -25.8203 | 1918.1306 | 66.38 | 7.7161 | 0 | 1111646.1001 | 0 | 2.3148 | 308.6439 | 451391.6396 | 0 | 0 | 49502.314 | 82.19 | 0 | -5.722e-06 | 493.9507 | 15600.319 | 0.15866 | 0.00010078 | 4.7626 | 4.7626 | 4.7626 | 35.0375 | 0 | -9.9611e-05 | 3346.9384 | 56282.4891 | 44 | 222 | 7.0181 | 135.894 | CC 7FA+e | CC F
Redding Power 2 GT | BANC | CA_BANC | CA | Thermal | CombustionTurbine Gas | 25 | 18.524 | NG_Cal_PG&E LT | 1996-05-01 | 2051-12-31 | 198.8598 | 0.78728 | -1.435 | 23.1746 | 23.5858 | 20440.895 | 0 | 0 | 0.093337 | 5.009 | 4.0649 | -0.94409 | 8592 | 580 | 1085 | 0 | 0 | 0.0091984 | 2.5548 | 0 | 106.7011 | 18.3869 | 1.6237 | -11.3971 | 1737.6155 | 65.3355 | 0.31684 | 0 | 20440.895 | 0 | 0.095053 | 12.6737 | 18535.3166 | 0 | 0 | 2032.6939 | 8.8904 | 0 | 169.2149 | 130 | 749.209 | 0.3521 | 0.050745 | 0.86998 | 0.031824 | 0.83815 | 0.0059584 | 0 | 520.0648 | 623.0476 | 13705.8265 | 4 | 222 | 1.3297 | 4.0797 | GT Frame 5 | GT
Trinidad 5 IC | PSCO | RM_PSCO | CO | Thermal | ICE | 5.61 | 1.122 | Oil_DistillateFuel_2 | 1999-01-01 | 2050-12-31 | 741.8159 | 457.3605 | 22.1102 | 5.4505 | 5.497 | 2227.5963 | 0 | 0 | 0.045328 | 0.99339 | 1.6525 | 0.65908 | 8616 | 219 | 1038 | 0 | 0 | 0.004678 | 0.79512 | 0 | 134.2846 | 44.2459 | 3.3481 | -24.9247 | 2474.8965 | 197.9038 | 0.030277 | 0 | 2227.5962 | 0 | 0.087652 | 2.674 | 2366.1393 | 0 | 0 | 186.7405 | 0 | 0 | 0 | 17.952 | 3577.6316 | 0.42135 | 0.055066 | 119.3454 | 43.2396 | 76.1058 | 0 | 0 | 0 | 4488 | 862633.8459 | 1 | 222 | 0.00070583 | 2.5196 | IC | IC
University Of Oregon Cogen Pro CT1 CT | BPAT | NW_BPAT | OR | Thermal | CombinedCycle Gas | 3.3 | 1.65 | NG_Cal_Kern | 2012-10-01 | 2050-12-31 | 230.3342 | 45.4275 | 17.1596 | 3.1137 | 3.0469 | 5657.8499 | 0 | 0 | 0.19572 | 1.3389 | 1.3032 | -0.035687 | 8472 | 568 | 2182 | 0 | 0 | 0.011881 | 0.57712 | 0 | 110.5685 | 16.2962 | 7.5818 | -37.9052 | 1837.0642 | 96.3666 | 0.1097 | 0 | 5657.8499 | 0 | 0.032909 | 4.3879 | 6417.2818 | 0 | 0 | 703.7576 | 1.65 | 34.65 | 1.65 | 1.65 | 31.35 | 0.13517 | 0.13517 | 0.67195 | 0.031824 | 0.68397 | 0.0017684 | 1357.3843 | 37.4124 | 1.6698 | 2260.9321 | 0 | 222 | 0.27354 | 1.3069 | GT | GT
Gianera Peaker Unit 1 GT | CIPB | CA_CISO | CA | Thermal | CombustionTurbine Gas | 24.75 | 9.45 | NG_Cal_PG&E LT | 1987-01-01 | 2050-12-31 | 200.6699 | -15.2024 | 16.3287 | 23.2658 | 22.9265 | 21678.9883 | 0 | 0 | 0.099991 | 4.9 | 4.3503 | -0.54964 | 8592 | 575 | 1618 | 0 | 0 | 0.0097555 | 2.6168 | 0 | 103.1578 | 8.4275 | 8.0397 | -26.812 | 1985.9191 | 71.649 | 0.32401 | 0 | 21678.9874 | 0 | 0.097203 | 12.9604 | 18954.5841 | 0 | 0 | 2078.6734 | 0 | 0 | 16.0875 | 482.625 | 7054.1199 | 0.15866 | 0.00010078 | 4.7626 | 4.7626 | 4.7626 | 0 | 0 | 0.01384 | 14588.3679 | 234605.2783 | 2 | 221 | 1.0789 | 4.5995 | GT LM2500 | GT LM2500
Medicine Hat 1 Cmh1 15 GT | AESO | AB_AESO | AB | Thermal | CombustionTurbine Gas | 50 | 5.2 | NG_Alberta_NOVA | 2010-07-01 | 2050-12-31 | 116.2982 | 12.4875 | 1.5629 | 46.6414 | 46.8129 | 177143.3913 | 0 | 0 | 0.40444 | 18.1596 | 20.6015 | 2.4419 | 8592 | 576 | 6887 | 0 | 0 | 0.079715 | 8.576 | 0 | 97.798 | 9.6698 | 1.4377 | -26.0061 | 777.0881 | 72.5422 | 1.969 | 0 | 177143.3913 | 0 | 0.59069 | 78.7582 | 115183.8716 | 0 | 0 | 9090.5421 | 12659.4162 | 26743.9751 | 15523.8447 | 53099.4729 | 98583.3042 | 1.8659 | 0.0078726 | 35.0857 | 35.06 | 35.06 | 880.8303 | 18.8244 | 748668.2129 | 1654264.4958 | 3449033.1956 | 2914 | 221 | 1.5862 | 26.4543 | GT LM6000 | GT LM
NeboPwrStaCC-Total | PAUT | BS_PACE | UT | Thermal | CombinedCycle Gas | 140 | 42.5647 | NG_Utah_Opal Kern | 2004-06-01 | 2050-12-31 | 199.0536 | 68.8941 | -1.5405 | 134.0849 | 132.351 | 331644.2182 | 0 | 0 | 0.27042 | 19.5035 | 66.015 | 46.5114 | 8472 | 415 | 6182 | 0 | 0 | 0.69645 | 15.2334 | 0 | 111.8146 | 26.6141 | -1.49 | -25.4488 | 2184.5227 | 145.2964 | 2.9788 | 0 | 331644.2182 | 0 | 0.89365 | 119.1537 | 174262.344 | 0 | 0 | 0 | 12918.2578 | 53611.8884 | 75393.6006 | 0 | 458442.2026 | 7.007 | 5.9428 | 85.5427 | 0.031824 | 85.5024 | 208605.4293 | 375292.0593 | 5874947.594 | 0 | 40277213.6879 | 48 | 221 | 0.070385 | 112.751 | CC 7EA | CC E
Neil Simpson Ct 2 GT | WACM | RM_WACM | WY | Thermal | CombustionTurbine Gas | 37 | 19.4737 | NG_Wyoming | 2001-05-01 | 2050-12-31 | 122.3545 | 32.8231 | -7.6882 | 34.2985 | 34.9478 | 220174.3137 | 0 | 0 | 0.6793 | 10.1773 | 26.9393 | 16.762 | 8592 | 576 | 6938 | 0 | 0 | 0.099078 | 9.7616 | 0 | 100.6855 | 21.0774 | -7.0825 | -122.6445 | 2066.6111 | 141.6513 | 2.0981 | 0 | 220174.3137 | 0 | 0.62942 | 83.9225 | 122736.6517 | 0 | 0 | 0 | 234.2582 | 496.9228 | 227.95 | 8357.7541 | 19051.5142 | 0.075305 | 0.00032051 | 86.4793 | 43.2396 | 43.2397 | 0.15061 | 0.32011 | 2076.4946 | 488903.7733 | 1724707.5592 | 71 | 221 | 0.24811 | 29.155 | GT LM6000 PD | GT LM
Walnut 2 GT | TIDC | CA_TIDC | CA | Thermal | CombustionTurbine Gas | 24.8 | 21.3 | NG_Cal_PG&E LT | 1986-04-01 | 2050-12-31 | 192.4076 | -7.9512 | 3.8825 | 23.3369 | 22.9181 | 17064.9934 | 0 | 0 | 0.078551 | 4.0472 | 3.2834 | -0.76377 | 8592 | 578 | 1620 | 0 | 0 | 0.0095564 | 2.1402 | 0 | 104.7875 | 14.9673 | 3.1297 | -11.8048 | 1877.0457 | 65.6057 | 0.26588 | 0 | 17064.9937 | 0 | 0.079765 | 10.6354 | 15554.2039 | 0 | 0 | 1705.7673 | 0 | 0 | 758.4167 | 0 | 14849.7465 | 68.9916 | 47.7983 | 72.6541 | 0.031824 | 64.5133 | 0 | 0 | 3840.9149 | 0 | 511727.7737 | 125 | 220 | 0.93764 | 3.799 | GT LM2500 | GT LM2500
Medicine Hat 1 Cmh1 1-2 GT | AESO | AB_AESO | AB | Thermal | CombustionTurbine Gas | 45 | 19.8 | NG_Alberta_NOVA | 2018-02-01 | 2051-12-31 | 116.7131 | 11.8966 | 0.79289 | 42.4854 | 41.5356 | 193188.3436 | 0 | 0 | 0.49008 | 18.713 | 22.5476 | 3.8347 | 8424 | 566 | 6893 | 0 | 0 | 0.20024 | 8.8646 | 0 | 97.1707 | 9.7058 | 0.77434 | -25.9278 | 771.8864 | 72.345 | 2.034 | 0 | 193188.3436 | 0 | 0.61019 | 81.3585 | 118986.8083 | 0 | 0 | 9390.6775 | 27 | 0 | 6773.0514 | 14895.0043 | 64711.9852 | 1.8659 | 0.0078726 | 35.0857 | 35.06 | 35.06 | 1728.4413 | 0 | 303844.5137 | 315670.7076 | 2276000.5637 | 62 | 218 | 1.497 | 25.4449 | GT LM6000 | GT LM
University Of Oregon Cogen Pro 1 ST | BPAT | NW_BPAT | OR | Thermal | Steam-Gas | 7.9 | 3.95 | NG_Washington_Sumas | 2012-10-01 | 2050-12-31 | 151.4971 | 24.5865 | 11.126 | 7.5278 | 7.4902 | 35702.816 | 0 | 0 | 0.51591 | 3.6863 | 5.4089 | 1.7226 | 8688 | 430 | 5139 | 0 | 0 | 0.010354 | 1.5806 | 0 | 110.5685 | 16.2962 | 7.5818 | -37.9052 | 1837.0642 | 96.3666 | 0.28365 | 0 | 35702.816 | 0 | 0.085095 | 11.346 | 16593.523 | 0 | 0 | 1819.7452 | 6.478 | 116.604 | -1.1921e-06 | -7.1526e-07 | 22.673 | 0.13517 | 0.13517 | 0.67195 | 0.031824 | 0.68397 | 0.0068113 | 3898.6499 | -3.3995e-06 | -1.3651e-05 | 935.2684 | 2 | 218 | 0.30743 | 5.4137 | CC | CC
PdteJuarez Gt 2 GT | CFE | CA_CFE | MX | Thermal | CombustionTurbine Gas | 22.82 | 10.954 | NG_Cal_Rosarito | 1982-11-09 | 2050-12-31 | 59.8156 | -71.5241 | -11.5555 | 21.1538 | 21.5417 | 14486.1364 | 0 | 0 | 0.072466 | 1.6755 | 0.8665 | -0.80897 | 8592 | 578 | 1052 | 0 | 0 | 0.0081122 | 1.3041 | 0 | 29.9312 | -48.4661 | -8.2933 | -274.4738 | 559.0833 | 31.7674 | 0.24309 | 0 | 14486.1364 | 0 | 0.072927 | 9.7237 | 14220.8418 | 0 | 0 | 0 | 1.8775e-06 | 82.152 | 577.0562 | 0 | 8943.4471 | 4.6199 | 1.2515 | 2.5478 | 0 | 2.5478 | 1.1493e-10 | 0.0049465 | 3601.0885 | 0 | 127271.3773 | 0 | 217 | 0.76489 | 0.99737 | GT | GT
Tracy CA CC1a | CIPV | CA_CISO | CA | Thermal | CombinedCycle Gas | 170 | 50.65 | NG_Cal_PG&E LT | 2012-10-31 | 2050-12-31 | 154.1893 | -1.963 | 4.7938 | 162.4202 | 159.3046 | 267527.0971 | 0 | 0 | 0.17964 | 35.7532 | 41.2498 | 5.4967 | 8472 | 457 | 2300 | 0 | 0 | 0.56181 | 17.3111 | 0 | 97.5736 | 7.3464 | 3.5367 | -26.2776 | 1943.5378 | 70.8712 | 2.1363 | 0 | 267527.0972 | 0 | 0.64088 | 85.451 | 124972.1347 | 0 | 0 | 13705.1937 | 0 | 0 | 21.9512 | 386.6912 | 60929.6699 | 0.15866 | 0.00010078 | 4.7626 | 4.7626 | 4.7626 | 0 | 0 | 1014.5793 | 1645.8569 | 1526108.712 | 651 | 217 | 2.9361 | 42.7786 | CC 7EA | CC F
Blue Spruce 2 GT | PSCO | RM_PSCO | CO | Thermal | CombustionTurbine Gas | 135.5 | 72.2667 | NG_Colorado_Cheyenne | 2003-04-01 | 2050-12-31 | 192.4266 | 77.7768 | 6.8381 | 131.3052 | 132.5462 | 661509.4849 | 0 | 0 | 0.5573 | 39.5171 | 127.292 | 87.7749 | 8592 | 238 | 6872 | 0 | 0 | 0.37045 | 36.8513 | 0 | 140.517 | 49.3435 | 4.4829 | -25.6123 | 2528.8032 | 214.4593 | 7.91 | 0 | 661509.4849 | 0 | 2.373 | 316.3991 | 462733.7613 | 0 | 0 | 0 | 8090.8781 | 29906.9257 | 4125.3993 | 293.182 | 265228.1142 | 0.42135 | 0.055066 | 119.3454 | 43.2396 | 76.1058 | 1488.3402 | 6027.5891 | 331289.8307 | 474.1413 | 16501138.7687 | 1676 | 216 | 0.82332 | 144.1324 | GT Frame F | GT F
Blythe CC1a | CISC | CA_CISO | CA | Thermal | CombinedCycle Gas | 245 | 115 | NG_AZ/Cal_Blythe | 2010-07-31 | 2050-12-31 | 103.1605 | -12.3734 | -17.0632 | 233.7899 | 229.7889 | 456595.7571 | 0 | 0 | 0.21275 | 44.4482 | 47.1026 | 2.6544 | 8496 | 460 | 2329 | 0 | 0 | 0.95885 | 16.8475 | 0 | 59.8914 | -14.7621 | -12.037 | -24.0748 | 1754.332 | 62.6266 | 3.2158 | 0 | 456595.7583 | 0 | 0.96474 | 128.6318 | 188124.0465 | 0 | 0 | 20630.8111 | 0 | 0 | 0 | 196.3733 | 35781.601 | 0.15866 | 0.00010078 | 4.7626 | 4.7626 | 4.7626 | 0 | 0 | 0 | 1711.1111 | 470819.7629 | 167 | 216 | 5.9352 | 47.5752 | CC F | CC F
HermistnGenCC1-Total | PACW | NW_PACW | OR | Thermal | CombinedCycle Gas | 243 | 135 | NG_Oregon_Washington | 1996-07-01 | 2036-12-31 | 135.2362 | 16.3408 | 6.2335 | 230.3201 | 230.5281 | 1052471.4978 | 0 | 0 | 0.49442 | 99.4923 | 142.3322 | 42.8399 | 8424 | 454 | 5246 | 0 | 0 | 2.2102 | 40.4794 | 0 | 103.1026 | 12.5299 | 3.8821 | -35.6842 | 1049.7915 | 77.525 | 7.9009 | 0 | 1052471.4978 | 0 | 2.3703 | 316.0356 | 462202.0235 | 0 | 0 | 50687.847 | 53722.7439 | 228704.8665 | 39347.5961 | 0 | 182958.9339 | 27.0174 | 18.7409 | 65.6973 | 0.031824 | 65.2925 | 1043061.8437 | 2744446.1908 | 3135350.5064 | 0 | 10481114.5981 | 2524 | 215 | 5.3849 | 159.7362 | CC 7FA | CC F
Ipp Repower 1 CC | LDWP | CA_LDWP | UT | Thermal | CombinedCycle Gas | 422 | 173.02 | NG_Utah_Opal Kern | 2025-07-01 | 2051-12-31 | 119.7992 | 20.4365 | -3.6497 | 363.7449 | 363.4277 | 2344052.3951 | 0 | 0 | 0.63409 | 156.4528 | 280.8157 | 124.3629 | 8424 | 1212 | 5802 | 0 | 0 | 2.4297 | 77.4904 | 0 | 104.8864 | 21.368 | -3.1722 | -14.4181 | 1916.9619 | 81.4548 | 15.1393 | 0 | 2344052.2385 | 0 | 4.5418 | 605.5706 | 885647.0233 | 0 | 0 | 69897.0383 | 4895.311 | 634.3061 | 331.9776 | 5689.2253 | 15427.2385 | 0.51018 | 0.0002031 | 10.9758 | 5.1679 | 5.9579 | 1584.8524 | 0.76075 | 2329.654 | 79034.6905 | 123976.9562 | 657 | 215 | 1.5541 | 281.0226 | ST-OT | ST-NG
Lange Gt 1 GT | WACM | RM_WACM | SD | Thermal | CombustionTurbine Gas | 38 | 19 | NG_Wyoming | 2002-03-01 | 2050-12-31 | 129.5192 | 34.5595 | -3.4016 | 35.4696 | 35.5254 | 205064.8968 | 0 | 0 | 0.61603 | 9.7516 | 26.5598 | 16.8083 | 8592 | 578 | 6929 | 0 | 0 | 0.092279 | 9.3426 | 0 | 107.0188 | 23.5868 | -3.2585 | -83.6564 | 2156.9619 | 147.0172 | 2.012 | 0 | 205064.8968 | 0 | 0.60361 | 80.4812 | 117703.7831 | 0 | 0 | 0 | 7311.7277 | 46147.5355 | 591.6558 | 11164.3947 | 46481.0363 | 0.075305 | 0.00032051 | 86.4793 | 43.2396 | 43.2397 | 2.1871 | 14.3227 | 307.6647 | 485406.9504 | 2388759.7635 | 4983 | 215 | 0.20767 | 29.4343 | GT LM6000 | GT LM
Gianera Peaker Unit 2 GT | CIPB | CA_CISO | CA | Thermal | CombustionTurbine Gas | 24.75 | 9.45 | NG_Cal_PG&E LT | 1986-01-01 | 2050-12-31 | 198.1258 | -14.7769 | 16.1232 | 22.8899 | 23.4319 | 20790.8726 | 0 | 0 | 0.095894 | 4.6713 | 4.1192 | -0.55212 | 8592 | 579 | 1569 | 0 | 0 | 0.0093559 | 2.4939 | 0 | 103.163 | 8.4299 | 8.0425 | -26.8123 | 1986.0177 | 71.6592 | 0.30856 | 0 | 20790.8717 | 0 | 0.092569 | 12.3425 | 18050.8951 | 0 | 0 | 1979.5694 | 0 | 0 | 0 | 418.275 | 6768.2058 | 0.15866 | 0.00010078 | 4.7626 | 4.7626 | 4.7626 | 0 | 0 | 0 | 20433.9265 | 221694.6703 | 4 | 214 | 1.1031 | 4.3613 | GT LM2500 | GT LM2500
Goal Line Cogen 1 GT | CISD | CA_CISO | CA | Thermal | CombustionTurbine Gas | 44.076 | 41 | NG_Cal_SDG&E | 1994-01-01 | 2050-12-31 | 138.5066 | -13.0901 | -8.1707 | 41.7761 | 42.2517 | 44107.9154 | 0 | 0 | 0.11424 | 5.9088 | 6.1092 | 0.20048 | 8496 | 418 | 1416 | 0 | 0 | 0.092627 | 2.4808 | 0 | 67.3422 | -13.3623 | -5.9861 | -25.9522 | 1917.8422 | 69.0929 | 0.35629 | 0 | 44107.9154 | 0 | 0.10689 | 14.2516 | 20842.9606 | 0 | 0 | 2285.764 | 0 | 0 | 0 | 658.7379 | 6755.1303 | 0.15866 | 0.00010078 | 4.7626 | 4.7626 | 4.7626 | 0 | 0 | 0 | 10256.6562 | 83660.625 | 4 | 214 | 1.0682 | 6.2032 | CC | CC
Mcclellan 1 GT | BANC | CA_BANC | CA | Thermal | CombustionTurbine Gas | 72 | 35 | NG_Cal_PG&E LT | 1986-03-01 | 2051-12-31 | 189.9935 | -8.2598 | 7.7004 | 67.6682 | 65.9205 | 73412.4861 | 0 | 0 | 0.11639 | 16.7074 | 13.9479 | -2.7595 | 8592 | 615 | 1381 | 0 | 0 | 0.041111 | 8.6514 | 0 | 107.8886 | 15.9712 | 5.2269 | -12.0941 | 1876.5408 | 66.4661 | 1.0712 | 0 | 73412.4861 | 0 | 0.32137 | 42.8499 | 62667.9431 | 0 | 0 | 6872.5424 | 0 | 349.294 | 331.0088 | 440.6018 | 4835.0661 | 0.3521 | 0.050745 | 0.86998 | 0.031824 | 0.83815 | 0 | 0.21285 | 1582.3249 | 1595.6147 | 43630.9248 | 561 | 214 | 4.4668 | 13.9947 | GT 7E | GT E
InState_Biomass_Lamont_115kV ST | CIPV | CA_CISO | CA | Thermal | Bio | 4.65 | 0.93 | Bio_Other | 2028-05-01 | 2051-12-31 | 102.046 | 2.056 | -3.4709 | 4.0298 | 3.9674 | 25772.7095 | 0 | 0 | 0.63271 | 1.3844 | 2.63 | 1.2456 | 8424 | 1217 | 5869 | 0 | 0 | 0.026714 | 1.285 | 0 | 80.0271 | -3.3497 | -3.3138 | -25.0604 | 2001.8458 | 76.222 | 0.3938 | 0 | 25772.7095 | 0 | 1.14 | 34.7793 | 25596.7509 | 0 | 0 | 0 | 0 | 0 | 4.4703e-07 | 7.3761e-06 | 97.6503 | 0.15866 | 0.00010078 | 4.7626 | 4.7626 | 4.7626 | 0 | 0 | 7.7821e-06 | 0.0002133 | 898.6517 | 1 | 213 | 0.0020734 | 2.6309 | ST-OT | ST-NG
Montana 4 LMS | EPE | SW_EPE | TX | Thermal | CombustionTurbine Gas | 90 | 46.3918 | NG_New Mexico_South | 2016-09-01 | 2057-12-31 | 64.2222 | -29.3695 | -3.6782 | 81.4293 | 83.4934 | 473163.3708 | 0 | 0 | 0.60016 | 24.8057 | 30.3876 | 5.5819 | 8592 | 615 | 7328 | 0 | 0 | 0.21292 | 23.8508 | 0 | 52.7361 | -30 | -3.9544 | -27.8727 | 1967.9984 | 72.8114 | 4.3556 | 0 | 473163.3708 | 0 | 1.3067 | 174.2243 | 254803.0811 | 0 | 0 | 0 | 14213.6754 | 118990.9629 | 15678.6002 | 14485.4764 | 144087.5338 | 25.7912 | 14.221 | 42.7558 | 5.1679 | 37.1905 | 750031.223 | 1859080.1718 | 917062.1088 | 42540.5316 | 4461447.0947 | 4211 | 213 | 1.4375 | 38.4177 | GT LMS100 | GT LMS
UCDMC | BANC | CA_BANC | CA | Thermal | CombustionTurbine Gas | 27 | 12.96 | NG_Cal_PG&E LT | 2024-03-20 | 2054-12-31 | 198.7984 | -10.9486 | 14.4564 | 25.1285 | 25.346 | 27792.9992 | 0 | 0 | 0.11751 | 6.6063 | 5.5252 | -1.0811 | 8592 | 578 | 1376 | 0 | 0 | 0.020667 | 3.4343 | 0 | 110.7725 | 15.7322 | 8.3498 | -12.6359 | 1907.8502 | 68.1183 | 0.42552 | 0 | 27792.9992 | 0 | 0.12766 | 17.0207 | 24892.8113 | 0 | 0 | 2729.8949 | 0 | 0 | 94.8895 | 54 | 499.0461 | 0.3521 | 0.050745 | 0.86998 | 0.031824 | 0.83815 | 0 | 0 | 1175.8729 | 512.2078 | 11825.9014 | 1 | 213 | 1.7066 | 5.5387 | GT | GT
King City Cogen | CIPV | CA_CISO | CA | Thermal | CombustionTurbine Gas | 118 | 52 | NG_Cal_PG&E LT | 1989-03-14 | 2050-12-31 | 146.1673 | -34.1056 | -2.9177 | 110.4412 | 109.8924 | 121597.4248 | 0 | 0 | 0.11764 | 25.346 | 17.7736 | -7.5725 | 8592 | 578 | 1455 | 0 | 0 | 0.054719 | 13.0438 | 0 | 87.7475 | 0.89349 | 0.16346 | -25.4849 | 909.0327 | 56.2408 | 1.6178 | 0 | 121597.4248 | 0 | 0.48533 | 64.7113 | 94640.2958 | 0 | 0 | 10378.8224 | 0 | 0 | 0 | 244.8 | 14795.3135 | 0.15866 | 0.00010078 | 4.7626 | 4.7626 | 4.7626 | 0 | 0 | 0 | 17937.6994 | 654469.6328 | 429 | 212 | 7.7797 | 18.446 | GT | GT
Medicine Hat 1 Cmh1 14 GT | AESO | AB_AESO | AB | Thermal | CombustionTurbine Gas | 40 | 9.66 | NG_Alberta_NOVA | 2003-06-01 | 2050-12-31 | 119.8835 | 13.016 | 1.5486 | 37.3364 | 37.3841 | 180905.2905 | 0 | 0 | 0.51628 | 17.3874 | 21.6876 | 4.3002 | 8592 | 579 | 7093 | 0 | 0 | 0.081407 | 8.2441 | 0 | 97.7585 | 9.677 | 1.3909 | -26.004 | 776.5712 | 72.5252 | 1.8926 | 0 | 180905.2905 | 0 | 0.56778 | 75.7036 | 110716.4755 | 0 | 0 | 8737.9661 | 7454.2956 | 59914.995 | 12637.6279 | 26382.8481 | 63794.2319 | 1.8659 | 0.0078726 | 35.0857 | 35.06 | 35.06 | 1542.5445 | 43.5948 | 326733.3422 | 393995.6457 | 1708032.6313 | 52 | 212 | 1.3774 | 24.1179 | GT LM6000 | GT LM
CavalierCC-Total | AESO | AB_AESO | AB | Thermal | CombinedCycle Gas | 120 | 66 | NG_Alberta_NOVA | 2001-07-01 | 2050-12-31 | 140.0346 | 15.3171 | -7.5352 | 114.8364 | 113.4768 | 197041.9979 | 0 | 0 | 0.18744 | 22.1666 | 27.5927 | 5.4261 | 8472 | 418 | 2704 | 0 | 0 | 0.41379 | 9.2117 | 0 | 95.3802 | 11.2061 | -2.5165 | -25.4016 | 748.2571 | 69.0392 | 2.0942 | 0 | 197041.9971 | 0 | 0.62825 | 83.7662 | 122508.0261 | 0 | 0 | 9668.5787 | 517.2212 | 5081.5883 | 4193.4683 | 21789.4831 | 101455.0515 | 1.8659 | 0.0078726 | 35.0857 | 35.06 | 35.06 | 0.42321 | 3.529 | 466449.3594 | 779114.1643 | 6048450.4557 | 26 | 211 | 1.8375 | 34.8867 | CC | CC
George Birdsall 3 ST | WACM | RM_WACM | CO | Thermal | Steam-Gas | 23 | 7.78 | NG_Colorado_Cheyenne | 1957-03-01 | 2050-12-31 | 231.7988 | 102.7864 | 10.1231 | 19.5966 | 20.1377 | 86896.4937 | 0 | 0 | 0.43129 | 6.2396 | 20.1425 | 13.9029 | 8424 | 1211 | 5824 | 0 | 0 | 0.0252 | 5.7702 | 0 | 140.1174 | 48.4229 | 5.0039 | -23.8163 | 2534.239 | 212.6089 | 1.2338 | 0 | 86896.4937 | 0 | 0.37013 | 49.3506 | 72175.26 | 0 | 0 | 0 | 3.5763e-06 | 367.2648 | 56.58 | 7383.1234 | 28228.349 | 0.075305 | 0.00032051 | 86.4793 | 43.2396 | 43.2397 | 2.2764e-09 | 0.23314 | 34.8471 | 136582.9593 | 689104.2932 | 39 | 210 | 0.20186 | 20.9682 | ST-NG | ST-NG
Double C Limited 1 GT | CIPV | CA_CISO | CA | Thermal | CombustionTurbine Gas | 52.23 | 51.776 | NG_Cal_PG&E LT | 1989-03-14 | 2050-12-31 | 186.1783 | -6.5077 | -7.5624 | 48.9656 | 48.6125 | 37410.491 | 0 | 0 | 0.081765 | 7.6991 | 6.965 | -0.73408 | 8592 | 572 | 1433 | 0 | 0 | 0.016835 | 4.0544 | 0 | 79.9127 | -3.3475 | -3.4303 | -25.1648 | 1945.7004 | 74.3937 | 0.50506 | 0 | 37410.4923 | 0 | 0.15152 | 20.2023 | 29545.8075 | 0 | 0 | 3240.1704 | 0 | 509.2425 | 0 | 419.6371 | 36370.4225 | 0.15866 | 0.00010078 | 4.7626 | 4.7626 | 4.7626 | 0 | 0.060094 | 0 | 3996.729 | 295525.2011 | 6 | 209 | 1.7956 | 7.2645 | GT LM2500 | GT LM2500
HighSierra | CIPV | CA_CISO | CA | Thermal | CombustionTurbine Gas | 24 | 26.215 | NG_Cal_PG&E LT | 1989-02-24 | 2050-12-31 | 186.7135 | -5.7124 | -7.8057 | 22.4533 | 22.3775 | 16949.6834 | 0 | 0 | 0.080621 | 3.4665 | 3.1647 | -0.30172 | 8592 | 576 | 1419 | 0 | 0 | 0.0076274 | 1.8242 | 0 | 79.8709 | -3.3501 | -3.4696 | -25.1648 | 1941.6538 | 74.262 | 0.22717 | 0 | 16949.6834 | 0 | 0.068151 | 9.0867 | 13289.3584 | 0 | 0 | 1457.3908 | 0 | 0 | 0 | 422.5773 | 5071.3004 | 0.15866 | 0.00010078 | 4.7626 | 4.7626 | 4.7626 | 0 | 0 | 0 | 11903.8274 | 127142.0473 | 6 | 208 | 0.81582 | 3.3038 | GT LM2500 | GT LM2500
High Sierra Limited 1 GT | CIPV | CA_CISO | CA | Thermal | CombustionTurbine Gas | 24 | 15.715 | NG_Cal_PG&E LT | 2010-04-22 | 2050-12-31 | 184.183 | -5.3763 | -7.8172 | 22.6215 | 22.1325 | 16570.9491 | 0 | 0 | 0.078819 | 3.4075 | 3.0521 | -0.3554 | 8592 | 577 | 1407 | 0 | 0 | 0.0074569 | 1.792 | 0 | 79.8709 | -3.3501 | -3.4696 | -25.1648 | 1941.6538 | 74.262 | 0.22316 | 0 | 16570.9491 | 0 | 0.066949 | 8.9265 | 13055.0117 | 0 | 0 | 1431.6909 | 0 | 202.8 | 0 | 827.1892 | 16057.4666 | 0.15866 | 0.00010078 | 4.7626 | 4.7626 | 4.7626 | 0 | 0.024306 | 0 | 22782.9054 | 115920.7339 | 4 | 207 | 0.8406 | 3.1908 | GT LM2500 | GT LM2500
Kern_Front_KF2 | CIPV | CA_CISO | CA | Thermal | CombustionTurbine Gas | 26.2 | 26.2 | NG_Cal_PG&E LT | 1989-01-07 | 2050-12-31 | 174.2816 | -7.6483 | -7.1001 | 24.4605 | 24.4938 | 16016.5943 | 0 | 0 | 0.069785 | 3.4289 | 2.7914 | -0.63751 | 8592 | 577 | 1392 | 0 | 0 | 0.0072075 | 1.7949 | 0 | 79.9392 | -3.3498 | -3.4015 | -25.1648 | 1948.6307 | 74.4755 | 0.22361 | 0 | 16016.5943 | 0 | 0.067083 | 8.9443 | 13081.0957 | 0 | 0 | 1434.5514 | 0 | 0 | 0 | 1130.7857 | 9476.7456 | 0.15866 | 0.00010078 | 4.7626 | 4.7626 | 4.7626 | 0 | 0 | 0 | 25013.0831 | 286135.7214 | 340 | 207 | 0.89311 | 3.1025 | GT LM2500 | GT LM2500
Redding Power 1 GT | BANC | CA_BANC | CA | Thermal | CombustionTurbine Gas | 17 | 12.661 | NG_Cal_PG&E LT | 1996-05-01 | 2051-12-31 | 215.3789 | 1.9263 | -1.1587 | 15.7588 | 16.0665 | 12661.5128 | 0 | 0 | 0.085022 | 3.2559 | 2.727 | -0.52886 | 8592 | 574 | 988 | 0 | 0 | 0.0056977 | 1.6649 | 0 | 106.747 | 18.3869 | 1.6695 | -11.3971 | 1742.5585 | 65.4853 | 0.20637 | 0 | 12661.5128 | 0 | 0.061912 | 8.255 | 12072.8818 | 0 | 0 | 1323.9846 | 6.8 | 0 | 174.3405 | 61.2 | 554.6051 | 0.3521 | 0.050745 | 0.86998 | 0.031824 | 0.83815 | 0.0045574 | 0 | 372.5324 | 267.8601 | 12044.4506 | 1 | 207 | 0.83517 | 2.7397 | GT Frame 5 | GT
Tulare BioMAT Fuel Cell | CISC | CA_CISO | CA | Thermal | Bio | 2.613 | 0.523 | Bio_Landfill_Gas | 2019-12-20 | 2050-12-31 | 84.2987 | -6.447 | -1.7037 | 2.613 | 2.613 | 20177.4743 | 0 | 0 | 0.8815 | 0.51309 | 1.7009 | 1.1878 | 8448 | 0 | 7730 | 0 | 0 | 0.04092 | 0.51309 | 0 | 78.4729 | -6.5542 | -1.6634 | -25.6058 | 2056.4155 | 74.6967 | 0.20177 | 0 | 20177.4759 | 0 | 0.58414 | 17.8204 | 13115.3585 | 0 | 0 | 0 | 0.28742 | 0 | 0.026129 | 0.078387 | 1.9335 | 0.15866 | 0.00010078 | 4.7626 | 4.7626 | 4.7626 | 1.9253 | 0 | 0.98179 | 0.543 | 6.9239 | 0 | 207 | 0.00032428 | 1.7009 | FC-OT | FC
Two Fiets Dairy Digester 1 GT | CISC | CA_CISO | CA | Thermal | CombustionTurbine Gas | 1 | 0.329 | Bio_Landfill_Gas | 2019-01-07 | 2051-12-31 | 94.2414 | -3.6462 | -0.6692 | 0.85806 | 0.8681 | 6000.4375 | 0 | 0 | 0.68498 | 0.29399 | 0.56549 | 0.2715 | 8424 | 1207 | 6250 | 0 | 0 | 0.0062196 | 0.27296 | 0 | 79.1923 | -6.5547 | -0.94355 | -25.9672 | 2060.2637 | 74.8825 | 0.10734 | 0 | 6000.4375 | 0 | 0.31076 | 9.4804 | 6977.3431 | 0 | 0 | 0 | 1 | 0 | 0.5 | 2.8125 | 23.8125 | 0.15866 | 0.00010078 | 4.7626 | 4.7626 | 4.7626 | 0.0011426 | 0 | 18.7873 | 12.2902 | 169.5871 | 0 | 207 | 0.0025892 | 0.56569 | ST-OT | ST-NG
Newman CC5a | EPE | SW_EPE | TX | Thermal | CombinedCycle Gas | 127 | 51.2562 | NG_New Mexico_South | 2009-05-01 | 2050-12-31 | 75.14 | -27.9779 | -4.0667 | 121.4363 | 120.3066 | 570520.7593 | 0 | 0 | 0.51282 | 30.6258 | 42.8689 | 12.2431 | 8472 | 416 | 6611 | 0 | 0 | 1.1981 | 26.2028 | 0 | 54.6856 | -27.9412 | -4.0637 | -27.8964 | 1974.4883 | 74.056 | 4.7759 | 0 | 570520.7598 | 0 | 1.4328 | 191.0347 | 279388.2146 | 0 | 0 | 0 | 1730.3831 | 19574.3901 | 10284.8156 | 4958.7484 | 178716.6308 | 25.7912 | 14.221 | 42.7558 | 5.1679 | 37.1905 | 226066.9788 | 2312243.6582 | 508809.0868 | 35605.4313 | 10405958.8421 | 537 | 206 | 1.1421 | 56.3576 | CC 7EA | CC E
Kern Front Limited 1 GT | CIPV | CA_CISO | CA | Thermal | CombustionTurbine Gas | 26.2 | 5.816 | NG_Cal_PG&E LT | 1989-01-07 | 2050-12-31 | 171.0586 | -6.4138 | -6.5811 | 24.1085 | 23.7709 | 14712.3075 | 0 | 0 | 0.064103 | 3.2094 | 2.5167 | -0.69274 | 8592 | 746 | 1330 | 0 | 0 | 0.0066205 | 1.6732 | 0 | 79.9392 | -3.3498 | -3.4015 | -25.1648 | 1948.6307 | 74.4755 | 0.20878 | 0 | 14712.3075 | 0 | 0.062634 | 8.3513 | 12213.7092 | 0 | 0 | 1339.4286 | 0 | 48.0866 | 0 | 861.8349 | 18948.2886 | 0.15866 | 0.00010078 | 4.7626 | 4.7626 | 4.7626 | 0 | 0.0054463 | 0 | 26802.0531 | 281097.6044 | 262 | 205 | 0.8975 | 2.8246 | GT LM2500 | GT LM2500
Burlington 1 GT | WACM | RM_WACM | CO | Thermal | CombustionTurbine Gas | 60 | 39.5 | Oil_DistillateFuel_2 | 1977-06-01 | 2050-12-31 | 542.4307 | 318.4907 | 16.2167 | 55.7477 | 56.4238 | 45561.6152 | 0 | 0 | 0.086685 | 17.8919 | 24.714 | 6.8221 | 8592 | 580 | 1037 | 0 | 0 | 0.025515 | 16.9619 | 0 | 136.6935 | 48.2298 | 1.7731 | -23.4772 | 2483.9443 | 211.8352 | 0.64588 | 0 | 45561.6152 | 0 | 1.8698 | 57.0431 | 50475.6932 | 0 | 0 | 0 | 0 | 84.5714 | 0 | 1061.823 | 15435.9904 | 0.075305 | 0.00032051 | 86.4793 | 43.2396 | 43.2397 | 0 | 0.053538 | 0 | 163801.3514 | 3047911.8457 | 394 | 204 | 0.44092 | 27.9257 | GT | GT
EncogenCC-Total | PSEI | NW_PSEI | WA | Thermal | CombinedCycle Gas | 60 | 45.238 | NG_Washington_Sumas | 1993-03-01 | 2050-12-31 | 140.9215 | 22.5897 | 7.9007 | 56.986 | 57.3013 | 296269.7326 | 0 | 0 | 0.56368 | 30.4996 | 41.7508 | 11.2512 | 8496 | 421 | 5000 | 0 | 0 | 0.62217 | 13.1577 | 0 | 109.6122 | 16.9359 | 5.9857 | -35.1041 | 1382.9894 | 93.1929 | 2.3698 | 0 | 296269.7145 | 0 | 0.71094 | 94.7923 | 138633.7783 | 0 | 0 | 15203.4118 | 22788.4527 | 31634.2674 | 871.1082 | 1303.4359 | 1555.7445 | 10.1999 | 8.7761 | 20.3774 | 0.031824 | 42.9118 | 58183.5467 | 17790.8694 | 12133.4205 | 0.45458 | 37871.8147 | 14 | 203 | 2.8356 | 41.8768 | CC 6B | CC B
Silverhawk Peaker CT3 GT | NEVP | SW_NVE | NV | Thermal | CombustionTurbine Gas | 222 | 97.68 | NG_Nevada_South | 2031-01-31 | 2051-12-31 | 138.1333 | -31.4263 | -10.5788 | 216.8563 | 215.0778 | 175474.098 | 0 | 0 | 0.090231 | 22.4771 | 24.2388 | 1.7617 | 8424 | 232 | 1109 | 0 | 0 | 0.18188 | 10.0613 | 0 | 43.0376 | -35.6525 | -8.0004 | -27.1089 | 1875.8109 | 64.595 | 1.9462 | 0 | 175474.0978 | 0 | 0.58387 | 77.8487 | 113853.6734 | 0 | 0 | 8985.5601 | 0 | 0 | 77.0538 | 104.118 | 27575.2399 | 0.19614 | 0.00021973 | 4.6327 | 0.031824 | 4.6009 | 0 | 0 | 967.8538 | 0.12619 | 487022.8543 | 34 | 203 | 5.0746 | 24.7268 | GT F | GT F
West Valley 2 GT | PAUT | BS_PACE | UT | Thermal | CombustionTurbine Gas | 38 | 17.2727 | NG_Utah_Opal Kern | 2001-10-01 | 2050-12-31 | 152.2168 | 43.7252 | 0.77101 | 35.7064 | 35.1794 | 131286.394 | 0 | 0 | 0.3944 | 8.0043 | 19.984 | 11.9797 | 8592 | 579 | 6933 | 0 | 0 | 0.059079 | 7.6568 | 0 | 114.0795 | 27.0388 | 0.35017 | -25.5569 | 2188.6665 | 146.6138 | 1.5024 | 0 | 131286.394 | 0 | 0.45071 | 60.0944 | 87888.0001 | 0 | 0 | 0 | 5676.9124 | 5797.5334 | 8168.96 | 0 | 123998.6493 | 7.007 | 5.9428 | 85.5427 | 0.031824 | 85.5024 | 42922.0041 | 31415.7984 | 652740.9248 | 0 | 10133753.6934 | 774 | 203 | 0.012333 | 30.8448 | GT LM6000 | GT LM
Crossfield Energy Centre 1 Crs1 1 GT | AESO | AB_AESO | AB | Thermal | CombustionTurbine Gas | 48 | 21.6 | NG_Alberta_NOVA | 2010-07-01 | 2050-12-31 | 114.3951 | 14.4445 | -4.0487 | 44.5421 | 45.3377 | 197737.4224 | 0 | 0 | 0.47027 | 19.5006 | 22.6202 | 3.1196 | 8592 | 571 | 7064 | 0 | 0 | 0.088982 | 9.248 | 0 | 94.8668 | 11.256 | -3.0797 | -25.3634 | 756.4359 | 68.8897 | 2.1218 | 0 | 197737.4224 | 0 | 0.63654 | 84.8725 | 124126.0953 | 0 | 0 | 9796.2802 | 6164.7987 | 55367.6636 | 16024.2033 | 35602.7482 | 89707.6251 | 1.8659 | 0.0078726 | 35.0857 | 35.06 | 35.06 | 5.006 | 39.8074 | 469273.9975 | 758604.7261 | 2924549.0999 | 71 | 202 | 1.6742 | 26.7727 | GT LM | GT LM
ScotfordUpgdCC-Total | AESO | AB_AESO | AB | Thermal | CombinedCycle Gas | 195 | 136.5 | NG_Alberta_NOVA | 2003-02-01 | 2050-12-31 | 119.504 | 13.8264 | -1.8288 | 185.4322 | 186.1217 | 773300.3581 | 0 | 0 | 0.4527 | 74.7761 | 92.4125 | 17.6364 | 8472 | 417 | 5886 | 0 | 0 | 1.6239 | 33.2136 | 0 | 97.6878 | 11.2234 | -0.22619 | -25.3698 | 767.9446 | 69.7877 | 7.6118 | 0 | 773300.3581 | 0 | 2.2835 | 304.4716 | 445289.6497 | 0 | 0 | 35143.1515 | 9034.9346 | 83893.2054 | 6172.1384 | 74330.424 | 293967.0865 | 1.8659 | 0.0078726 | 35.0857 | 35.06 | 35.06 | 7.402 | 61.5965 | 997313.1477 | 1923555.4519 | 9950125.2993 | 163 | 202 | 5.4618 | 105.2836 | CC | CC
Ellis QFS 1 ST | CISC | CA_CISO | CA | Thermal | Bio | 11.198 | 2.24 | Bio_Landfill_Gas | 1993-01-01 | 2050-12-31 | 89.0334 | -9.0558 | -4.6917 | 9.5388 | 8.8713 | 63550.1796 | 0 | 0 | 0.64785 | 2.5179 | 5.6581 | 3.1402 | 8448 | 1514 | 6426 | 0 | 0 | 0.12888 | 2.2909 | 0 | 70.5433 | -12.0398 | -4.1074 | -26.9189 | 1990.2729 | 72.2656 | 0.9009 | 0 | 63550.1796 | 0 | 2.6081 | 79.566 | 58558.6348 | 0 | 0 | 0 | 9.1824 | 0 | 0 | 55.0942 | 832.9178 | 0.15866 | 0.00010078 | 4.7626 | 4.7626 | 4.7626 | 0.010437 | 0 | 0 | 176.2075 | 4612.7623 | 2 | 201 | 0.0073101 | 5.6629 | ST-OT | ST-NG
George Birdsall 1 ST | WACM | RM_WACM | CO | Thermal | Steam-Gas | 16 | 5.26 | NG_Colorado_Cheyenne | 1953-08-01 | 2050-12-31 | 225.254 | 97.3683 | 9.7963 | 13.5794 | 14.1501 | 62499.9112 | 0 | 0 | 0.44592 | 4.4641 | 14.0784 | 9.6142 | 8424 | 1196 | 5906 | 0 | 0 | 0.018125 | 4.1526 | 0 | 140.1174 | 48.4229 | 5.0039 | -23.8163 | 2534.239 | 212.6089 | 0.8871 | 0 | 62499.9112 | 0 | 0.26613 | 35.4842 | 51895.586 | 0 | 0 | 0 | 52.48 | 302.8234 | 360.691 | 7008.8455 | 16726.1567 | 0.075305 | 0.00032051 | 86.4793 | 43.2396 | 43.2397 | 0.033309 | 0.19262 | 2190.2784 | 141722.3529 | 445383.627 | 24 | 201 | 0.12137 | 14.6677 | ST-NG | ST-NG
George Birdsall 2 ST | WACM | RM_WACM | CO | Thermal | Steam-Gas | 16 | 6.76 | NG_Colorado_Cheyenne | 1954-03-01 | 2050-12-31 | 220.8344 | 94.6098 | 9.5859 | 13.5607 | 14.1766 | 59932.5259 | 0 | 0 | 0.4276 | 4.3217 | 13.2352 | 8.9135 | 8424 | 1196 | 5851 | 0 | 0 | 0.01738 | 4.0097 | 0 | 140.1174 | 48.4229 | 5.0039 | -23.8163 | 2534.239 | 212.6089 | 0.85755 | 0 | 59932.5259 | 0 | 0.25726 | 34.302 | 50166.6282 | 0 | 0 | 0 | 91.84 | 185.3622 | 318.868 | 7295.3983 | 17785.9484 | 0.075305 | 0.00032051 | 86.4793 | 43.2396 | 43.2397 | 0.058286 | 0.11768 | 1487.4104 | 122588.7757 | 481911.7976 | 24 | 201 | 0.10836 | 13.8412 | ST-NG | ST-NG
Holly 1 IC | PSCO | RM_PSCO | CO | Thermal | ICE | 3.8 | 0.616 | Oil_DistillateFuel_2 | 1991-12-01 | 2050-12-31 | 797.5216 | 510.1629 | 26.0216 | 3.6905 | 3.7245 | 1426.5988 | 0 | 0 | 0.042856 | 0.65742 | 1.1377 | 0.48033 | 8592 | 220 | 960 | 0 | 0 | 0.0029959 | 0.52656 | 0 | 137.4083 | 48.5552 | 2.1626 | -24.8148 | 2511.5122 | 211.9614 | 0.020051 | 0 | 1426.5988 | 0 | 0.058046 | 1.7708 | 1566.947 | 0 | 0 | 123.6666 | 0 | 0 | 0 | 18.24 | 2203.1612 | 0.42135 | 0.055066 | 119.3454 | 43.2396 | 76.1058 | 0 | 0 | 0 | 4560 | 537357.6088 | 1 | 201 | 0.00064353 | 1.6797 | IC | IC
Silverhawk 4 GT | NEVP | SW_NVE | NV | Thermal | CombustionTurbine Gas | 215 | 94.6 | NG_Nevada_South | 2024-07-01 | 2054-12-31 | 141.2684 | -32.0001 | -11.1924 | 209.9766 | 208.2961 | 162407.201 | 0 | 0 | 0.086231 | 21.1193 | 22.943 | 1.8237 | 8424 | 233 | 1075 | 0 | 0 | 0.16834 | 9.4164 | 0 | 42.9804 | -35.6525 | -8.0577 | -27.1089 | 1870.7032 | 64.426 | 1.8234 | 0 | 162407.201 | 0 | 0.54701 | 72.9343 | 106666.4475 | 0 | 0 | 8418.3297 | 0 | 0 | 90.7931 | 0 | 35103.8728 | 0.19614 | 0.00021973 | 4.6327 | 0.031824 | 4.6009 | 0 | 0 | 2477.9269 | 0 | 630661.6911 | 38 | 201 | 4.4941 | 23.5761 | GT F | GT F
Ab Newsprint Anc1 6 IC | AESO | AB_AESO | AB | Thermal | ICE | 6.3 | 1 | NG_Alberta_NOVA | 2014-03-17 | 2050-12-31 | 131.4341 | 11.9396 | 0.3372 | 6.1197 | 6.1644 | 20251.756 | 0 | 0 | 0.36696 | 2.2839 | 2.6618 | 0.37788 | 8688 | 225 | 7582 | 0 | 0 | 0 | 1.0866 | 0 | 100.4428 | 10.9014 | 2.8508 | -26.6523 | 779.6443 | 69.743 | 0.2489 | 0 | 20251.756 | 0 | 0.074669 | 9.9558 | 14560.4003 | 0 | 0 | 1149.136 | 1104.8639 | 6478.201 | 11126.4432 | 11108.7298 | 5279.6712 | 1.8659 | 0.0078726 | 35.0857 | 35.06 | 35.06 | 0.94788 | 5.2451 | 241429.9553 | 266831.1242 | 254364.7437 | 16 | 200 | 0.14989 | 3.4244 | IC | IC
El Segundo Energy Center CC1 | CISC | CA_CISO | CA | Thermal | CombinedCycle Gas | 254 | 155 | NG_Cal_SoCalGas | 2013-06-29 | 2050-12-31 | 103.2425 | -25.0302 | -3.4465 | 242.2792 | 238.5105 | 421876.7898 | 0 | 0 | 0.1896 | 43.6654 | 43.5556 | -0.10977 | 8424 | 458 | 1678 | 0 | 0 | 0.43729 | 22.2477 | 0 | 67.6358 | -15.1736 | -3.8811 | -25.7103 | 976.9301 | 50.6262 | 3.1983 | 0 | 421876.7898 | 0 | 0.95949 | 127.9321 | 187100.7586 | 0 | 0 | 14766.3669 | 0 | 0 | 1.9073e-06 | 2.0981e-05 | 474.211 | 0.15866 | 0.00010078 | 4.7626 | 4.7626 | 4.7626 | 0 | 0 | 3.3204e-05 | 0.00085827 | 1186.9979 | 1 | 200 | 4.7096 | 43.5568 | CC F - SCC6-5000F Flex-Plant™ 30 | CC F
West Phoenix CC5a | AZPS | SW_AZPS | AZ | Thermal | CombinedCycle Gas | 252.5 | 160 | NG_AZ_North-South | 2003-08-01 | 2050-12-31 | 63.2736 | -32.5124 | -10.9903 | 240.7009 | 237.6594 | 1410713.2744 | 0 | 0 | 0.63778 | 65.3251 | 89.2608 | 23.9358 | 8424 | 453 | 6060 | 0 | 0 | 2.9625 | 56.3339 | 0 | 46.4258 | -31.0126 | -9.2521 | -25.9006 | 1893.7302 | 67.6266 | 10.4239 | 0 | 1410713.2041 | 0 | 3.1272 | 416.9568 | 609799.3048 | 0 | 0 | 0 | 9626.2134 | 2418.4848 | 1418.894 | 5.9605e-06 | 13538.7274 | 0.94841 | 0.0016464 | 11.9962 | 5.1679 | 6.8283 | 28673.3844 | 2.2059 | 20921.7837 | 1.0288e-06 | 85494.7067 | 106 | 200 | 3.3498 | 89.3959 | CC W501F | CC F
Ab Newsprint Anc1 8 IC | AESO | AB_AESO | AB | Thermal | ICE | 6.3 | 1 | NG_Alberta_NOVA | 2014-03-17 | 2050-12-31 | 130.6933 | 11.9674 | 0.19831 | 6.1651 | 6.1105 | 20258.5066 | 0 | 0 | 0.36708 | 2.284 | 2.6477 | 0.36363 | 8592 | 219 | 7483 | 0 | 0 | 0 | 1.087 | 0 | 100.4428 | 10.9014 | 2.8508 | -26.6523 | 779.6443 | 69.743 | 0.24884 | 0 | 20258.5066 | 0 | 0.074651 | 9.9534 | 14556.8595 | 0 | 0 | 1148.8565 | 0 | 0 | 9601.3693 | 10438.7462 | 6079.6572 | 1.8659 | 0.0078726 | 35.0857 | 35.06 | 35.06 | 0 | 0 | 202756.4431 | 244927.5856 | 282517.9755 | 21 | 199 | 0.15335 | 3.3779 | IC | IC
Goleta QFS 1 OT | CISC | CA_CISO | CA | Thermal | Bio | 1 | 0.05 | Bio_Landfill_Gas | 1986-01-01 | 2050-12-31 | 92.5316 | -4.5147 | -1.4851 | 0.978 | 0.97075 | 6938.4008 | 0 | 0 | 0.79205 | 0.22687 | 0.64202 | 0.41515 | 8448 | 219 | 7512 | 0 | 0 | 0.014071 | 0.21167 | 0 | 79.7949 | -5.4971 | -1.3986 | -26.059 | 2043.505 | 73.1644 | 0.08324 | 0 | 6938.4 | 0 | 0.24098 | 7.3516 | 5410.6005 | 0 | 0 | 0 | 12 | 0 | 0.8 | 1.6 | 59.2 | 0.15866 | 0.00010078 | 4.7626 | 4.7626 | 4.7626 | 89.2618 | 0 | 30.0596 | 5.4946 | 241.373 | 0 | 199 | 0 | 0.64239 | IC | IC
Blue Spruce 1 GT | PSCO | RM_PSCO | CO | Thermal | CombustionTurbine Gas | 136.5 | 73.71 | NG_Colorado_Cheyenne | 2003-04-01 | 2050-12-31 | 191.0203 | 76.766 | 6.7442 | 132.354 | 133.3738 | 730308.3178 | 0 | 0 | 0.61076 | 42.1722 | 139.5037 | 97.3315 | 8592 | 239 | 6972 | 0 | 0 | 0.40897 | 39.615 | 0 | 140.5115 | 49.35 | 4.4709 | -25.6121 | 2528.6174 | 214.4479 | 8.4973 | 0 | 730308.3178 | 0 | 2.5492 | 339.8921 | 497092.2102 | 0 | 0 | 0 | 9955.1068 | 43066.3676 | 2893.8313 | 509.5706 | 217966.2796 | 0.42135 | 0.055066 | 119.3454 | 43.2396 | 76.1058 | 2074.3689 | 5033.4435 | 165294.42 | 4312.6106 | 10010170.95 | 426 | 198 | 0.91438 | 149.6906 | GT Frame F | GT F
InState_Biomass_Balch 2_230kV ST | CIPV | CA_CISO | CA | Thermal | Bio | 2.79 | 0.558 | Bio_Other | 2028-05-01 | 2051-12-31 | 114.3752 | 9.3011 | 3.7627 | 2.4163 | 2.3943 | 16260.1198 | 0 | 0 | 0.6653 | 0.90473 | 1.8598 | 0.95503 | 8424 | 1202 | 6167 | 0 | 0 | 0.016854 | 0.8485 | 0 | 93.1784 | 3.7926 | 2.6952 | -26.3955 | 2229.771 | 90.4662 | 0.26004 | 0 | 16260.1198 | 0 | 0.75281 | 22.966 | 16902.4087 | 0 | 0 | 0 | 0 | 0 | 1.1921e-07 | 2.0925 | 43.9426 | 0.15866 | 0.00010078 | 4.7626 | 4.7626 | 4.7626 | 0 | 0 | 2.0752e-06 | 78.6247 | 322.087 | 0 | 198 | 0.00088196 | 1.8602 | ST-OT | ST-NG
Crossfield Energy Centre 2 Crs2 2 GT | AESO | AB_AESO | AB | Thermal | CombustionTurbine Gas | 48 | 21.6 | NG_Alberta_NOVA | 2010-07-01 | 2050-12-31 | 115.0112 | 14.7416 | -4.3631 | 44.2617 | 45.6689 | 198249.4386 | 0 | 0 | 0.47148 | 19.4267 | 22.8009 | 3.3742 | 8592 | 576 | 7060 | 0 | 0 | 0.089212 | 9.2131 | 0 | 94.8648 | 11.2571 | -3.0828 | -25.3634 | 756.4359 | 68.8947 | 2.1148 | 0 | 198249.4386 | 0 | 0.63443 | 84.5903 | 123713.3109 | 0 | 0 | 9763.7024 | 5118.5251 | 57113.572 | 16086.8607 | 34213.8965 | 90329.8032 | 1.8659 | 0.0078726 | 35.0857 | 35.06 | 35.06 | 58.5803 | 40.9613 | 511238.8193 | 699563.5504 | 2697996.0322 | 74 | 197 | 1.6911 | 26.7098 | GT LM | GT LM
Sutter EC CC1b | BANC | CA_BANC | CA | Thermal | CombinedCycle Gas | 273.5 | 126.8711 | NG_Cal_PG&E LT | 2019-05-24 | 2050-12-31 | 126.196 | 13.6318 | 4.883 | 261.4119 | 256.1421 | 1462152.5854 | 0 | 0 | 0.61028 | 154.5047 | 184.5177 | 30.013 | 8472 | 457 | 5666 | 0 | 0 | 3.0705 | 80.7856 | 0 | 106.941 | 16.1983 | 4.0521 | -12.0465 | 1865.8174 | 66.153 | 10.0116 | 0 | 1462152.5858 | 0 | 3.0035 | 400.4656 | 585680.8898 | 0 | 0 | 64229.2782 | 54.2456 | 0 | 7.4387e-05 | 195.5054 | 165.145 | 0.3521 | 0.050745 | 0.86998 | 0.031824 | 0.83815 | 1217.326 | 0 | 0.00038611 | 340.308 | 133.3939 | 67 | 197 | 6.3241 | 184.5194 | CC 501F | CC F
West Phoenix CC5b | AZPS | SW_AZPS | AZ | Thermal | CombinedCycle Gas | 252.5 | 160 | NG_AZ_North-South | 2003-08-01 | 2050-12-31 | 63.624 | -32.3045 | -10.9355 | 238.0953 | 241.2127 | 1413714.9345 | 0 | 0 | 0.63914 | 65.5244 | 89.9462 | 24.4218 | 8424 | 455 | 6050 | 0 | 0 | 2.9688 | 56.6101 | 0 | 46.4813 | -31.0133 | -9.1959 | -25.9023 | 1895.3623 | 67.6888 | 10.4694 | 0 | 1413714.8629 | 0 | 3.1408 | 418.7754 | 612459.0518 | 0 | 0 | 0 | 8154.8337 | 1442.6592 | 1329.7078 | 7.1526e-06 | 8671.6957 | 0.94841 | 0.0016464 | 11.9962 | 5.1679 | 6.8283 | 26363.9386 | 1.3294 | 17479.7032 | 1.5835e-05 | 43974.3472 | 81 | 197 | 3.1754 | 90.034 | CC W501F | CC F
Burlington 2 GT | WACM | RM_WACM | CO | Thermal | CombustionTurbine Gas | 60 | 39.5 | Oil_DistillateFuel_2 | 1977-07-01 | 2050-12-31 | 564.0927 | 336.4982 | 17.1629 | 55.8411 | 56.3245 | 46158.0142 | 0 | 0 | 0.08782 | 17.9987 | 26.0374 | 8.0387 | 8592 | 578 | 1035 | 0 | 0 | 0.025848 | 17.1033 | 0 | 136.7018 | 48.2333 | 1.7779 | -23.4772 | 2484.0305 | 211.8101 | 0.65127 | 0 | 46158.0142 | 0 | 1.8854 | 57.5186 | 50896.4927 | 0 | 0 | 0 | 21.1429 | 63.4286 | 2.8571 | 1296.4445 | 14482.1128 | 0.075305 | 0.00032051 | 86.4793 | 43.2396 | 43.2397 | 0.013436 | 0.040123 | 218.3794 | 213239.2874 | 2828231.8728 | 430 | 196 | 0.45475 | 29.0791 | GT | GT
Collins Pine Powerhouse ST | CIPV | CA_CISO | CA | Thermal | Bio | 3.079 | 2.239 | Bio_Wood | 2021-11-19 | 2050-12-31 | 115.5417 | 7.5778 | 5.3581 | 2.5814 | 2.7264 | 14061.3199 | 0 | 0 | 0.52133 | 0.77246 | 1.6247 | 0.85221 | 8592 | 1245 | 5449 | 0 | 0 | 0.028516 | 0.71252 | 0 | 70.2723 | -17.6096 | 1.1914 | -29.5532 | 1863.0792 | 85.3086 | 0.21988 | 0 | 14061.3199 | 0 | 0.63655 | 19.4194 | 14292.2109 | 0 | 0 | 0 | 55.5452 | 1298.066 | 12.6239 | 433.8797 | 1775.3915 | 0.15866 | 0.00010078 | 4.7626 | 4.7626 | 4.7626 | 53.4745 | 0.27575 | 147.5305 | 6326.7637 | 8779.4363 | 8 | 196 | 0.024212 | 1.64 | ST-OT | ST-NG
Fort St Vrain 6 CT | PSCO | RM_PSCO | CO | Thermal | CombustionTurbine Gas | 154.5 | 67.5938 | NG_Colorado_Cheyenne | 2009-05-01 | 2049-12-31 | 195.3023 | 81.1481 | 5.0971 | 149.6869 | 151.1747 | 751005.7523 | 0 | 0 | 0.55489 | 41.1742 | 146.6731 | 105.499 | 8592 | 238 | 7052 | 0 | 0 | 0.42056 | 38.3628 | 0 | 139.1681 | 49.3465 | 3.131 | -25.8487 | 2501.116 | 214.167 | 8.2384 | 0 | 751005.7523 | 0 | 2.4715 | 329.5346 | 481944.4245 | 0 | 0 | 0 | 8752.8649 | 28344.3734 | 1150.3223 | 159.6156 | 337207.8267 | 0.42135 | 0.055066 | 119.3454 | 43.2396 | 76.1058 | 2448.7263 | 3973.3133 | 42990.1426 | 505.4347 | 17425111.3114 | 579 | 196 | 0.71489 | 164.1481 | GT 7FA | GT F
Silverhawk 5 GT | NEVP | SW_NVE | NV | Thermal | CombustionTurbine Gas | 215 | 94.6 | NG_Nevada_South | 2024-07-01 | 2054-12-31 | 143.9054 | -30.4695 | -11.1356 | 208.6371 | 210.1352 | 156168.192 | 0 | 0 | 0.082918 | 20.265 | 22.4734 | 2.2084 | 8424 | 234 | 1030 | 0 | 0 | 0.16187 | 9.0123 | 0 | 42.9811 | -35.6525 | -8.0569 | -27.1089 | 1870.7032 | 64.4264 | 1.7439 | 0 | 156168.1919 | 0 | 0.52318 | 69.757 | 102019.6527 | 0 | 0 | 8051.5953 | 0 | 0 | 103.004 | 202.7629 | 30352.7976 | 0.19614 | 0.00021973 | 4.6327 | 0.031824 | 4.6009 | 0 | 0 | 2312.1325 | 310.7817 | 669842.1969 | 35 | 196 | 4.2606 | 23.1459 | GT F | GT F
Silverhawk Peaker CT4 GT | NEVP | SW_NVE | NV | Thermal | CombustionTurbine Gas | 222 | 97.68 | NG_Nevada_South | 2031-01-31 | 2051-12-31 | 139.716 | -31.1782 | -10.6883 | 215.4731 | 216.9768 | 163480.8305 | 0 | 0 | 0.084064 | 21.0333 | 22.8409 | 1.8076 | 8424 | 233 | 1041 | 0 | 0 | 0.16945 | 9.3622 | 0 | 43.0376 | -35.6525 | -8.0004 | -27.1089 | 1875.8109 | 64.595 | 1.8116 | 0 | 163480.8303 | 0 | 0.54348 | 72.4637 | 105978.2356 | 0 | 0 | 8364.0147 | 0 | 0 | 152.6606 | 98.6414 | 22414.183 | 0.19614 | 0.00021973 | 4.6327 | 0.031824 | 4.6009 | 0 | 0 | 3565.7718 | 832.4192 | 524174.0733 | 32 | 196 | 4.6357 | 23.3695 | GT F | GT F
BalzacCC-Total | AESO | AB_AESO | AB | Thermal | CombinedCycle Gas | 120 | 66 | NG_Alberta_NOVA | 2001-10-01 | 2050-12-31 | 131.293 | 12.1507 | -4.8055 | 114.6963 | 113.6093 | 287818.3883 | 0 | 0 | 0.2738 | 30.2069 | 37.7885 | 7.5816 | 8472 | 420 | 3690 | 0 | 0 | 0.60442 | 13.0711 | 0 | 96.5759 | 11.6192 | -1.734 | -25.3623 | 769.7397 | 70.0791 | 2.9896 | 0 | 287818.3845 | 0 | 0.89688 | 119.5834 | 174890.7992 | 0 | 0 | 13802.7321 | 1655.2561 | 24788.4412 | 6023.1195 | 25983.1683 | 122975.3276 | 1.8659 | 0.0078726 | 35.0857 | 35.06 | 35.06 | 1.307 | 17.8468 | 519590.7021 | 756568.9957 | 4801340.3714 | 64 | 195 | 2.5003 | 43.8661 | CC | CC
DowCC-Total | AESO | AB_AESO | AB | Thermal | CombinedCycle Gas | 128 | 89.15 | NG_Alberta_NOVA | 1999-10-01 | 2050-12-31 | 127.6681 | 9.9475 | -3.9289 | 122.7165 | 120.7947 | 334188.7349 | 0 | 0 | 0.29804 | 34.7314 | 42.6653 | 7.9338 | 8472 | 416 | 4106 | 0 | 0 | 0.7018 | 15.1648 | 0 | 97.1194 | 11.2235 | -0.79463 | -24.9999 | 763.7336 | 69.5882 | 3.4545 | 0 | 334188.7349 | 0 | 1.0363 | 138.1783 | 202085.7013 | 0 | 0 | 15949.0089 | 627.6201 | 23208.9888 | 4389.2098 | 32736.158 | 154253.9125 | 1.8659 | 0.0078726 | 35.0857 | 35.06 | 35.06 | 0.49421 | 16.9104 | 370816.0056 | 970522.7557 | 6129866.2154 | 63 | 195 | 3.0429 | 50.1365 | CC | CC
EXXON_BH | CIPB | CA_CISO | CA | Thermal | CombustionTurbine Gas | 54 | 25.92 | NG_Cal_PG&E LT | 2024-03-20 | 2054-12-31 | 182.2692 | -16.4116 | 3.8153 | 49.7839 | 51.3626 | 48416.3999 | 0 | 0 | 0.10235 | 10.9448 | 8.8248 | -2.1199 | 8592 | 578 | 1249 | 0 | 0 | 0.036002 | 5.6475 | 0 | 97.3206 | 7.5673 | 3.0627 | -26.1036 | 1759.3896 | 64.4896 | 0.69985 | 0 | 48416.3999 | 0 | 0.20996 | 27.994 | 40941.249 | 0 | 0 | 4489.8629 | 0 | 0 | 0 | 172.8 | 5547.4494 | 0.15866 | 0.00010078 | 4.7626 | 4.7626 | 4.7626 | 0 | 0 | 0 | 10920.2585 | 393821.8689 | 0 | 195 | 2.7602 | 9.2296 | GT | GT
Cosumnes CC1a | BANC | CA_BANC | CA | Thermal | CombinedCycle Gas | 265 | 155 | NG_Cal_PG&E BB | 2006-03-01 | 2051-12-31 | 119.9879 | 13.4651 | 5.6583 | 252.8232 | 248.3278 | 1615281.0148 | 0 | 0 | 0.69582 | 155.7612 | 193.8142 | 38.053 | 8592 | 464 | 6340 | 0 | 0 | 3.3921 | 75.3243 | 0 | 106.4987 | 15.0955 | 4.7126 | -11.9656 | 1863.6621 | 65.2554 | 11.0442 | 0 | 1615281.0103 | 0 | 3.3133 | 441.7688 | 646086.9222 | 0 | 0 | 70853.7664 | 3248.6612 | 26393.4881 | 305.9932 | 493.6354 | 1044.5909 | 0.3521 | 0.050745 | 0.86998 | 0.031824 | 0.83815 | 5272.601 | 7952.4077 | 3107.0986 | 158.3601 | 4303.9221 | 52 | 194 | 5.7996 | 193.835 | CC MS7001FA | CC F
Crossfield Energy Centre 3 Crs3 3 GT | AESO | AB_AESO | AB | Thermal | CombustionTurbine Gas | 48 | 21.6 | NG_Alberta_NOVA | 2010-07-01 | 2050-12-31 | 115.0631 | 15.1823 | -4.2674 | 45.0467 | 44.5563 | 201194.8087 | 0 | 0 | 0.47849 | 19.808 | 23.1501 | 3.3421 | 8592 | 576 | 7109 | 0 | 0 | 0.090538 | 9.4093 | 0 | 94.8562 | 11.2531 | -3.0874 | -25.3634 | 756.4359 | 68.9013 | 2.1559 | 0 | 201194.8087 | 0 | 0.64678 | 86.2373 | 126122.1033 | 0 | 0 | 9953.8092 | 5984.7974 | 58217.4961 | 14467.3444 | 34413.8109 | 91156.035 | 1.8659 | 0.0078726 | 35.0857 | 35.06 | 35.06 | 4.9016 | 41.9103 | 442208.7621 | 737409.2171 | 2809089.1323 | 75 | 194 | 1.6611 | 27.1389 | GT LM | GT LM
H Gonzales Unit 1 GT | CISC | CA_CISO | CA | Thermal | CombustionTurbine Gas | 5.75 | 5 | NG_Cal_PG&E LT | 2013-06-13 | 2050-12-31 | 152.5074 | -12.9782 | -3.2231 | 5.4421 | 5.5247 | 6047.9652 | 0 | 0 | 0.12007 | 0.84932 | 0.92236 | 0.073037 | 8472 | 417 | 1461 | 0 | 0 | 0.012701 | 0.39622 | 0 | 72.2256 | -10.7841 | -3.6808 | -25.5631 | 1991.7544 | 72.6356 | 0.049208 | 0 | 6047.9649 | 0 | 0.014762 | 1.9683 | 2878.6764 | 0 | 0 | 315.6929 | 0 | 0 | 16.5025 | 322.9775 | 559.7132 | 0.15866 | 0.00010078 | 4.7626 | 4.7626 | 4.7626 | 0 | 0 | 125.4752 | 2662.2282 | 4439.7189 | 0 | 194 | 0.13863 | 0.92959 | CC | CC
West Valley 5 GT | PAUT | BS_PACE | UT | Thermal | CombustionTurbine Gas | 38 | 17.2727 | NG_Utah_Opal Kern | 2002-10-01 | 2050-12-31 | 151.8518 | 43.8919 | 0.83156 | 35.0923 | 36.0811 | 130677.6738 | 0 | 0 | 0.39257 | 8.129 | 19.8436 | 11.7146 | 8592 | 576 | 6961 | 0 | 0 | 0.058805 | 7.7939 | 0 | 114.0848 | 27.0388 | 0.35553 | -25.5547 | 2188.6309 | 146.6242 | 1.5282 | 0 | 130677.6738 | 0 | 0.45845 | 61.1267 | 89397.7762 | 0 | 0 | 0 | 5966.2509 | 4418.7553 | 6187.2116 | 0 | 127653.1176 | 7.007 | 5.9428 | 85.5427 | 0.031824 | 85.5024 | 37318.7675 | 20204.3448 | 487885.3898 | 0 | 10657410.4908 | 698 | 194 | 0.012463 | 31.0465 | GT LM6000 | GT LM
Ab Newsprint Anc1 1 IC | AESO | AB_AESO | AB | Thermal | ICE | 6.3 | 1 | NG_Alberta_NOVA | 2014-03-17 | 2050-12-31 | 130.7302 | 10.8277 | 0.25025 | 6.1246 | 6.1661 | 20469.9372 | 0 | 0 | 0.37091 | 2.3066 | 2.676 | 0.36948 | 8592 | 220 | 7499 | 0 | 0 | 0 | 1.098 | 0 | 100.5597 | 10.9014 | 2.9677 | -26.6595 | 780.7159 | 69.8055 | 0.25127 | 0 | 20469.9372 | 0 | 0.075382 | 10.0509 | 14699.4916 | 0 | 0 | 1160.1133 | 0 | 0 | 9662.7222 | 10407.197 | 5973.9361 | 1.8659 | 0.0078726 | 35.0857 | 35.06 | 35.06 | 0 | 0 | 216446.6179 | 237714.0206 | 267143.5382 | 6 | 193 | 0.15931 | 3.3973 | IC | IC
Ab Newsprint Anc1 5 IC | AESO | AB_AESO | AB | Thermal | ICE | 6.3 | 1 | NG_Alberta_NOVA | 2014-03-17 | 2050-12-31 | 131.0336 | 11.7093 | 0.50004 | 6.1405 | 6.1383 | 20711.6424 | 0 | 0 | 0.37529 | 2.324 | 2.7139 | 0.38988 | 8688 | 223 | 7603 | 0 | 0 | 0 | 1.1059 | 0 | 100.5597 | 10.9014 | 2.9677 | -26.6595 | 780.7159 | 69.8055 | 0.25325 | 0 | 20711.6424 | 0 | 0.075975 | 10.1299 | 14815.0455 | 0 | 0 | 1169.2331 | 1252.2365 | 6658.1898 | 10521.5932 | 10820.9598 | 5844.7048 | 1.8659 | 0.0078726 | 35.0857 | 35.06 | 35.06 | 1.0716 | 5.3958 | 207557.7858 | 261318.6834 | 272678.5857 | 9 | 193 | 0.15824 | 3.4555 | IC | IC
ANC CAT03 | AESO | AB_AESO | AB | Thermal | ICE | 6.3 | 1 | NG_Alberta_NOVA | 2014-03-17 | 2050-12-31 | 130.5423 | 11.2346 | 0.12935 | 6.1418 | 6.1435 | 19985.0416 | 0 | 0 | 0.36213 | 2.2618 | 2.6089 | 0.34713 | 8592 | 219 | 7490 | 0 | 0 | 0 | 1.0761 | 0 | 100.4428 | 10.9014 | 2.8508 | -26.6523 | 779.6444 | 69.743 | 0.24654 | 0 | 19985.0416 | 0 | 0.073961 | 9.8614 | 14422.3293 | 0 | 0 | 1138.2391 | 1939.4437 | 8041.8994 | 12055.6499 | 10990.2092 | 4156.0995 | 1.8659 | 0.0078726 | 35.0857 | 35.06 | 35.06 | 1.6386 | 5.8121 | 272161.0108 | 276313.3179 | 209107.4574 | 16 | 193 | 0.15641 | 3.3665 | IC | IC
Ab Newsprint Anc1 10 IC | AESO | AB_AESO | AB | Thermal | ICE | 6.3 | 1 | NG_Alberta_NOVA | 2014-03-17 | 2050-12-31 | 130.9763 | 11.7612 | 0.14354 | 6.1246 | 6.1661 | 20182.6967 | 0 | 0 | 0.36571 | 2.2817 | 2.6435 | 0.36177 | 8592 | 220 | 7508 | 0 | 0 | 0 | 1.086 | 0 | 100.4428 | 10.9014 | 2.8508 | -26.6523 | 779.6443 | 69.743 | 0.24863 | 0 | 20182.6967 | 0 | 0.074588 | 9.9451 | 14544.7077 | 0 | 0 | 1147.8975 | 0 | 0 | 10881.0459 | 10574.3058 | 4908.8417 | 1.8659 | 0.0078726 | 35.0857 | 35.06 | 35.06 | 0 | 0 | 249756.128 | 260443.4053 | 243168.4294 | 11 | 192 | 0.15452 | 3.3968 | IC | IC
Ab Newsprint Anc1 7 IC | AESO | AB_AESO | AB | Thermal | ICE | 6.3 | 1 | NG_Alberta_NOVA | 2014-03-17 | 2050-12-31 | 131.2386 | 12.7046 | 0.47218 | 6.1209 | 6.1661 | 20176.8808 | 0 | 0 | 0.3656 | 2.294 | 2.648 | 0.35402 | 8688 | 223 | 7625 | 0 | 0 | 0 | 1.0916 | 0 | 100.4428 | 10.9014 | 2.8508 | -26.6523 | 779.6443 | 69.743 | 0.25008 | 0 | 20176.8808 | 0 | 0.075023 | 10.0031 | 14629.5154 | 0 | 0 | 1154.5907 | 1069.0578 | 6462.8366 | 12086.9818 | 11030.2045 | 4743.433 | 1.8659 | 0.0078726 | 35.0857 | 35.06 | 35.06 | 0.91555 | 5.2409 | 257526.1402 | 278717.9774 | 248149.2022 | 14 | 192 | 0.15214 | 3.4324 | IC | IC
Ab Newsprint Anc1 9 IC | AESO | AB_AESO | AB | Thermal | ICE | 6.3 | 1 | NG_Alberta_NOVA | 2014-03-17 | 2050-12-31 | 131.6394 | 12.0703 | 0.13668 | 6.1651 | 6.1123 | 20225.7458 | 0 | 0 | 0.36649 | 2.2837 | 2.6625 | 0.37881 | 8592 | 218 | 7492 | 0 | 0 | 0 | 1.087 | 0 | 100.4428 | 10.9014 | 2.8508 | -26.6523 | 779.6443 | 69.743 | 0.24882 | 0 | 20225.7458 | 0 | 0.074646 | 9.9528 | 14555.9931 | 0 | 0 | 1148.7881 | 0 | 0 | 10298.9698 | 10628.2768 | 5297.4176 | 1.8659 | 0.0078726 | 35.0857 | 35.06 | 35.06 | 0 | 0 | 217856.9122 | 267849.0032 | 264351.3573 | 13 | 192 | 0.15448 | 3.4126 | IC | IC
Cosumnes CC1b | BANC | CA_BANC | CA | Thermal | CombinedCycle Gas | 265 | 155 | NG_Cal_PG&E BB | 2006-03-01 | 2051-12-31 | 119.6716 | 13.6884 | 5.6488 | 252.7716 | 248.4741 | 1622515.6756 | 0 | 0 | 0.69894 | 156.8654 | 194.1691 | 37.3037 | 8592 | 463 | 6353 | 0 | 0 | 3.4073 | 75.9086 | 0 | 106.5044 | 15.0952 | 4.7186 | -11.9666 | 1863.8308 | 65.2615 | 11.1317 | 0 | 1622515.6712 | 0 | 3.3395 | 445.2685 | 651205.2151 | 0 | 0 | 71415.0692 | 1931.1743 | 9777.4127 | 104.9526 | 517.9681 | 809.1148 | 0.3521 | 0.050745 | 0.86998 | 0.031824 | 0.83815 | 9914.9375 | 2789.2044 | 183.7683 | 553.2151 | 5305.2304 | 46 | 192 | 5.4731 | 194.1878 | CC MS7001FA | CC F
FerndaleCC-Total | PSEI | NW_PSEI | WA | Thermal | CombinedCycle Gas | 143 | 54.2267 | NG_Washington_Sumas | 1994-04-01 | 2050-12-31 | 154.3907 | 28.6887 | 9.1645 | 136.0393 | 136.4103 | 578740.4519 | 0 | 0 | 0.462 | 59.2511 | 89.3521 | 30.101 | 8472 | 417 | 5031 | 0 | 0 | 1.2154 | 25.4072 | 0 | 109.7354 | 16.8941 | 6.1507 | -35.355 | 1356.233 | 92.547 | 4.5606 | 0 | 578740.4073 | 0 | 1.3682 | 182.4232 | 266793.9093 | 0 | 0 | 29258.2195 | 13633.7806 | 176948.7531 | 11712.885 | 23700.4161 | 105139.1271 | 10.1999 | 8.7761 | 20.3774 | 0.031824 | 42.9118 | 73799.3813 | 23950.3157 | 362282.9484 | 179.6003 | 1796334.0749 | 284 | 192 | 3.9636 | 91.6087 | CC 7EA | CC E
Sutter EC CC1a | BANC | CA_BANC | CA | Thermal | CombinedCycle Gas | 270 | 127.335 | NG_Cal_PG&E LT | 2019-05-24 | 2054-07-15 | 125.8115 | 13.1334 | 4.8309 | 258.3294 | 252.5662 | 1474550.7408 | 0 | 0 | 0.62344 | 154.3636 | 185.5155 | 31.1519 | 8472 | 456 | 5734 | 0 | 0 | 3.0966 | 80.7948 | 0 | 106.9354 | 16.1983 | 4.0465 | -12.0463 | 1865.863 | 66.1538 | 10.0189 | 0 | 1474550.7411 | 0 | 3.0057 | 400.7547 | 586103.6946 | 0 | 0 | 64275.6457 | 658.217 | 1601.6707 | -2.5749e-05 | 271.9894 | 216.2118 | 0.3521 | 0.050745 | 0.86998 | 0.031824 | 0.83815 | 0.57181 | 1.4054 | -7.0034e-05 | 53.9238 | 130.4093 | 56 | 192 | 6.6974 | 185.5157 | CC 501F? | CC F
West Valley 1 GT | PAUT | BS_PACE | UT | Thermal | CombustionTurbine Gas | 38 | 17.2727 | NG_Utah_Opal Kern | 2001-10-01 | 2050-12-31 | 155.417 | 45.6338 | 0.84837 | 35.4178 | 35.5988 | 132312.8338 | 0 | 0 | 0.39748 | 8.1364 | 20.5637 | 12.4273 | 8592 | 578 | 6966 | 0 | 0 | 0.059541 | 7.8029 | 0 | 114.0792 | 27.0388 | 0.34986 | -25.5569 | 2188.6665 | 146.6135 | 1.5311 | 0 | 132312.8338 | 0 | 0.45932 | 61.2425 | 89567.1053 | 0 | 0 | 0 | 6062.3442 | 5883.5685 | 8065.4429 | 0 | 124329.7267 | 7.007 | 5.9428 | 85.5427 | 0.031824 | 85.5024 | 42878.8238 | 38461.4643 | 639430.7682 | 0 | 10383154.2502 | 805 | 191 | 0.007821 | 31.6676 | GT LM6000 | GT LM
Ab Newsprint Anc1 4 IC | AESO | AB_AESO | AB | Thermal | ICE | 6.3 | 1 | NG_Alberta_NOVA | 2014-03-17 | 2050-12-31 | 130.7925 | 11.8342 | 0.48898 | 6.1638 | 5.9801 | 20752.5338 | 0 | 0 | 0.37603 | 2.3302 | 2.7143 | 0.38406 | 8688 | 295 | 7610 | 0 | 0 | 0 | 1.1088 | 0 | 100.5597 | 10.9014 | 2.9677 | -26.6595 | 780.7159 | 69.8055 | 0.25398 | 0 | 20752.5338 | 0 | 0.076195 | 10.1594 | 14858.0818 | 0 | 0 | 1172.6296 | 1205.3667 | 6761.8263 | 10467.5207 | 10621.8235 | 6101.1223 | 1.8659 | 0.0078726 | 35.0857 | 35.06 | 35.06 | 1.0337 | 5.4722 | 222323.9191 | 252945.2158 | 287396.2071 | 11 | 190 | 0.15501 | 3.4769 | IC | IC
MidwaySunsetC | CIPV | CA_CISO | CA | Thermal | CombustionTurbine Gas | 73.019 | 39.767 | NG_Cal_PG&E LT | 1989-12-18 | 2050-12-31 | 177.5812 | -12.1456 | -6.7144 | 68.6401 | 66.9341 | 59394.1032 | 0 | 0 | 0.092855 | 12.4248 | 10.5473 | -1.8775 | 8592 | 610 | 1174 | 0 | 0 | 0.033261 | 6.3194 | 0 | 79.5324 | -3.3473 | -3.8108 | -25.1139 | 1972.2604 | 75.0223 | 0.7864 | 0 | 59394.1032 | 0 | 0.23592 | 31.456 | 46004.364 | 0 | 0 | 5045.1144 | 0 | 321.2836 | 0 | 350.4912 | 25512.3869 | 0.15866 | 0.00010078 | 4.7626 | 4.7626 | 4.7626 | 0 | 0.03726 | 0 | 13618.7924 | 211372.1063 | 3 | 190 | 3.1789 | 10.7723 | GT 7E | GT E
InState_Biomass_Sanger_115kV ST | CIPV | CA_CISO | CA | Thermal | Bio | 2.79 | 0.558 | Bio_Other | 2028-05-01 | 2051-12-31 | 118.6516 | 10.5547 | 6.0908 | 2.3956 | 2.4158 | 16230.5298 | 0 | 0 | 0.66409 | 0.89911 | 1.9258 | 1.0267 | 8424 | 1212 | 6207 | 0 | 0 | 0.016823 | 0.84541 | 0 | 96.7398 | 5.241 | 4.8082 | -30.4586 | 2372.0417 | 97.1368 | 0.25909 | 0 | 16230.5298 | 0 | 0.75007 | 22.8823 | 16840.8592 | 0 | 0 | 0 | 0 | 0 | 1.1921e-07 | 2.6822e-06 | 37.6651 | 0.15866 | 0.00010078 | 4.7626 | 4.7626 | 4.7626 | 0 | 0 | 2.0752e-06 | 7.4441e-05 | 260.1869 | 1 | 189 | 0.0014418 | 1.926 | ST-OT | ST-NG
Tajiguas Resource Recovery 2 ST | CISC | CA_CISO | CA | Thermal | Bio | 1.861 | 0.372 | Bio_Landfill_Gas | 2022-06-24 | 2050-12-31 | 96.5302 | -4.3394 | -1.5217 | 1.6081 | 1.5929 | 10887.2598 | 0 | 0 | 0.66783 | 0.49557 | 1.0509 | 0.55538 | 8472 | 1220 | 6448 | 0 | 0 | 0.022079 | 0.45972 | 0 | 79.7949 | -5.4971 | -1.3986 | -26.059 | 2043.505 | 73.1644 | 0.18079 | 0 | 10887.2598 | 0 | 0.52338 | 15.9668 | 11751.1862 | 0 | 0 | 0 | 1.526 | 0 | 1.526 | 16.7862 | 108.3475 | 0.15866 | 0.00010078 | 4.7626 | 4.7626 | 4.7626 | 0.0017345 | 0 | 57.3395 | 131.0812 | 682.0798 | 0 | 189 | 0.0032649 | 1.0518 | ST | ST-NG
West Valley 3 GT | PAUT | BS_PACE | UT | Thermal | CombustionTurbine Gas | 38 | 17.2727 | NG_Utah_Opal Kern | 2002-06-01 | 2050-12-31 | 155.4171 | 45.7586 | 0.84227 | 35.4326 | 35.6093 | 134693.9059 | 0 | 0 | 0.40463 | 8.0308 | 20.9337 | 12.9029 | 8592 | 575 | 7054 | 0 | 0 | 0.060612 | 7.7013 | 0 | 114.0795 | 27.0389 | 0.35004 | -25.5552 | 2188.7024 | 146.6163 | 1.5105 | 0 | 134693.9059 | 0 | 0.45315 | 60.4198 | 88364.0161 | 0 | 0 | 0 | 6502.3901 | 6287.5328 | 8445.9726 | 0 | 124912.1251 | 7.007 | 5.9428 | 85.5427 | 0.031824 | 85.5024 | 51350.627 | 32067.3363 | 620906.5952 | 0 | 10200408.8219 | 862 | 189 | 0.015803 | 31.8385 | GT LM6000 | GT LM
Cloverbar 1 Enc1 1 GT | AESO | AB_AESO | AB | Thermal | CombustionTurbine Gas | 48 | 14.4 | NG_Alberta_NOVA | 2008-06-01 | 2050-12-31 | 114.7556 | 12.9026 | -2.5383 | 45.2804 | 44.2119 | 200187.1215 | 0 | 0 | 0.47609 | 19.8385 | 22.9726 | 3.1341 | 8592 | 577 | 7181 | 0 | 0 | 0.090084 | 9.4268 | 0 | 96.3771 | 10.9925 | -1.3059 | -25.0022 | 760.6082 | 69.0761 | 2.1607 | 0 | 200187.1215 | 0 | 0.6482 | 86.4271 | 126399.62 | 0 | 0 | 9975.7116 | 7192.8208 | 55119.0953 | 13086.8157 | 36200.4822 | 95213.5805 | 1.8659 | 0.0078726 | 35.0857 | 35.06 | 35.06 | 5.874 | 39.2703 | 445477.5591 | 802150.2619 | 2786322.7581 | 2447 | 188 | 1.6664 | 27.0066 | GT LM6000 | GT LM
MidwaySunsetB | CIPV | CA_CISO | CA | Thermal | CombustionTurbine Gas | 73.019 | 39.767 | NG_Cal_PG&E LT | 1989-12-18 | 2050-12-31 | 175.3179 | -11.1382 | -6.7384 | 67.0478 | 69.0698 | 59953.361 | 0 | 0 | 0.093729 | 12.3908 | 10.5109 | -1.8799 | 8592 | 616 | 1183 | 0 | 0 | 0.033574 | 6.3058 | 0 | 79.5324 | -3.3473 | -3.8108 | -25.1139 | 1972.2604 | 75.0223 | 0.78481 | 0 | 59953.361 | 0 | 0.23544 | 31.3925 | 45911.5062 | 0 | 0 | 5034.931 | 0 | 321.2836 | 0 | 350.4912 | 25522.6773 | 0.15866 | 0.00010078 | 4.7626 | 4.7626 | 4.7626 | 0 | 0.03726 | 0 | 8008.6717 | 214233.8439 | 4 | 188 | 3.2906 | 10.7331 | GT 7E | GT E
Vista QFS 1 OT | CISC | CA_CISO | CA | Thermal | Steam-Gas | 1 | 0.18 | NG_Cal_PG&E LT | 1983-01-01 | 2050-12-31 | 153.0507 | -9.7221 | -4.4925 | 0.95833 | 0.94371 | 929.0825 | 0 | 0 | 0.10606 | 0.13141 | 0.1422 | 0.010791 | 8472 | 418 | 1307 | 0 | 0 | 0.0019511 | 0.060361 | 0 | 69.3647 | -12.4677 | -4.8581 | -29.7765 | 1976.6 | 71.9481 | 0.0075038 | 0 | 929.0824 | 0 | 0.0022511 | 0.30015 | 438.9698 | 0 | 0 | 48.1401 | 0 | 0 | 4.51 | 43.5625 | 105.165 | 0.15866 | 0.00010078 | 4.7626 | 4.7626 | 4.7626 | 0 | 0 | 135.3634 | 534.8044 | 1268.4 | 0 | 188 | 0.022367 | 0.14414 | CC | CC
Fort St Vrain 5 CT | PSCO | RM_PSCO | CO | Thermal | CombustionTurbine Gas | 156.2 | 68.3375 | NG_Colorado_Cheyenne | 2009-05-01 | 2049-12-31 | 195.0853 | 81.1067 | 5.2076 | 151.3035 | 152.8381 | 786187.3353 | 0 | 0 | 0.57457 | 43.1361 | 153.3736 | 110.2375 | 8592 | 239 | 7127 | 0 | 0 | 0.44026 | 40.3863 | 0 | 139.2166 | 49.345 | 3.181 | -25.8491 | 2501.8813 | 214.2142 | 8.6761 | 0 | 786187.3017 | 0 | 2.6028 | 347.0443 | 507552.2481 | 0 | 0 | 0 | 9761.1581 | 37395.4752 | 1665.6462 | 87.8625 | 325296.4546 | 0.42135 | 0.055066 | 119.3454 | 43.2396 | 76.1058 | 1470.449 | 2538.1734 | 61681.8117 | 0.074305 | 16730378.1918 | 771 | 187 | 0.69711 | 170.1697 | GT 7FA | GT F
Generic Sc1 1 GT | AESO | AB_AESO | AB | Thermal | CombustionTurbine Gas | 19.6 | 19.6 | NG_Alberta_NOVA | 2024-01-01 | 2050-12-31 | 117.1188 | 13.5985 | -2.8021 | 18.291 | 18.329 | 84182.5209 | 0 | 0 | 0.4903 | 8.2497 | 9.8594 | 1.6097 | 8592 | 578 | 7158 | 0 | 0 | 0.054062 | 3.9231 | 0 | 96.3208 | 10.8421 | -1.2118 | -24.9969 | 762.6122 | 69.1293 | 0.89838 | 0 | 84182.5209 | 0 | 0.26951 | 35.9351 | 52555.0174 | 0 | 0 | 4147.7473 | 318.1425 | 713.5501 | 18086.248 | 20773.3068 | 17137.1268 | 1.8659 | 0.0078726 | 35.0857 | 35.06 | 35.06 | 0.29913 | 0.67217 | 343412.2056 | 465157.2629 | 707732.0485 | 29 | 187 | 0.67217 | 11.3757 | GT LM | GT LM
Midway Sunset Cogeneration Plant 1 GT | CIPV | CA_CISO | CA | Thermal | CombustionTurbine Gas | 73.019 | 39.767 | NG_Cal_PG&E LT | 1989-12-18 | 2050-12-31 | 172.6572 | -6.953 | -5.7816 | 67.6592 | 68.2236 | 57917.0168 | 0 | 0 | 0.090545 | 12.0118 | 9.9998 | -2.012 | 8592 | 615 | 1153 | 0 | 0 | 0.032434 | 6.0941 | 0 | 79.5324 | -3.3473 | -3.8108 | -25.1139 | 1972.2604 | 75.0223 | 0.76066 | 0 | 57917.0168 | 0 | 0.2282 | 30.4263 | 44498.4902 | 0 | 0 | 4879.9712 | 0 | 204.4532 | 0 | 321.2836 | 25485.282 | 0.15866 | 0.00010078 | 4.7626 | 4.7626 | 4.7626 | 0 | 0.022548 | 0 | 8126.8314 | 206666.1582 | 5 | 186 | 3.2706 | 10.2146 | GT 7E | GT E
Chula Vista Energy Center 1 GT | CISD | CA_CISO | CA | Thermal | CombustionTurbine Gas | 37.2 | 35.0743 | NG_Cal_SDG&E | 2006-06-08 | 2050-12-31 | 144.8453 | -26.9379 | -8.968 | 34.6505 | 34.8596 | 35513.2512 | 0 | 0 | 0.10898 | 5.5739 | 5.1439 | -0.43001 | 8592 | 580 | 1007 | 0 | 0 | 0.015981 | 2.7647 | 0 | 66.9203 | -13.6299 | -6.1403 | -25.7224 | 1927.5754 | 69.2154 | 0.39743 | 0 | 35513.2512 | 0 | 0.11923 | 15.8971 | 23249.4508 | 0 | 0 | 2549.6743 | 7.1302e-06 | 193.44 | 4.2514 | 276.3427 | 1666.5592 | 0.15866 | 0.00010078 | 4.7626 | 4.7626 | 4.7626 | 2.7302e-10 | 0.0088838 | 4.8859 | 10763.9277 | 23106.9312 | 0 | 183 | 1.2364 | 5.1778 | GT FT4 | GT Aero
InState_Biomass_Pine Flat_230kV ST | CIPV | CA_CISO | CA | Thermal | Bio | 7.44 | 1.488 | Bio_Other | 2028-05-01 | 2051-12-31 | 113.9028 | 9.6668 | 4.2663 | 6.3188 | 6.5244 | 43406.8203 | 0 | 0 | 0.66601 | 2.2101 | 4.9442 | 2.7341 | 8424 | 1220 | 6249 | 0 | 0 | 0.044992 | 2.0708 | 0 | 93.7588 | 3.7944 | 3.2738 | -26.2387 | 2250.7258 | 91.3784 | 0.63464 | 0 | 43406.8203 | 0 | 1.8373 | 56.0504 | 41251.7275 | 0 | 0 | 0 | 0 | 0 | 5.58 | -3.5763e-06 | 139.4999 | 0.15866 | 0.00010078 | 4.7626 | 4.7626 | 4.7626 | 0 | 0 | 209.6658 | -8.8124e-05 | 726.7768 | 0 | 183 | 0.0037955 | 4.9451 | ST-OT | ST-NG
Newman CC5b | EPE | SW_EPE | TX | Thermal | CombinedCycle Gas | 127 | 51.2562 | NG_New Mexico_South | 2009-05-01 | 2050-12-31 | 74.2086 | -26.8175 | -3.9552 | 120.2741 | 121.8835 | 588369.391 | 0 | 0 | 0.52886 | 31.1489 | 43.6621 | 12.5131 | 8472 | 418 | 6864 | 0 | 0 | 1.2356 | 26.9915 | 0 | 54.6877 | -27.9414 | -4.0614 | -27.8968 | 1974.4673 | 74.0546 | 4.9235 | 0 | 588369.3917 | 0 | 1.4771 | 196.9402 | 288025.0139 | 0 | 0 | 0 | 2697.6762 | 20857.9806 | 12097.1842 | 5324.1497 | 163305.6877 | 25.7912 | 14.221 | 42.7558 | 5.1679 | 37.1905 | 331633.6264 | 2687193.7489 | 690411.0492 | 40202.2526 | 9722289.2439 | 630 | 183 | 0.99011 | 57.1338 | CC 7EA | CC E
ANC CAT02 | AESO | AB_AESO | AB | Thermal | ICE | 6.3 | 1 | NG_Alberta_NOVA | 2014-03-17 | 2050-12-31 | 131.2387 | 11.7602 | 0.41481 | 6.1246 | 6.1661 | 20648.7829 | 0 | 0 | 0.37415 | 2.3185 | 2.7099 | 0.39138 | 8592 | 220 | 7564 | 0 | 0 | 0 | 1.1035 | 0 | 100.5597 | 10.9014 | 2.9677 | -26.6595 | 780.7159 | 69.8055 | 0.2527 | 0 | 20648.7829 | 0 | 0.07581 | 10.108 | 14783.0175 | 0 | 0 | 1166.7054 | 1951.9642 | 8559.4111 | 11925.4791 | 11081.16 | 3997.7782 | 1.8659 | 0.0078726 | 35.0857 | 35.06 | 35.06 | 1.6407 | 6.1747 | 269377.2528 | 272241.6065 | 198272.5814 | 16 | 182 | 0.14742 | 3.4498 | IC | IC
Hermiston Pwr CC1b | BPAT | NW_BPAT | OR | Thermal | CombinedCycle Gas | 324 | 180 | NG_Oregon_Washington | 2002-08-01 | 2050-12-31 | 138.2535 | 24.4208 | 6.1399 | 305.3271 | 309.5166 | 1334991.4189 | 0 | 0 | 0.47036 | 118.6136 | 184.5673 | 65.9537 | 8472 | 458 | 5889 | 0 | 0 | 2.8035 | 48.2475 | 0 | 108.6856 | 17.8115 | 4.1835 | -35.7276 | 1773.9138 | 97.81 | 9.4485 | 0 | 1334991.4229 | 0 | 2.8346 | 377.9411 | 552738.914 | 0 | 0 | 60616.6651 | 15172.7983 | 27519.1216 | 21034.9579 | 0 | 517067.3276 | 0.13517 | 0.13517 | 0.67195 | 0.031824 | 0.68397 | 790.855 | 2108.7263 | 184.5311 | 0 | 51754.9076 | 1219 | 182 | 13.0292 | 184.6221 | CC F | CC F
Sunselect 1 GT | CISC | CA_CISO | CA | Thermal | CombustionTurbine Gas | 4 | 4 | NG_Cal_PG&E LT | 2018-05-31 | 2050-12-31 | 158.6595 | -7.4891 | -5.2183 | 3.7788 | 3.8543 | 3923.4399 | 0 | 0 | 0.11197 | 0.55386 | 0.62249 | 0.068628 | 8472 | 416 | 1331 | 0 | 0 | 0.0082392 | 0.2585 | 0 | 71.4813 | -10.3312 | -4.878 | -25.2371 | 1951.5629 | 72.5573 | 0.032072 | 0 | 3923.4399 | 0 | 0.0096215 | 1.2829 | 1876.1961 | 0 | 0 | 205.7549 | 0 | 0 | 8.2 | 213.2 | 342.7601 | 0.15866 | 0.00010078 | 4.7626 | 4.7626 | 4.7626 | 0 | 0 | 90.7634 | 2442.3733 | 2745.0115 | 0 | 182 | 0.084161 | 0.62777 | CC | CC
Manchief 2 GT | PSCO | RM_PSCO | CO | Thermal | CombustionTurbine Gas | 131 | 69.5938 | NG_Colorado_Cheyenne | 2000-05-01 | 2040-12-31 | 178.7773 | 71.1327 | 4.1827 | 126.919 | 128.1805 | 641203.5366 | 0 | 0 | 0.55875 | 33.6399 | 114.6326 | 80.9927 | 8592 | 238 | 7217 | 0 | 0 | 0.35907 | 31.396 | 0 | 138.5638 | 49.1593 | 2.714 | -25.6245 | 2500.8667 | 213.7376 | 6.7477 | 0 | 641203.5366 | 0 | 2.0243 | 269.9079 | 394740.3646 | 0 | 0 | 0 | 13000.1847 | 39225.7468 | 1672.3238 | 112.3815 | 302438.753 | 0.42135 | 0.055066 | 119.3454 | 43.2396 | 76.1058 | 8.0754 | 2040.7388 | 87819.7804 | 1090.2056 | 20530052.2146 | 3095 | 181 | 0.49885 | 135.2537 | GT V84.3A1 (F) | GT F
Grant Village Agg IC | PAID | BS_PACE | MT | Thermal | ICE | 3.2 | 0.64 | NG_Montana | 1994-07-01 | 2050-12-31 | 198.1853 | 65.3129 | 8.814 | 3.1078 | 3.1364 | 9248.9223 | 0 | 0 | 0.32994 | 0.58905 | 1.833 | 1.244 | 8592 | 220 | 7591 | 0 | 0 | 0 | 0.56703 | 0 | 118.5799 | 26.8217 | 5.0676 | -69.7229 | 2288.991 | 145.2885 | 0.12199 | 0 | 9248.9223 | 0 | 0.036596 | 4.8795 | 7136.2867 | 0 | 0 | 0 | 117.9583 | 430.08 | 921.2787 | 0 | 14062.1182 | 7.007 | 5.9428 | 85.5427 | 0.031824 | 85.5024 | 7840.9487 | 22062.3546 | 56652.9209 | 0 | 1048234.0619 | 4 | 180 | 0 | 2.9678 | IC | IC
West Valley 4 GT | PAUT | BS_PACE | UT | Thermal | CombustionTurbine Gas | 38 | 17.2727 | NG_Utah_Opal Kern | 2002-06-01 | 2050-12-31 | 154.4636 | 44.8755 | 0.82159 | 35.8396 | 35.064 | 133556.501 | 0 | 0 | 0.40122 | 8.1067 | 20.6296 | 12.5229 | 8568 | 572 | 7038 | 0 | 0 | 0.0601 | 7.7912 | 0 | 114.078 | 27.0388 | 0.34863 | -25.5547 | 2188.6421 | 146.6158 | 1.5265 | 0 | 133556.501 | 0 | 0.45796 | 61.0613 | 89302.2028 | 0 | 0 | 0 | 6086.2764 | 5862.2778 | 6989.3516 | 0 | 126898.1508 | 7.007 | 5.9428 | 85.5427 | 0.031824 | 85.5024 | 58492.3451 | 23563.2504 | 593049.2367 | 0 | 10425231.6276 | 800 | 179 | 0.014761 | 31.7299 | GT LM6000 | GT LM
InState_Biomass_Exchequer_115kV ST | CIPV | CA_CISO | CA | Thermal | Bio | 4.836 | 0.967 | Bio_Other | 2028-05-01 | 2051-12-31 | 119.3353 | 15.4726 | 5.7729 | 4.1364 | 4.2182 | 28642.4188 | 0 | 0 | 0.67611 | 1.5041 | 3.4181 | 1.914 | 8424 | 1206 | 6285 | 0 | 0 | 0.029689 | 1.4156 | 0 | 102.5985 | 11.3097 | 4.5983 | -62.5479 | 2472.3159 | 113.1432 | 0.43382 | 0 | 28642.4188 | 0 | 1.2559 | 38.3144 | 28198.4552 | 0 | 0 | 0 | 0 | 0 | -1.7881e-07 | -3.8445e-06 | 72.5399 | 0.15866 | 0.00010078 | 4.7626 | 4.7626 | 4.7626 | 0 | 0 | -3.1129e-06 | -0.00010875 | 776.6125 | 0 | 178 | 0.0033242 | 3.4188 | ST-OT | ST-NG
Marsh Landing 1 GT | CIPB | CA_CISO | CA | Thermal | CombustionTurbine Gas | 201.6 | 124.8 | NG_Cal_PG&E LT | 2013-05-01 | 2050-12-31 | 186.671 | -20.007 | 1.5596 | 196.4972 | 195.5921 | 127695.2847 | 0 | 0 | 0.072307 | 23.0312 | 23.837 | 0.80585 | 8592 | 238 | 826 | 0 | 0 | 0.071509 | 11.3074 | 0 | 95.6025 | 6.6492 | 2.2628 | -26.0562 | 1576.952 | 59.3099 | 1.4032 | 0 | 127695.2847 | 0 | 0.42095 | 56.1268 | 82085.5027 | 0 | 0 | 9001.9886 | 0 | 230.4 | 76.8 | 520.2505 | 37287.3172 | 0.15866 | 0.00010078 | 4.7626 | 4.7626 | 4.7626 | 0 | 0.041664 | 0.086792 | 6158.1078 | 1598012.5883 | 11 | 178 | 3.1089 | 25.4412 | GT 5000F | GT F
Marsh Landing 4-1 GT | CIPB | CA_CISO | CA | Thermal | CombustionTurbine Gas | 202.2 | 120.3571 | NG_Cal_PG&E LT | 2013-05-01 | 2050-12-31 | 192.4962 | -21.0444 | 1.7095 | 195.9009 | 197.848 | 109341.0678 | 0 | 0 | 0.06173 | 20.1058 | 21.0477 | 0.94197 | 8592 | 238 | 726 | 0 | 0 | 0.061231 | 9.6938 | 0 | 95.6105 | 6.6524 | 2.2676 | -26.0562 | 1577.0251 | 59.3224 | 1.2021 | 0 | 109341.0678 | 0 | 0.36062 | 48.0828 | 70321.0279 | 0 | 0 | 7711.8259 | 0 | 0 | 0 | 806.3057 | 32081.178 | 0.15866 | 0.00010078 | 4.7626 | 4.7626 | 4.7626 | 0 | 0 | 0 | 17644.7272 | 1673353.4622 | 6 | 177 | 2.9594 | 22.7387 | GT 5000F | GT F
Rawhide RhgT5 GT | PSCO | RM_PSCO | CO | Thermal | CombustionTurbine Gas | 128 | 64 | NG_Colorado_Cheyenne | 2008-06-01 | 2050-12-31 | 154.4218 | 56.4744 | 2.5087 | 123.9377 | 125.351 | 916799.5152 | 0 | 0 | 0.81764 | 47.829 | 141.5738 | 93.7448 | 8592 | 238 | 7309 | 0 | 0 | 0.51341 | 45.4417 | 0 | 138.0291 | 49.3636 | 1.975 | -26.1434 | 2480.4004 | 214.2236 | 9.7775 | 0 | 916799.5154 | 0 | 2.9332 | 391.099 | 571982.2824 | 0 | 0 | 0 | 27600.9931 | 73128.953 | 3297.3055 | 51.2283 | 15403.9396 | 0.42135 | 0.055066 | 119.3454 | 43.2396 | 76.1058 | 6893.2229 | 22935.7384 | 219656.0483 | 889.3537 | 629120.5778 | 67 | 177 | 1.1639 | 142.4533 | GT 7FA | GT F
Ellwood Energy Support Facility 1 GT | CISC | CA_CISO | CA | Thermal | CombustionTurbine Gas | 54 | 14.8 | NG_Cal_SoCalGas | 2018-07-20 | 2050-12-31 | 159.2309 | -24.6663 | 0.40989 | 49.5841 | 51.6457 | 40675.105 | 0 | 0 | 0.085987 | 8.5866 | 6.4767 | -2.1099 | 8592 | 578 | 1168 | 0 | 0 | 0.018304 | 4.0981 | 0 | 79.8155 | -5.4764 | -1.3986 | -26.059 | 2047.255 | 73.232 | 0.58704 | 0 | 40675.105 | 0 | 0.17611 | 23.4816 | 34341.8287 | 0 | 0 | 3766.1309 | 13.8857 | 760.9109 | 0 | 681.9428 | 21714.9523 | 0.15866 | 0.00010078 | 4.7626 | 4.7626 | 4.7626 | 0.0047572 | 0.073767 | 0 | 33360.1689 | 310516.4481 | 204 | 175 | 2.5219 | 6.8206 | GT | GT
Grays Harbor CC1a | BPAT | NW_BPAT | WA | Thermal | CombinedCycle Gas | 322.5 | 172.5 | NG_Washington_Sumas | 2008-05-01 | 2050-12-31 | 135.3772 | 19.2315 | 7.2585 | 303.5368 | 308.5286 | 1535677.9012 | 0 | 0 | 0.54358 | 138.2106 | 207.8957 | 69.6851 | 8520 | 459 | 5918 | 0 | 0 | 3.2249 | 59.582 | 0 | 110.2532 | 17.6005 | 5.9622 | -36.2299 | 1698.7261 | 97.2963 | 10.7051 | 0 | 1535677.9011 | 0 | 3.2115 | 428.2056 | 626250.7774 | 0 | 0 | 68678.4157 | 181.8576 | 5016.1026 | 343.2883 | 150 | 5563.4107 | 0.13517 | 0.13517 | 0.67195 | 0.031824 | 0.68397 | 0.14213 | 21742.7769 | 0.56856 | 0.12884 | 86873.9119 | 49 | 175 | 11.7734 | 208.0043 | CC 7FA | CC F
Manchief 1 GT | PSCO | RM_PSCO | CO | Thermal | CombustionTurbine Gas | 131.5 | 78.0781 | NG_Colorado_Cheyenne | 2000-05-01 | 2040-12-31 | 171.4311 | 66.6402 | 4.0379 | 128.4276 | 127.2183 | 667093.757 | 0 | 0 | 0.5791 | 34.7194 | 114.3606 | 79.6412 | 8592 | 238 | 7219 | 0 | 0 | 0.37357 | 32.5059 | 0 | 138.5646 | 49.1695 | 2.7045 | -25.6243 | 2500.8391 | 213.766 | 6.9895 | 0 | 667093.757 | 0 | 2.0968 | 279.5794 | 408884.8376 | 0 | 0 | 0 | 11504.3918 | 30955.3368 | 2990.278 | 260.4233 | 278954.1699 | 0.42135 | 0.055066 | 119.3454 | 43.2396 | 76.1058 | 72.7 | 1179.8763 | 48486.7898 | 898.4507 | 19083475.6826 | 2715 | 175 | 0.56963 | 133.4948 | GT V84.3A1 (F) | GT F
Marsh Landing 3 GT | CIPB | CA_CISO | CA | Thermal | CombustionTurbine Gas | 200.3 | 119.2262 | NG_Cal_PG&E LT | 2013-05-01 | 2050-12-31 | 192.9737 | -19.9531 | 1.7238 | 193.4751 | 196.818 | 113037.7903 | 0 | 0 | 0.064423 | 20.7721 | 21.8133 | 1.0412 | 8592 | 238 | 747 | 0 | 0 | 0.063301 | 10.1009 | 0 | 95.6075 | 6.6502 | 2.2668 | -26.0562 | 1577.1082 | 59.3154 | 1.2504 | 0 | 113037.7864 | 0 | 0.37512 | 50.0164 | 73149.0502 | 0 | 0 | 8021.9636 | 0 | 243.2214 | 0 | 422.5371 | 35446.6276 | 0.15866 | 0.00010078 | 4.7626 | 4.7626 | 4.7626 | 0 | 0.043983 | 0 | 8551.8939 | 1734888.5244 | 16 | 175 | 2.7587 | 23.5568 | GT 5000F | GT F
Montana 2 LMS | EPE | SW_EPE | TX | Thermal | CombustionTurbine Gas | 90 | 46.3918 | NG_New Mexico_South | 2015-05-01 | 2055-12-31 | 60.1066 | -29.5235 | -3.9413 | 81.4451 | 83.543 | 533153.5997 | 0 | 0 | 0.67625 | 26.7169 | 32.046 | 5.3291 | 8616 | 612 | 7404 | 0 | 0 | 0.23992 | 25.8458 | 0 | 52.7295 | -29.9956 | -3.9655 | -27.8669 | 1971.5564 | 72.8503 | 4.7289 | 0 | 533153.5997 | 0 | 1.4187 | 189.1576 | 276642.9696 | 0 | 0 | 0 | 39275.9231 | 150385.0913 | 12843.479 | 5680.9178 | 102464.4789 | 25.7912 | 14.221 | 42.7558 | 5.1679 | 37.1905 | 2539427.2694 | 2288359.0778 | 647466.0209 | 9345.9384 | 2866895.4551 | 5853 | 175 | 1.3269 | 40.3975 | GT LMS100 | GT LMS
Pdte.Juarez 7 GT | CFE | CA_CFE | MX | Thermal | CombustionTurbine Gas | 157.5 | 69.3 | NG_Cal_Rosarito | 2023-06-01 | 2051-12-31 | 54.475 | -83.9744 | -11.4955 | 153.5441 | 152.7628 | 183614.1221 | 0 | 0 | 0.13308 | 13.1892 | 10.0024 | -3.1869 | 8592 | 238 | 1677 | 0 | 0 | 0.10282 | 11.0303 | 0 | 29.7538 | -48.4647 | -8.4721 | -274.4785 | 557.8273 | 31.6635 | 2.0585 | 0 | 183614.1144 | 0 | 0.61755 | 82.3403 | 120422.7517 | 0 | 0 | 0 | 8759.6061 | 34602.8083 | 1750.4686 | 0 | 78762.9135 | 4.6199 | 1.2515 | 2.5478 | 0 | 2.5478 | 6.0307 | 17.6751 | 13490.0573 | 0 | 307987.0408 | 40 | 175 | 3.9108 | 10.3239 | GT F | GT F
Heartland Petrochemical Hrt1 1 GT | AESO | AB_AESO | AB | Thermal | CombustionTurbine Gas | 108 | 30.628 | NG_Alberta_NOVA | 2021-11-30 | 2050-12-31 | 117.1997 | 13.6345 | -0.83874 | 101.271 | 100.2815 | 474773.5842 | 0 | 0 | 0.50183 | 46.0145 | 55.6433 | 9.6288 | 8592 | 579 | 7286 | 0 | 0 | 0.21365 | 21.8898 | 0 | 97.9673 | 11.2095 | 0.067213 | -25.1884 | 772.092 | 70.0445 | 5.0211 | 0 | 474773.5642 | 0 | 1.5063 | 200.8437 | 293733.8698 | 0 | 0 | 23182.0657 | 64.8 | 194.4 | 10211.9537 | 48335.8411 | 247436.4347 | 1.8659 | 0.0078726 | 35.0857 | 35.06 | 35.06 | 0.067878 | 0.207 | 519409.6676 | 928905.0622 | 6510615.2015 | 158 | 174 | 3.7789 | 63.6023 | GT LM6000 | GT LM
Montana 1 LMS | EPE | SW_EPE | TX | Thermal | CombustionTurbine Gas | 90 | 48.2833 | NG_New Mexico_South | 2015-05-01 | 2055-12-31 | 60.6071 | -30.8565 | -3.9473 | 81.7097 | 83.096 | 524988.7692 | 0 | 0 | 0.66589 | 26.6513 | 31.818 | 5.1667 | 8592 | 615 | 7537 | 0 | 0 | 0.23624 | 25.7914 | 0 | 52.7378 | -29.9967 | -3.9561 | -27.8764 | 1971.392 | 72.8409 | 4.7227 | 0 | 524988.7692 | 0 | 1.4168 | 188.9065 | 276275.7856 | 0 | 0 | 0 | 18456.9943 | 142452.1808 | 12689.3176 | 6857.9346 | 121688.9811 | 25.7912 | 14.221 | 42.7558 | 5.1679 | 37.1905 | 1387345.0056 | 2269005.9523 | 654133.9968 | 31547.2175 | 3229529.1631 | 4901 | 173 | 1.7593 | 39.3896 | GT LMS100 | GT LMS
Beaver CC1b | PGE | NW_PGE | OR | Thermal | CombinedCycle Gas | 171.667 | 94.417 | NG_Washington_Sumas | 1974-08-01 | 2050-12-31 | 174.4312 | 37.0929 | 9.1905 | 163.0435 | 164.23 | 542378.6263 | 0 | 0 | 0.36067 | 66.9238 | 94.6078 | 27.684 | 8472 | 415 | 3862 | 0 | 0 | 1.139 | 28.9647 | 0 | 109.4187 | 17.441 | 5.2872 | -36.6183 | 1701.863 | 95.8904 | 5.1859 | 0 | 542378.6263 | 0 | 1.5558 | 207.4364 | 303375.8149 | 0 | 0 | 33270.0124 | 0 | 0 | 626.929 | 70.3835 | 25287.7001 | 0.37688 | 0.20869 | 12.0258 | 0.031824 | 12.3093 | 0 | 0 | 8173.8467 | 0.051514 | 696200.2554 | 112 | 171 | 6.6756 | 95.3121 | CC 7B | CC B
InState_Biomass_Lakeville_230kV ST | CIPV | CA_CISO | CA | Thermal | Bio | 1 | 0.185 | Bio_Other | 2028-05-01 | 2051-12-31 | 110.8846 | 8.2946 | 1.9091 | 0.85222 | 0.8739 | 5995.0938 | 0 | 0 | 0.68437 | 0.36325 | 0.66476 | 0.30152 | 8424 | 1216 | 6292 | 0 | 0 | 0.0062141 | 0.34546 | 0 | 95.9947 | 7.7544 | 1.5497 | -25.8869 | 1797.3214 | 65.2362 | 0.10587 | 0 | 5995.0938 | 0 | 0.3065 | 9.3504 | 6881.6721 | 0 | 0 | 0 | 0.46875 | 0 | 0.75 | -6.8732e-07 | 14.4375 | 0.15866 | 0.00010078 | 4.7626 | 4.7626 | 4.7626 | 12.5818 | 0 | 28.1809 | -1.9125e-05 | 170.1866 | 0 | 171 | 0.00054787 | 0.66498 | ST-OT | ST-NG
Nwmt Ic Agg 1 IC | PAID | BS_PACE | MT | Thermal | ICE | 5 | 1 | NG_Montana | 1967-09-01 | 2050-12-31 | 194.883 | 63.8296 | 8.6787 | 4.8919 | 4.8496 | 14965.9764 | 0 | 0 | 0.34169 | 0.92642 | 2.9166 | 1.9902 | 8592 | 220 | 7671 | 0 | 0 | 0 | 0.89125 | 0 | 118.5799 | 26.8217 | 5.0676 | -69.7229 | 2288.991 | 145.2885 | 0.19181 | 0 | 14965.9764 | 0 | 0.057544 | 7.6725 | 11221.0967 | 0 | 0 | 0 | 136.4904 | 784.4098 | 1622.2672 | 0 | 21654.7562 | 7.007 | 5.9428 | 85.5427 | 0.031824 | 85.5024 | 5940.6143 | 45047.4295 | 100385.7481 | 0 | 1599589.5101 | 10 | 170 | 0 | 4.6676 | IC | IC
Silverhawk CC1a | NEVP | SW_NVE | NV | Thermal | CombinedCycle Gas | 285 | 152.5 | NG_Nevada_South | 2004-05-01 | 2049-12-31 | 56.3383 | -35.4521 | -8.8889 | 268.1308 | 272.5745 | 1536728.6708 | 0 | 0 | 0.61553 | 67.1354 | 86.5767 | 19.4413 | 8472 | 462 | 6643 | 0 | 0 | 3.2271 | 58.1009 | 0 | 42.8357 | -35.6524 | -8.2024 | -27.1956 | 1870.1182 | 64.3982 | 11.1907 | 0 | 1536728.6354 | 0 | 3.3572 | 447.6276 | 654655.4349 | 0 | 0 | 0 | 0 | 0 | 101.3887 | 622.4803 | 14177.0079 | 0.19614 | 0.00021973 | 4.6327 | 0.031824 | 4.6009 | 0 | 0 | 532.1515 | 566.1044 | 68485.9088 | 82 | 170 | 5.6223 | 86.6463 | CC 501FD2 | CC F
Valmont 8 GT | PSCO | RM_PSCO | CO | Thermal | CombustionTurbine Gas | 39.9 | 14.9625 | NG_Colorado_Cheyenne | 2001-07-01 | 2038-12-31 | 191.5281 | 77.152 | 7.8387 | 37.0644 | 37.5769 | 214445.2247 | 0 | 0 | 0.61354 | 10.49 | 41.0723 | 30.5823 | 8592 | 576 | 7283 | 0 | 0 | 0.0965 | 10.1239 | 0 | 141.5825 | 49.4991 | 5.3928 | -25.8238 | 2538.9658 | 215.3197 | 2.1717 | 0 | 214445.2219 | 0 | 0.65151 | 86.8675 | 127043.7306 | 0 | 0 | 0 | 9875.7204 | 20466.4444 | 2635.2616 | 491.935 | 73019.2834 | 0.42135 | 0.055066 | 119.3454 | 43.2396 | 76.1058 | 151.3987 | 1601.419 | 111886.6459 | 311.5702 | 2386913.3168 | 206 | 170 | 0.10046 | 43.5731 | GT LM6000 | GT LM
InState_Biomass_Brunswick_115kV ST | CIPV | CA_CISO | CA | Thermal | Bio | 6.51 | 1.302 | Bio_Other | 2028-05-01 | 2051-12-31 | 116.0332 | 16.6533 | 1.5547 | 5.6494 | 5.5489 | 39685.5022 | 0 | 0 | 0.6959 | 2.0177 | 4.6048 | 2.5871 | 8424 | 1214 | 6341 | 0 | 0 | 0.041135 | 1.9028 | 0 | 100.0794 | 12.1924 | 1.1965 | -43.2981 | 1849.4257 | 70.8189 | 0.58314 | 0 | 39685.5022 | 0 | 1.6882 | 51.5022 | 37904.3524 | 0 | 0 | 0 | 14.6475 | 0 | 2.9802e-07 | 6.7055e-06 | 39.0602 | 0.15866 | 0.00010078 | 4.7626 | 4.7626 | 4.7626 | 131.4789 | 0 | 5.1881e-06 | 0.00017963 | 303.5833 | 5 | 169 | 0.00093171 | 4.6053 | ST-OT | ST-NG
Southeast Resource Recovery 1 ST | CISC | CA_CISO | CA | Thermal | Bio | 34 | 4.891 | Bio_Solid_Waste | 1988-01-01 | 2050-12-31 | 83.7914 | -7.7846 | -4.2874 | 28.9688 | 29.553 | 214148.9516 | 0 | 0 | 0.71901 | 0.60244 | 17.9438 | 17.3414 | 8592 | 1234 | 6795 | 0 | 0 | 0.43429 | 0.0027 | 0 | 71.7597 | -10.8772 | -4.0536 | -25.5487 | 1981.1112 | 72.1711 | 2.7 | 0 | 214148.9516 | 0 | 7.8166 | 238.4623 | 175502.5473 | 0 | 0 | 0 | 1270.4222 | 121000.4944 | 5.722e-06 | 9.9182e-05 | 16881.0607 | 0.15866 | 0.00010078 | 4.7626 | 4.7626 | 4.7626 | 8890.3628 | 11.8317 | 6.6409e-05 | 0.0024957 | 1259.5849 | 2 | 169 | 0 | 17.954 | ST-OT | ST-NG
InState_Biomass_Mendocino_115kV ST | CIPV | CA_CISO | CA | Thermal | Bio | 1 | 0.186 | Bio_Other | 2028-05-01 | 2051-12-31 | 108.5307 | 8.7473 | -0.88971 | 0.8713 | 0.84603 | 5974.125 | 0 | 0 | 0.68198 | 0.36244 | 0.64838 | 0.28594 | 8424 | 1219 | 6297 | 0 | 0 | 0.0061923 | 0.34511 | 0 | 93.8162 | 8.1057 | -0.98004 | -25.5641 | 1804.7474 | 65.5182 | 0.10576 | 0 | 5974.125 | 0 | 0.30619 | 9.3409 | 6874.6539 | 0 | 0 | 0 | 0.28125 | 0 | 0.75 | -7.0408e-07 | 13.9687 | 0.15866 | 0.00010078 | 4.7626 | 4.7626 | 4.7626 | 7.5491 | 0 | 28.1809 | -2.1382e-05 | 149.6633 | 0 | 166 | 0.0010128 | 0.64856 | ST-OT | ST-NG
Hermiston Pwr CC1a | BPAT | NW_BPAT | OR | Thermal | CombinedCycle Gas | 324 | 180 | NG_Oregon_Washington | 2002-08-01 | 2050-12-31 | 136.9922 | 23.7927 | 5.8464 | 306.021 | 308.4437 | 1371819.2687 | 0 | 0 | 0.48333 | 119.7135 | 187.9285 | 68.215 | 8472 | 459 | 5957 | 0 | 0 | 2.8808 | 48.9809 | 0 | 108.6858 | 17.8117 | 4.1835 | -35.7276 | 1773.9138 | 97.8103 | 9.5928 | 0 | 1371819.2727 | 0 | 2.8778 | 383.7112 | 561177.7132 | 0 | 0 | 61542.1144 | 22715.6102 | 41757.5213 | 27465.3502 | 0 | 519502.3952 | 0.13517 | 0.13517 | 0.67195 | 0.031824 | 0.68397 | 8.2762 | 23.0374 | 23458.8935 | 0 | 305676.6773 | 997 | 165 | 12.8258 | 188.2576 | CC F | CC F
MintFarmCC-Total | BPAT | NW_BPAT | WA | Thermal | CombinedCycle Gas | 336 | 182 | NG_Washington_Sumas | 2008-01-01 | 2050-12-31 | 133.996 | 17.7046 | 8.5145 | 317.5514 | 319.3113 | 1474052.5935 | 0 | 0 | 0.50081 | 135.1942 | 197.5171 | 62.3229 | 8448 | 462 | 5702 | 0 | 0 | 3.0955 | 58.3515 | 0 | 111.3292 | 17.4695 | 7.1691 | -36.5989 | 1755.6095 | 98.234 | 10.4729 | 0 | 1474052.5011 | 0 | 3.1419 | 418.9155 | 612663.9627 | 0 | 0 | 67188.404 | 7052.4203 | 18198.3744 | 12154.4037 | 27688.3294 | 334764.0474 | 0.13517 | 0.13517 | 0.67195 | 0.031824 | 0.68397 | 2.5238 | 6.6468 | 20194.2596 | 10.347 | 306009.6842 | 499 | 165 | 12.7221 | 197.8433 | CC 7FA | CC F
Etiwnd 2 Unit 1 GT | CISC | CA_CISO | CA | Thermal | CombustionTurbine Gas | 33.6 | 10.08 | NG_Cal_PG&E LT | 2016-01-01 | 2050-12-31 | 162.1771 | -9.0248 | -3.8526 | 31.7486 | 32.3298 | 26280.4734 | 0 | 0 | 0.089287 | 3.7223 | 4.2621 | 0.53981 | 8496 | 420 | 1136 | 0 | 0 | 0.055189 | 1.6987 | 0 | 70.0438 | -12.2344 | -4.4123 | -31.9872 | 1981.1047 | 72.4609 | 0.21119 | 0 | 26280.4734 | 0 | 0.063356 | 8.4474 | 12354.3516 | 0 | 0 | 1354.8522 | 0 | 0 | 13.776 | 766.2756 | 5269.9725 | 0.15866 | 0.00010078 | 4.7626 | 4.7626 | 4.7626 | 0 | 0 | 45.6493 | 30978.2659 | 126418.3538 | 370 | 164 | 0.54108 | 4.4195 | CC | CC
InState_Biomass_Bellota_115kV ST | CIPV | CA_CISO | CA | Thermal | Bio | 1 | 0.186 | Bio_Other | 2028-05-01 | 2051-12-31 | 111.6039 | 7.6053 | 6.0569 | 0.87091 | 0.84906 | 6060.3125 | 0 | 0 | 0.69182 | 0.36629 | 0.67636 | 0.31007 | 8424 | 1210 | 6380 | 0 | 0 | 0.0062817 | 0.3491 | 0 | 97.2238 | 5.3734 | 5.1598 | -26.4966 | 1859.2499 | 66.5929 | 0.10699 | 0 | 6060.3125 | 0 | 0.30973 | 9.449 | 6954.2184 | 0 | 0 | 0 | 0 | 0 | 0.75 | 6.1875 | 46.5 | 0.15866 | 0.00010078 | 4.7626 | 4.7626 | 4.7626 | 0 | 0 | 28.1809 | 969.3102 | 4008.3148 | 0 | 164 | 0.00030785 | 0.68136 | ST-OT | ST-NG
InState_Biomass_Cottle_230kV ST | CIPV | CA_CISO | CA | Thermal | Bio | 1.86 | 0.372 | Bio_Other | 2028-05-01 | 2051-12-31 | 114.649 | 9.2394 | 6.0427 | 1.5018 | 1.5726 | 11274.8551 | 0 | 0 | 0.69198 | 0.63903 | 1.2927 | 0.65363 | 8424 | 1549 | 6367 | 0 | 0 | 0.011687 | 0.60723 | 0 | 98.8175 | 6.972 | 5.1549 | -26.4571 | 2006.0221 | 73.9698 | 0.18609 | 0 | 11274.8551 | 0 | 0.53874 | 16.4355 | 12096.1695 | 0 | 0 | 0 | 0 | 0 | 1.395 | -9.3877e-07 | 23.715 | 0.15866 | 0.00010078 | 4.7626 | 4.7626 | 4.7626 | 0 | 0 | 52.4165 | -2.6271e-05 | 214.2231 | 0 | 164 | 0.00045967 | 1.2929 | ST-OT | ST-NG
River Road CS1 CS | BPAT | NW_BPAT | WA | Thermal | CombinedCycle Gas | 262 | 144.1 | NG_Washington_Sumas | 1997-12-01 | 2050-12-31 | 141.8026 | 23.8386 | 10.447 | 246.3902 | 251.0833 | 1409422.2998 | 0 | 0 | 0.6141 | 128.1249 | 199.8598 | 71.7349 | 8424 | 457 | 5991 | 0 | 0 | 2.9598 | 55.769 | 0 | 111.9041 | 17.5439 | 7.6696 | -36.92 | 1811.5538 | 99.294 | 10.0077 | 0 | 1409422.2998 | 0 | 3.0023 | 400.3066 | 585448.4145 | 0 | 0 | 64203.7854 | 12185.5837 | 533933.6182 | 1357.0739 | 6439.4839 | 152423.0897 | 0.13517 | 0.13517 | 0.67195 | 0.031824 | 0.68397 | 4.3999 | 133350.7275 | 1.4293 | 2.3795 | 197503.9495 | 47 | 164 | 9.5718 | 200.1906 | CC 7FA | CC F
Grays Harbor CC1b | BPAT | NW_BPAT | WA | Thermal | CombinedCycle Gas | 322.5 | 172.5 | NG_Washington_Sumas | 2008-05-01 | 2050-12-31 | 136.2065 | 19.1034 | 7.2578 | 304.3531 | 307.2827 | 1517453.5614 | 0 | 0 | 0.53713 | 136.2725 | 206.6871 | 70.4146 | 8520 | 460 | 5799 | 0 | 0 | 3.1867 | 58.9367 | 0 | 110.2541 | 17.6005 | 5.9631 | -36.2299 | 1698.7261 | 97.2963 | 10.583 | 0 | 1517453.5612 | 0 | 3.1749 | 423.3196 | 619104.9271 | 0 | 0 | 67894.7589 | 218.4245 | 2386.5301 | 133.1919 | 356.2199 | 1860.3081 | 0.13517 | 0.13517 | 0.67195 | 0.031824 | 0.68397 | 0.18 | 13932.5047 | 0.21824 | 342.8822 | 10382.8554 | 53 | 162 | 10.2705 | 206.7118 | CC 7FA | CC F
Madera Digester Genset 2 | CIPV | CA_CISO | CA | Thermal | ICE | 1.866 | 0.373 | Bio_Landfill_Gas | 2021-10-01 | 2051-12-31 | 122.7059 | 16.45 | 7.5086 | 1.644 | 1.5622 | 11305.3472 | 0 | 0 | 0.69162 | 0.51196 | 1.3872 | 0.87527 | 8424 | 1201 | 6549 | 0 | 0 | 0.011718 | 0.4804 | 0 | 103.8663 | 10.8228 | 6.3529 | -59.5362 | 2573.8059 | 114.8947 | 0.18892 | 0 | 11305.3472 | 0 | 0.54692 | 16.6851 | 12279.8002 | 0 | 0 | 0 | 1.4928 | 0 | 1.4901e-08 | 3.2037e-07 | 37.32 | 0.15866 | 0.00010078 | 4.7626 | 4.7626 | 4.7626 | 0.0016982 | 0 | 2.594e-07 | 1.2331e-05 | 180.8729 | 0 | 162 | 7.8472e-05 | 1.3874 | ST-OT | ST-NG
North Fork Community Power | CIPV | CA_CISO | CA | Thermal | ICE | 2.3 | 0.46 | Bio_Landfill_Gas | 2024-04-01 | 2051-12-31 | 124.0677 | 13.2539 | 11.1538 | 1.9709 | 1.9998 | 13881.8797 | 0 | 0 | 0.689 | 0.61627 | 1.7223 | 1.106 | 8424 | 1208 | 6514 | 0 | 0 | 0.014389 | 0.57718 | 0 | 103.5988 | 7.5169 | 9.3914 | -37.8335 | 2642.2905 | 109.4174 | 0.22698 | 0 | 13881.8797 | 0 | 0.6571 | 20.0463 | 14753.5749 | 0 | 0 | 0 | 0 | 0 | -3.5763e-07 | -6.9737e-06 | 29.4397 | 0.15866 | 0.00010078 | 4.7626 | 4.7626 | 4.7626 | 0 | 0 | -6.2257e-06 | -0.00023638 | 90.6539 | 0 | 162 | 0.0010574 | 1.7224 | ST-OT | ST-NG
Clover Flat Land Fill Gas 1 GT | CIPV | CA_CISO | CA | Thermal | CombustionTurbine Gas | 1 | 0.793 | Bio_Landfill_Gas | 2014-06-25 | 2050-12-31 | 113.0237 | 11.0281 | 5.3732 | 0.93731 | 0.92908 | 7078.7992 | 0 | 0 | 0.80808 | 0.39695 | 0.80007 | 0.40313 | 8592 | 579 | 7191 | 0 | 0 | 0.0052638 | 0.37953 | 0 | 101.1822 | 9.6151 | 4.8765 | -69.3808 | 1894.1163 | 73.0969 | 0.14925 | 0 | 7078.8 | 0 | 0.43208 | 13.1816 | 9701.3407 | 0 | 0 | 0 | 4.1 | 0 | 0.4 | 3.4422e-06 | 10.2002 | 0.15866 | 0.00010078 | 4.7626 | 4.7626 | 4.7626 | 10.7398 | 0 | 15.0298 | 0.00012287 | 63.4391 | 0 | 161 | 0.00021111 | 0.80016 | GT | GT
InState_Biomass_Brentwood_230kV ST | CIPB | CA_CISO | CA | Thermal | Bio | 1 | 0.186 | Bio_Other | 2028-05-01 | 2051-12-31 | 110.1706 | 7.9029 | 3.0142 | 0.79225 | 0.86645 | 6045.5 | 0 | 0 | 0.69013 | 0.36429 | 0.66604 | 0.30174 | 8424 | 1551 | 6314 | 0 | 0 | 0.0062663 | 0.34747 | 0 | 96.0552 | 6.8708 | 2.4938 | -26.0315 | 1685.6218 | 62.1907 | 0.10649 | 0 | 6045.5 | 0 | 0.30829 | 9.4049 | 6921.7859 | 0 | 0 | 0 | 1.0312 | 0 | 0.75 | -6.2026e-07 | 16.6875 | 0.15866 | 0.00010078 | 4.7626 | 4.7626 | 4.7626 | 0.79911 | 0 | 28.1809 | -1.5258e-05 | 175.5656 | 0 | 161 | 0.00023159 | 0.66624 | ST-OT | ST-NG
Marsh Landing 2 GT | CIPB | CA_CISO | CA | Thermal | CombustionTurbine Gas | 200.7 | 124.2429 | NG_Cal_PG&E LT | 2013-05-01 | 2050-12-31 | 197.0977 | -22.303 | 1.6104 | 195.4637 | 194.9404 | 104431.1014 | 0 | 0 | 0.059399 | 19.2165 | 20.5831 | 1.3666 | 8592 | 238 | 679 | 0 | 0 | 0.058481 | 9.3402 | 0 | 95.612 | 6.6523 | 2.2692 | -26.0562 | 1577.0781 | 59.3242 | 1.1588 | 0 | 104431.0984 | 0 | 0.34763 | 46.3501 | 67786.9794 | 0 | 0 | 7433.9268 | 0 | 0 | 3.1068 | 332.717 | 27969.3031 | 0.15866 | 0.00010078 | 4.7626 | 4.7626 | 4.7626 | 0 | 0 | 751.6161 | 1305.2558 | 1565848.3995 | 10 | 161 | 2.5143 | 22.151 | GT 5000F | GT F
Valmont 7 GT | PSCO | RM_PSCO | CO | Thermal | CombustionTurbine Gas | 39.9 | 14.9625 | NG_Colorado_Cheyenne | 2000-06-01 | 2038-12-31 | 187.5449 | 73.9832 | 7.6617 | 37.4684 | 37.0264 | 219107.6254 | 0 | 0 | 0.62687 | 10.6423 | 41.0925 | 30.4502 | 8592 | 574 | 7343 | 0 | 0 | 0.098598 | 10.2874 | 0 | 141.5859 | 49.5017 | 5.3937 | -25.8231 | 2538.9656 | 215.3331 | 2.2069 | 0 | 219107.6227 | 0 | 0.66208 | 88.2771 | 129105.3179 | 0 | 0 | 0 | 10308.0104 | 22673.1354 | 2318.6166 | 386.805 | 71172.6573 | 0.42135 | 0.055066 | 119.3454 | 43.2396 | 76.1058 | 1298.6083 | 1593.9835 | 74046.0841 | 1135.6912 | 2234888.0554 | 204 | 161 | 0.10017 | 43.4055 | GT LM6000 | GT LM
Beaver CC1c | PGE | NW_PGE | OR | Thermal | CombinedCycle Gas | 171.667 | 94.417 | NG_Washington_Sumas | 1974-08-01 | 2050-12-31 | 175.4079 | 37.5686 | 9.2265 | 163.8457 | 162.9984 | 550113.5796 | 0 | 0 | 0.36581 | 67.8799 | 96.4942 | 28.6143 | 8472 | 417 | 3915 | 0 | 0 | 1.1552 | 29.4928 | 0 | 109.4183 | 17.441 | 5.2868 | -36.6183 | 1701.7473 | 95.8876 | 5.2811 | 0 | 550113.5796 | 0 | 1.5843 | 211.2422 | 308941.7663 | 0 | 0 | 33880.408 | 0 | 19.3714 | 500.9567 | 0 | 21183.395 | 0.37688 | 0.20869 | 12.0258 | 0.031824 | 12.3093 | 0 | 0.014211 | 6146.5372 | 0 | 891129.7372 | 88 | 160 | 6.2323 | 97.3915 | CC 7B | CC B
HermistnGenCC2-Total | PACW | NW_PACW | OR | Thermal | CombinedCycle Gas | 243 | 135 | NG_Oregon_Washington | 1996-07-01 | 2036-12-31 | 128.5231 | 15.4409 | 5.672 | 229.1846 | 232.0704 | 1346279.8715 | 0 | 0 | 0.63245 | 122.5466 | 173.028 | 50.4814 | 8424 | 455 | 6221 | 0 | 0 | 2.8272 | 50.9577 | 0 | 103.1026 | 12.5299 | 3.8821 | -35.6842 | 1049.7915 | 77.525 | 9.9825 | 0 | 1346279.8715 | 0 | 2.9947 | 399.2988 | 583974.4988 | 0 | 0 | 64042.1438 | 47331.762 | 327272.8182 | 29179.4093 | 99.0289 | 135857.1857 | 27.0174 | 18.7409 | 65.6973 | 0.031824 | 65.2925 | 1035065.3816 | 5918022.353 | 2313006.8137 | 264.0788 | 4520080.6645 | 794 | 160 | 6.4004 | 186.8145 | CC 7FA | CC F
Desert Basin CC1a | SRP | SW_SRP | AZ | Thermal | CombinedCycle Gas | 307.5 | 180 | NG_AZ_North-South | 2001-10-01 | 2050-12-31 | 53.9088 | -34.1685 | -11.4344 | 290.8557 | 291.8026 | 1602101.9259 | 0 | 0 | 0.59476 | 69.1046 | 86.3674 | 17.2628 | 8568 | 463 | 6843 | 0 | 0 | 3.3644 | 59.8325 | 0 | 42.5732 | -33.4687 | -10.6486 | -25.9478 | 1864.9333 | 64.3538 | 11.1481 | 0 | 1602101.9259 | 0 | 3.3444 | 445.9236 | 652163.3153 | 0 | 0 | 0 | 11110.8026 | 21767.1419 | 15746.6244 | 8487.6202 | 157202.5574 | 1.0352 | 0.11547 | 12.6186 | 5.1679 | 7.4506 | 16565.2877 | 1362.9892 | 253645.4739 | 24919.746 | 808119.8205 | 90 | 159 | 11.6619 | 87.472 | CC 501FD2 | CC F
InState_Biomass_Ukiah_115kV ST | CIPV | CA_CISO | CA | Thermal | Bio | 1 | 0.186 | Bio_Other | 2028-05-01 | 2051-12-31 | 107.9136 | 9.347 | -1.3595 | 0.87286 | 0.84713 | 5975.6875 | 0 | 0 | 0.68216 | 0.36242 | 0.64486 | 0.28244 | 8424 | 1207 | 6292 | 0 | 0 | 0.006194 | 0.3458 | 0 | 93.4439 | 8.0915 | -1.3382 | -25.6062 | 1801.7806 | 65.2719 | 0.10598 | 0 | 5975.6875 | 0 | 0.3068 | 9.3597 | 6888.5224 | 0 | 0 | 0 | 0.28125 | 0 | 0.75 | -5.0291e-07 | 16.9687 | 0.15866 | 0.00010078 | 4.7626 | 4.7626 | 4.7626 | 7.5491 | 0 | 28.1809 | -1.3094e-05 | 190.7816 | 0 | 159 | 0.000184 | 0.64509 | ST-OT | ST-NG
Keephills 2 Kh2 2 ST | AESO | AB_AESO | AB | Thermal | Steam-Gas | 395 | 148.4 | NG_Alberta_NOVA | 1984-01-01 | 2050-12-31 | 144.7598 | 5.2734 | -8.198 | 336.5498 | 333.4175 | 329526.2648 | 0 | 0 | 0.095233 | 41.2741 | 47.7022 | 6.4281 | 8688 | 1325 | 1902 | 0 | 0 | 0.095563 | 17.3306 | 0 | 96.4167 | 11.5107 | -1.7846 | -24.983 | 758.6405 | 69.4573 | 3.9409 | 0 | 329526.258 | 0 | 1.1823 | 157.6353 | 230541.5731 | 0 | 0 | 18194.8034 | 9763.5285 | 105465.2081 | 3380.8566 | 30705.225 | 353563.6612 | 1.8659 | 0.0078726 | 35.0857 | 35.06 | 35.06 | 8.5553 | 85.3983 | 372965.8086 | 1205181.712 | 14054561.944 | 504 | 159 | 5.3509 | 63.335 | ST-NG | ST-NG
Beaver CC1a | PGE | NW_PGE | OR | Thermal | CombinedCycle Gas | 171.667 | 94.417 | NG_Washington_Sumas | 1974-08-01 | 2050-12-31 | 173.3078 | 37.1846 | 9.1719 | 164.815 | 161.5773 | 540763.8478 | 0 | 0 | 0.3596 | 66.377 | 93.7186 | 27.3416 | 8472 | 418 | 3850 | 0 | 0 | 1.1356 | 28.8179 | 0 | 109.4175 | 17.441 | 5.2859 | -36.6183 | 1701.7502 | 95.8879 | 5.1618 | 0 | 540763.8478 | 0 | 1.5486 | 206.4736 | 301967.6022 | 0 | 0 | 33115.5793 | 0 | 16.0674 | 1016.718 | 0 | 33175.2957 | 0.37688 | 0.20869 | 12.0258 | 0.031824 | 12.3093 | 0 | 0.011787 | 6836.6489 | 0 | 755827.2033 | 114 | 158 | 6.1844 | 94.4812 | CC 7B | CC B
InState_Biomass_Placerville_115kV ST | CIPV | CA_CISO | CA | Thermal | Bio | 1.86 | 0.372 | Bio_Other | 2028-05-01 | 2051-12-31 | 116.1905 | 8.9122 | 7.3215 | 1.6047 | 1.6029 | 11321.8201 | 0 | 0 | 0.69486 | 0.6413 | 1.3155 | 0.67419 | 8424 | 1206 | 6408 | 0 | 0 | 0.011735 | 0.61032 | 0 | 101.4235 | 8.3837 | 6.3493 | -28.4146 | 1965.1228 | 71.2174 | 0.18704 | 0 | 11321.8201 | 0 | 0.54149 | 16.5192 | 12157.7341 | 0 | 0 | 0 | 0 | 0 | 0 | 1.395 | 16.74 | 0.15866 | 0.00010078 | 4.7626 | 4.7626 | 4.7626 | 0 | 0 | 0 | 274.9847 | 144.5705 | 0 | 158 | 0.00048662 | 1.3159 | ST-OT | ST-NG
Lodi Gas Turbine 1 GT | CIPV | CA_CISO | CA | Thermal | CombustionTurbine Gas | 25 | 12.2 | NG_Cal_PG&E LT | 1986-01-01 | 2050-12-31 | 217.9951 | -28.6196 | 12.0794 | 23.1503 | 23.6548 | 11760.246 | 0 | 0 | 0.0537 | 3.2061 | 2.5637 | -0.64239 | 8592 | 575 | 984 | 0 | 0 | 0.0052921 | 1.7047 | 0 | 98.4439 | 5.7804 | 5.9729 | -26.5804 | 1865.8577 | 67.0117 | 0.21137 | 0 | 11760.246 | 0 | 0.063412 | 8.455 | 12365.3646 | 0 | 0 | 1356.0601 | 0 | 0 | 0 | 268.6523 | 5066.4269 | 0.15866 | 0.00010078 | 4.7626 | 4.7626 | 4.7626 | 0 | 0 | 0 | 20610.3984 | 328907.2192 | 216 | 158 | 0.80975 | 2.9132 | GT LM2500 | GT LM2500
El Nido Biomass To Energy 1 ST | CIPV | CA_CISO | CA | Thermal | Bio | 9.798 | 1.75 | Bio_Landfill_Gas | 2008-08-24 | 2050-12-31 | 122.4027 | 19.7366 | 5.1698 | 8.4492 | 8.3759 | 61277.6611 | 0 | 0 | 0.71394 | 2.3752 | 7.5006 | 5.1253 | 8592 | 1233 | 6749 | 0 | 0 | 0.12427 | 2.2123 | 0 | 103.5531 | 12.5283 | 4.3342 | -70.4597 | 2571.9441 | 118.6502 | 0.86997 | 0 | 61277.6611 | 0 | 2.5186 | 76.8343 | 56548.2042 | 0 | 0 | 0 | 224.1054 | 15372.6425 | -8.0466e-07 | -1.502e-05 | 3356.8255 | 0.15866 | 0.00010078 | 4.7626 | 4.7626 | 4.7626 | 223.379 | 2.2326 | -9.3388e-06 | -0.00026079 | 816.5854 | 4 | 157 | 0.0017273 | 7.5016 | ST-OT | ST-NG
InState_Biomass_Eagle Rock (PGE)_115kV ST | CIPV | CA_CISO | CA | Thermal | Bio | 1.86 | 0.372 | Bio_Other | 2028-05-01 | 2051-12-31 | 103.8811 | 8.6027 | -6.3185 | 1.6195 | 1.5823 | 11320.4251 | 0 | 0 | 0.69478 | 0.64149 | 1.176 | 0.53449 | 8424 | 1205 | 6351 | 0 | 0 | 0.011734 | 0.61101 | 0 | 89.1418 | 8.0416 | -5.5903 | -25.853 | 1668.7468 | 61.0305 | 0.18725 | 0 | 11320.4251 | 0 | 0.5421 | 16.538 | 12171.5539 | 0 | 0 | 0 | 1.395 | 0 | 1.395 | -8.7172e-07 | 23.715 | 0.15866 | 0.00010078 | 4.7626 | 4.7626 | 4.7626 | 37.4435 | 0 | 52.4165 | -2.9185e-05 | 260.8127 | 0 | 157 | 0.00099388 | 1.1763 | ST-OT | ST-NG
Haynes (1 and 2 repowered) 17 ST | LDWP | CA_LDWP | CA | Thermal | Steam-Gas | 222 | 45 | NG_Cal_SoCalGas | 2030-01-01 | 2051-12-31 | 163.53 | -16.6625 | -7.3042 | 188.3283 | 195.2301 | 167954.5251 | 0 | 0 | 0.086364 | 25.7809 | 27.4656 | 1.6847 | 8424 | 1216 | 1635 | 0 | 0 | 0.17409 | 13.6299 | 0 | 86.8689 | 4.1573 | -3.979 | -11.5293 | 1950.3181 | 66.9776 | 1.9465 | 0 | 167954.5251 | 0 | 0.58395 | 77.8603 | 113870.6799 | 0 | 0 | 8986.9022 | 0 | 0 | 86.3398 | 20761.6854 | 80637.2391 | 0.51018 | 0.0002031 | 10.9758 | 5.1679 | 5.9579 | 0 | 0 | 3748.213 | 631116.5886 | 1765847.0552 | 80 | 155 | 4.8167 | 29.8663 | ST-OT | ST-NG
InState_Biomass_Honcut_115kV ST | CIPV | CA_CISO | CA | Thermal | Bio | 1.86 | 0.372 | Bio_Other | 2028-05-01 | 2051-12-31 | 113.9843 | 10.5214 | 5.0934 | 1.5898 | 1.6213 | 11335.3051 | 0 | 0 | 0.69569 | 0.64066 | 1.292 | 0.65139 | 8424 | 1211 | 6389 | 0 | 0 | 0.011749 | 0.61034 | 0 | 100.3493 | 9.1843 | 4.4745 | -26.6217 | 1862.5137 | 69.2092 | 0.18705 | 0 | 11335.3051 | 0 | 0.54151 | 16.5198 | 12158.193 | 0 | 0 | 0 | 2.79 | 0 | 1.395 | 1.395 | 16.74 | 0.15866 | 0.00010078 | 4.7626 | 4.7626 | 4.7626 | 41.4028 | 0 | 52.4165 | 274.9847 | 140.6466 | 0 | 155 | 0.00050606 | 1.2926 | ST-OT | ST-NG
InState_Biomass_Peoria_115kV ST | CIPV | CA_CISO | CA | Thermal | Bio | 1.86 | 0.372 | Bio_Other | 2028-05-01 | 2051-12-31 | 110.2041 | 7.9478 | 5.1256 | 1.5996 | 1.6095 | 11298.5701 | 0 | 0 | 0.69344 | 0.63952 | 1.2451 | 0.60563 | 8424 | 1207 | 6400 | 0 | 0 | 0.011711 | 0.60905 | 0 | 97.6172 | 6.5111 | 4.4156 | -26.7093 | 1901.1836 | 69.299 | 0.18665 | 0 | 11298.5701 | 0 | 0.54036 | 16.4849 | 12132.5158 | 0 | 0 | 0 | 0 | 0 | 1.395 | 2.79 | 26.505 | 0.15866 | 0.00010078 | 4.7626 | 4.7626 | 4.7626 | 0 | 0 | 52.4165 | 552.8758 | 986.6235 | 0 | 155 | 0.00020497 | 1.2467 | ST-OT | ST-NG
Redwater Cogen Tc02 2 GT | AESO | AB_AESO | AB | Thermal | CombustionTurbine Gas | 46 | 20 | NG_Alberta_NOVA | 2019-02-15 | 2050-12-31 | 115.0408 | 10.4314 | -0.99963 | 43.3041 | 42.3951 | 209910.1276 | 0 | 0 | 0.52092 | 20.2258 | 24.1482 | 3.9225 | 8688 | 585 | 7388 | 0 | 0 | 0.11755 | 9.6414 | 0 | 98.2426 | 10.9888 | 0.56332 | -25.4871 | 771.5649 | 69.7999 | 2.2112 | 0 | 209910.1276 | 0 | 0.66336 | 88.4474 | 129354.3297 | 0 | 0 | 10208.9029 | 1408.0823 | 7608.8624 | 17605.0187 | 29998.4984 | 82334.3436 | 1.8659 | 0.0078726 | 35.0857 | 35.06 | 35.06 | 1.2809 | 6.8353 | 361318.1432 | 566554.1707 | 2324071.3018 | 73 | 155 | 1.536 | 27.4002 | GT LM | GT LM
Silverhawk CC1b | NEVP | SW_NVE | NV | Thermal | CombinedCycle Gas | 285 | 152.5 | NG_Nevada_South | 2004-05-01 | 2049-12-31 | 55.7557 | -35.3822 | -8.8684 | 267.7424 | 273.4396 | 1541576.6364 | 0 | 0 | 0.61747 | 67.2189 | 85.9517 | 18.7328 | 8472 | 458 | 6691 | 0 | 0 | 3.2373 | 58.6157 | 0 | 42.8265 | -35.6527 | -8.2113 | -27.2001 | 1869.8264 | 64.3876 | 11.2914 | 0 | 1541576.5999 | 0 | 3.3874 | 451.6578 | 660549.5047 | 0 | 0 | 0 | 0 | 0 | 73.2446 | 449.5866 | 13507.2785 | 0.19614 | 0.00021973 | 4.6327 | 0.031824 | 4.6009 | 0 | 0 | 492.325 | 906.8061 | 78094.1197 | 70 | 155 | 5.5211 | 86.0312 | CC 501FD2 | CC F
Desert Basin CC1b | SRP | SW_SRP | AZ | Thermal | CombinedCycle Gas | 307.5 | 180 | NG_AZ_North-South | 2001-10-01 | 2050-12-31 | 52.9013 | -33.6101 | -11.177 | 288.88 | 294.6026 | 1584804.4581 | 0 | 0 | 0.58834 | 68.6711 | 83.8382 | 15.1671 | 8568 | 463 | 6843 | 0 | 0 | 3.3281 | 59.6453 | 0 | 42.5785 | -33.4686 | -10.6435 | -25.9479 | 1865.2664 | 64.3634 | 11.1063 | 0 | 1584804.4581 | 0 | 3.3319 | 444.2522 | 649718.8009 | 0 | 0 | 0 | 12597.9696 | 17072.7297 | 7823.3524 | 9854.7498 | 157571.5098 | 1.0352 | 0.11547 | 12.6186 | 5.1679 | 7.4506 | 16892.3941 | 814.2948 | 113827.0491 | 39895.3258 | 1602189.4756 | 1077 | 154 | 11.8895 | 85.6119 | CC 501FD2 | CC F
Sumas CC E | PSEI | NW_PSEI | WA | Thermal | CombinedCycle Gas | 137.3 | 69.3435 | NG_Washington_Sumas | 1993-03-01 | 2050-12-31 | 163.5462 | 32.3759 | 6.9924 | 131.9534 | 128.965 | 476484.3151 | 0 | 0 | 0.39616 | 51.4147 | 77.9272 | 26.5125 | 8472 | 420 | 3885 | 0 | 0 | 1.0006 | 22.2466 | 0 | 108.2459 | 16.9038 | 4.6516 | -35.1619 | 1298.954 | 90.767 | 3.9826 | 0 | 476484.3151 | 0 | 1.1948 | 159.3048 | 232983.3324 | 0 | 0 | 25550.349 | 253.3491 | 925.2608 | 979.4538 | 240.5123 | 10446.5539 | 10.1999 | 8.7761 | 20.3774 | 0.031824 | 42.9118 | 36.6051 | 10621.8751 | 22395.2884 | 187.6004 | 809437.7639 | 98 | 154 | 3.507 | 78.7699 | CC 7E | CC E
InState_Biomass_Donnells PH_115kV ST | CIPV | CA_CISO | CA | Thermal | Bio | 2.79 | 0.558 | Bio_Other | 2028-05-01 | 2051-12-31 | 107.784 | 7.8369 | 1.2489 | 2.4 | 2.422 | 17105.0593 | 0 | 0 | 0.69987 | 0.93403 | 1.8437 | 0.90962 | 8424 | 1196 | 6433 | 0 | 0 | 0.01773 | 0.88877 | 0 | 94.2113 | 6.5051 | 1.0156 | -26.6012 | 1739.1293 | 65.1978 | 0.27238 | 0 | 17105.0593 | 0 | 0.78853 | 24.0559 | 17704.5724 | 0 | 0 | 0 | 2.0925 | 0 | 1.1921e-07 | 8.37 | 64.6005 | 0.15866 | 0.00010078 | 4.7626 | 4.7626 | 4.7626 | 56.1652 | 0 | 2.0752e-06 | 1365.863 | 5640.7748 | 1 | 153 | 0.0011555 | 1.8507 | ST-OT | ST-NG
InState_Biomass_Higgins_115kV ST | CIPV | CA_CISO | CA | Thermal | Bio | 13.95 | 2.79 | Bio_Other | 2028-05-01 | 2051-12-31 | 115.4995 | 12.4435 | 4.1569 | 11.9238 | 12.0831 | 85821.1003 | 0 | 0 | 0.70229 | 4.0611 | 9.9123 | 5.8512 | 8424 | 1231 | 6459 | 0 | 0 | 0.088956 | 3.8347 | 0 | 101.1881 | 10.8036 | 3.6939 | -38.1342 | 1909.7218 | 71.1029 | 1.1752 | 0 | 85821.1003 | 0 | 3.4022 | 103.7916 | 76388.1312 | 0 | 0 | 0 | 22.878 | 0 | 2.9802e-07 | 5.8115e-06 | 148.7072 | 0.15866 | 0.00010078 | 4.7626 | 4.7626 | 4.7626 | 308.0232 | 0 | 5.1881e-06 | 0.00015015 | 3176.5101 | 3 | 153 | 0.00070304 | 9.9158 | ST-OT | ST-NG
Genesee 3 Gn3 3 ST | AESO | AB_AESO | AB | Thermal | Steam-Gas | 466 | 200 | NG_Alberta_NOVA | 2004-11-01 | 2050-12-31 | 132.2654 | 16.0008 | -3.6186 | 400.4914 | 397.7202 | 877394.0319 | 0 | 0 | 0.21493 | 92.4299 | 116.0489 | 23.619 | 8688 | 1253 | 4098 | 0 | 0 | 0.25444 | 41.6918 | 0 | 96.3934 | 11.0753 | -1.3724 | -24.9972 | 761.0368 | 69.3636 | 9.5509 | 0 | 877394.0319 | 0 | 2.8653 | 382.0379 | 558730.4979 | 0 | 0 | 44096.1301 | 15274.4197 | 24671.7868 | 4688.1294 | 36043.175 | 819773.0128 | 1.8659 | 0.0078726 | 35.0857 | 35.06 | 35.06 | 7696.2758 | 1438.9832 | 718909.1827 | 1297995.8611 | 29158002.1818 | 1663 | 151 | 7.5413 | 147.2329 | ST-NG | ST-NG
InState_Biomass_Caribou_230kV ST | CIPV | CA_CISO | CA | Thermal | Bio | 10.23 | 2.046 | Bio_Other | 2028-05-01 | 2051-12-31 | 110.1887 | 10.6662 | 0.78871 | 8.9911 | 8.5561 | 60168.6901 | 0 | 0 | 0.67141 | 2.9351 | 6.6299 | 3.6949 | 8424 | 1215 | 6427 | 0 | 0 | 0.062366 | 2.772 | 0 | 93.8515 | 6.8923 | 0.26868 | -26.1802 | 1764.1371 | 68.7405 | 0.84951 | 0 | 60168.6901 | 0 | 2.4593 | 75.0273 | 55218.3123 | 0 | 0 | 0 | 33.5544 | 0 | 7.1526e-07 | 174.036 | 666.8726 | 0.15866 | 0.00010078 | 4.7626 | 4.7626 | 4.7626 | 426.5663 | 0 | 1.2451e-05 | 6856.8842 | 13836.5146 | 88 | 151 | 0.018931 | 6.651 | ST-OT | ST-NG
InState_Biomass_Fulton_115kV ST | CIPV | CA_CISO | CA | Thermal | Bio | 1.86 | 0.372 | Bio_Other | 2028-05-01 | 2051-12-31 | 108.9474 | 9.0898 | 1.1653 | 1.4993 | 1.5787 | 11453.4151 | 0 | 0 | 0.70294 | 0.64511 | 1.2478 | 0.60271 | 8424 | 1544 | 6397 | 0 | 0 | 0.011872 | 0.61525 | 0 | 95.3345 | 7.7888 | 0.85521 | -25.7891 | 1797.6327 | 65.095 | 0.18855 | 0 | 11453.4151 | 0 | 0.54586 | 16.6527 | 12255.9638 | 0 | 0 | 0 | 2.79 | 0 | 0 | -8.4937e-07 | 20.925 | 0.15866 | 0.00010078 | 4.7626 | 4.7626 | 4.7626 | 66.9758 | 0 | 0 | -2.9064e-05 | 289.6982 | 0 | 151 | 0.0010519 | 1.2482 | ST-OT | ST-NG
Alameda 2 GT | CIPB | CA_CISO | CA | Thermal | CombustionTurbine Gas | 25 | 12.2 | NG_Cal_PG&E LT | 1986-01-01 | 2050-12-31 | 264.199 | -24.7468 | 7.8218 | 23.4618 | 23.1512 | 6843.9844 | 0 | 0 | 0.031251 | 2.1604 | 1.8082 | -0.35225 | 8592 | 584 | 591 | 0 | 0 | 0.0030798 | 1.1266 | 0 | 97.9313 | 7.6237 | 3.617 | -26.1662 | 1824.2308 | 66.2095 | 0.14004 | 0 | 6843.9844 | 0 | 0.042012 | 5.6016 | 8192.3119 | 0 | 0 | 898.418 | 0 | 42.8906 | 0 | 317.8906 | 7603.3594 | 0.15866 | 0.00010078 | 4.7626 | 4.7626 | 4.7626 | 0 | 0.0072528 | 0 | 35500.9591 | 320772.9535 | 117 | 150 | 0.46475 | 2.1644 | GT TM2500 | GT LM2500
C Lenzie CC2a | NEVP | SW_NVE | NV | Thermal | CombinedCycle Gas | 300 | 135 | NG_Nevada_South | 2006-04-01 | 2041-12-31 | 56.8493 | -37.4944 | -9.2892 | 285.6893 | 282.6987 | 1598563.8436 | 0 | 0 | 0.60828 | 68.4899 | 90.8773 | 22.3874 | 8424 | 454 | 6830 | 0 | 0 | 3.357 | 59.6583 | 0 | 42.9638 | -35.5683 | -8.1584 | -27.0534 | 1872.3408 | 64.4787 | 11.4439 | 0 | 1598563.8304 | 0 | 3.4332 | 457.7561 | 669468.2428 | 0 | 0 | 0 | 124.0203 | 0 | 645.1716 | 1402.9303 | 52029.3106 | 0.19614 | 0.00021973 | 4.6327 | 0.031824 | 4.6009 | 241.4829 | 0 | 1520.0893 | 88.1567 | 174713.3168 | 109 | 150 | 4.6591 | 91.0538 | CC 7FA | CC F
Chow II Biomass To Energy 1 ST | CIPV | CA_CISO | CA | Thermal | Bio | 10.078 | 2.05 | Bio_Landfill_Gas | 2008-05-08 | 2050-12-31 | 120.7836 | 16.3802 | 6.6935 | 8.8006 | 8.4762 | 62568.6422 | 0 | 0 | 0.70873 | 2.4134 | 7.5573 | 5.1438 | 8592 | 1227 | 6760 | 0 | 0 | 0.12689 | 2.2524 | 0 | 102.5605 | 10.2444 | 5.6256 | -54.1705 | 2511.7693 | 111.6388 | 0.88574 | 0 | 62568.6422 | 0 | 2.5642 | 78.2271 | 57573.239 | 0 | 0 | 0 | 264.4467 | 14129.0415 | -4.4703e-07 | 8.264 | 3038.1238 | 0.15866 | 0.00010078 | 4.7626 | 4.7626 | 4.7626 | 0.13529 | 2.1375 | -5.1883e-06 | 0.0091379 | 851.7747 | 3 | 150 | 0.0022274 | 7.5581 | ST-OT | ST-NG
Gila River CC1b | SRP | SW_SRP | AZ | Thermal | CombinedCycle Gas | 299 | 170 | NG_AZ_North-South | 2018-05-02 | 2052-12-31 | 49.2334 | -34.4874 | -11.7161 | 283.1651 | 283.819 | 1611990.8506 | 0 | 0 | 0.61544 | 67.7965 | 79.3639 | 11.5674 | 8424 | 456 | 6897 | 0 | 0 | 3.3852 | 58.9494 | 0 | 42.5521 | -33.2927 | -10.8457 | -25.1242 | 1857.4834 | 63.2306 | 10.9738 | 0 | 1611990.8506 | 0 | 3.2922 | 438.9538 | 641969.9645 | 0 | 0 | 0 | 5225.5816 | 7298.9896 | 12908.472 | 23888.8034 | 129027.9754 | 1.0352 | 0.11547 | 12.6186 | 5.1679 | 7.4506 | 13096.2858 | 1052.9182 | 249552.737 | 35874.8513 | 2217229.3077 | 4588 | 150 | 10.268 | 81.8807 | CC 7FA | CC F
InState_Biomass_Tracy_230kV ST | CIPV | CA_CISO | CA | Thermal | Bio | 4.65 | 0.93 | Bio_Other | 2028-05-01 | 2051-12-31 | 113.2792 | 7.7307 | 5.6201 | 3.923 | 4.1252 | 28806.7506 | 0 | 0 | 0.70719 | 1.493 | 3.2632 | 1.7702 | 8424 | 1212 | 6513 | 0 | 0 | 0.029859 | 1.4187 | 0 | 98.8181 | 7.2865 | 4.841 | -26.3993 | 1990.5408 | 72.4337 | 0.43479 | 0 | 28806.7506 | 0 | 1.2587 | 38.4001 | 28261.5487 | 0 | 0 | 0 | 3.4875 | 0 | 4.4703e-07 | 9.1642e-06 | 59.2878 | 0.15866 | 0.00010078 | 4.7626 | 4.7626 | 4.7626 | 9.8983 | 0 | 7.7821e-06 | 0.00027194 | 544.4387 | 0 | 150 | 0.001739 | 3.2638 | ST-OT | ST-NG
Sundance 6 Sd6 6 ST | AESO | AB_AESO | AB | Thermal | Steam-Gas | 401 | 161.5 | NG_Alberta_NOVA | 2001-10-01 | 2050-12-31 | 139.9496 | 15.5783 | -5.2513 | 342.9893 | 345.5637 | 410709.0396 | 0 | 0 | 0.11692 | 48.4713 | 57.4785 | 9.0072 | 8688 | 1244 | 2463 | 0 | 0 | 0.11911 | 20.8959 | 0 | 96.6646 | 11.209 | -1.235 | -25.2186 | 760.6241 | 69.0849 | 4.7724 | 0 | 410709.0379 | 0 | 1.4317 | 190.8945 | 279183.1515 | 0 | 0 | 22033.6937 | 5211.9209 | 7896.1596 | 1612.5324 | 21830.8355 | 499584.1591 | 1.8659 | 0.0078726 | 35.0857 | 35.06 | 35.06 | 4.858 | 7.2172 | 183728.5602 | 841819.0138 | 20146827.0034 | 788 | 149 | 5.4423 | 78.6509 | ST-NG | ST-NG
Alameda 1 GT | CIPB | CA_CISO | CA | Thermal | CombustionTurbine Gas | 25 | 12.2 | NG_Cal_PG&E LT | 1986-01-01 | 2050-12-31 | 257.5822 | -24.9277 | 7.2084 | 23.2915 | 23.4409 | 6206.5625 | 0 | 0 | 0.02834 | 2.0155 | 1.5987 | -0.41679 | 8592 | 577 | 551 | 0 | 0 | 0.002793 | 1.0466 | 0 | 97.9338 | 7.6263 | 3.617 | -26.1662 | 1824.2308 | 66.2329 | 0.13025 | 0 | 6206.5625 | 0 | 0.039075 | 5.2101 | 7619.7213 | 0 | 0 | 835.6243 | 0 | 53.2812 | 0 | 293.8281 | 7262.8906 | 0.15866 | 0.00010078 | 4.7626 | 4.7626 | 4.7626 | 0 | 0.0083918 | 0 | 18855.5956 | 339606.1155 | 104 | 148 | 0.44825 | 1.9572 | GT TM2500 | GT LM2500
InState_Biomass_Curtis_115kV ST | CIPV | CA_CISO | CA | Thermal | Bio | 4.65 | 0.93 | Bio_Other | 2028-05-01 | 2051-12-31 | 111.0722 | 7.2572 | 4.3547 | 3.9728 | 4.0521 | 28885.8006 | 0 | 0 | 0.70913 | 1.4959 | 3.2084 | 1.7125 | 8424 | 1214 | 6512 | 0 | 0 | 0.029941 | 1.4229 | 0 | 96.9033 | 6.5062 | 3.7066 | -26.7324 | 1868.2133 | 68.4515 | 0.43606 | 0 | 28885.8006 | 0 | 1.2624 | 38.5116 | 28343.6034 | 0 | 0 | 0 | 3.4875 | 0 | 4.4703e-07 | 6.975 | 55.8003 | 0.15866 | 0.00010078 | 4.7626 | 4.7626 | 4.7626 | 93.6087 | 0 | 7.7821e-06 | 825.769 | 1611.5097 | 0 | 148 | 0.0010434 | 3.2109 | ST-OT | ST-NG
GoldendaleCC-Total | PSEI | NW_PSEI | WA | Thermal | CombinedCycle Gas | 304.6 | 118.1301 | NG_Washington_Sumas | 2004-08-01 | 2050-12-31 | 133.2271 | 22.257 | 4.2816 | 288.1127 | 289.3027 | 1475794.8408 | 0 | 0 | 0.55309 | 130.4846 | 196.6159 | 66.1312 | 8472 | 460 | 6233 | 0 | 0 | 3.0992 | 56.6423 | 0 | 104.9441 | 15.6036 | 2.6499 | -36.2762 | 1722.0034 | 92.5185 | 10.1833 | 0 | 1475794.8408 | 0 | 3.055 | 407.3303 | 595720.6491 | 0 | 0 | 65330.2991 | 17362.9803 | 104697.4351 | 12806.1334 | 42403.9969 | 343730.2913 | 10.1999 | 8.7761 | 20.3774 | 0.031824 | 42.9118 | 235492.2116 | 682011.4117 | 340649.4097 | 122.4466 | 9535069.3939 | 580 | 147 | 8.624 | 207.4092 | CC 7FA | CC F
InState_Biomass_Metcalf_115kV ST | CIPB | CA_CISO | CA | Thermal | Bio | 1.674 | 0.335 | Bio_Other | 2028-05-01 | 2051-12-31 | 112.163 | 9.8283 | 3.7746 | 1.47 | 1.4033 | 10491.3767 | 0 | 0 | 0.71544 | 0.59925 | 1.1767 | 0.57749 | 8424 | 1212 | 6478 | 0 | 0 | 0.010875 | 0.57291 | 0 | 99.377 | 9.4551 | 3.2313 | -26.0566 | 1943.6761 | 68.6565 | 0.17558 | 0 | 10491.3767 | 0 | 0.50829 | 15.5065 | 11412.4469 | 0 | 0 | 0 | 7.533 | 0 | 1.2555 | 2.8163e-06 | 17.5771 | 0.15866 | 0.00010078 | 4.7626 | 4.7626 | 4.7626 | 97.3969 | 0 | 47.1748 | 9.787e-05 | 209.5556 | 0 | 147 | 0.0010192 | 1.1771 | ST-OT | ST-NG
C Lenzie CC2b | NEVP | SW_NVE | NV | Thermal | CombinedCycle Gas | 300 | 135 | NG_Nevada_South | 2006-04-01 | 2041-12-31 | 57.801 | -37.3328 | -9.3071 | 269.8014 | 277.4007 | 1595470.9904 | 0 | 0 | 0.6071 | 68.3516 | 92.2198 | 23.8682 | 8424 | 790 | 6844 | 0 | 0 | 3.3505 | 59.6606 | 0 | 42.9634 | -35.5685 | -8.1586 | -27.0537 | 1872.313 | 64.4774 | 11.4453 | 0 | 1595470.9771 | 0 | 3.4336 | 457.8102 | 669547.4243 | 0 | 0 | 0 | 37.667 | 0 | 394.8965 | 938.3503 | 49951.6844 | 0.19614 | 0.00021973 | 4.6327 | 0.031824 | 4.6009 | 0.029621 | 0 | 1237.768 | 170.2045 | 200135.6663 | 117 | 146 | 4.4688 | 92.4213 | CC 7FA | CC F
Cuyamaca Peak Energy Plant 1 GT | CISD | CA_CISO | CA | Thermal | CombustionTurbine Gas | 45.42 | 45.02 | NG_Cal_SDG&E | 2002-05-29 | 2050-12-31 | 183.2418 | -23.8715 | -7.7464 | 42.5636 | 42.2241 | 22646.4124 | 0 | 0 | 0.056918 | 5.0757 | 4.1498 | -0.92591 | 8592 | 578 | 769 | 0 | 0 | 0.010191 | 2.3754 | 0 | 67.5557 | -13.5979 | -5.537 | -26.006 | 1936.3207 | 69.5937 | 0.34263 | 0 | 22646.4124 | 0 | 0.10279 | 13.705 | 20043.6221 | 0 | 0 | 2198.1039 | 0 | 0 | 0 | 314.67 | 7116.987 | 0.15866 | 0.00010078 | 4.7626 | 4.7626 | 4.7626 | 0 | 0 | 0 | 15902.7419 | 252419.77 | 0 | 146 | 1.388 | 4.4181 | GT | GT
MtPoso Cogeneration Co 1 ST | CIPV | CA_CISO | CA | Thermal | Bio | 41.197 | 8.239 | Bio_Agri_Res | 1989-04-01 | 2050-12-31 | 93.1741 | -0.5368 | -4.006 | 35.165 | 35.9564 | 251573.6544 | 0 | 0 | 0.6971 | 2.4754 | 23.4402 | 20.9647 | 8424 | 1213 | 6679 | 0 | 0 | 0.79929 | 1.8409 | 0 | 79.8157 | -3.348 | -3.5268 | -25.2819 | 1982.0889 | 75.2428 | 3.0298 | 0 | 251573.6544 | 0 | 8.7713 | 267.5862 | 196937.0375 | 0 | 0 | 0 | 1485.032 | 55060.3926 | 1.4305e-06 | 2.3365e-05 | 10699.5657 | 0.15866 | 0.00010078 | 4.7626 | 4.7626 | 4.7626 | 3684.8885 | 8.618 | 1.6602e-05 | 0.00050868 | 1113.5114 | 3 | 146 | 0 | 23.445 | ST-OT | ST-NG
Rio Grande LMS 9 | EPE | SW_EPE | TX | Thermal | CombustionTurbine Gas | 90 | 42.6316 | NG_New Mexico_South | 2013-05-01 | 2058-12-31 | 60.353 | -28.463 | -3.35 | 84.4801 | 82.6242 | 562352.0317 | 0 | 0 | 0.71328 | 28.3748 | 33.9397 | 5.5649 | 8592 | 612 | 7673 | 0 | 0 | 0.25306 | 27.5775 | 0 | 52.9931 | -30.0014 | -3.696 | -27.9299 | 1973.4269 | 72.9203 | 5.0524 | 0 | 562352.0317 | 0 | 1.5157 | 202.094 | 295562.5083 | 0 | 0 | 0 | 35438.6365 | 88516.0373 | 17753.6665 | 3323.3936 | 106438.0572 | 25.7912 | 14.221 | 42.7558 | 5.1679 | 37.1905 | 2410591.2499 | 2281787.5 | 895106.2952 | 7237.1904 | 2706979.5729 | 5809 | 146 | 2.0962 | 42.2414 | GT LMS100PA | GT LMS
Rupert Cogen Magic Valley 1 CS | IPMV | BS_IPCO | ID | Thermal | CombinedCycle Gas | 10 | 3.76 | NG_Idaho_Opal | 1996-11-01 | 2050-12-31 | 133.4763 | 30.273 | 5.262 | 9.4801 | 9.5944 | 64315.3826 | 0 | 0 | 0.73419 | 3.9602 | 8.5846 | 4.6244 | 8424 | 414 | 7129 | 0 | 0 | 0.13506 | 3.6235 | 0 | 117.0557 | 25.8464 | 4.5188 | -28.4391 | 1947.9277 | 136.8526 | 0.70755 | 0 | 64315.3826 | 0 | 0.21226 | 28.3019 | 41391.4685 | 0 | 0 | 0 | 41 | 100.6028 | 277.7324 | 422.0698 | 2963.4171 | 0.015242 | 0.010783 | 14.1881 | 0.031824 | 14.1563 | 3.5917 | 361.4475 | 1000.2759 | 21.0401 | 50920.1843 | 19 | 145 | 0.13786 | 8.6369 | CC | CC
Gg 300 1X1 7Fa05 Wco CS | WACM | RM_WACM | NV | Thermal | CombinedCycle Gas | 293 | 58.6 | NG_Colorado_Cheyenne | 2023-05-03 | 2054-12-31 | 176.8487 | 65.9935 | 5.893 | 254.8347 | 248.9368 | 1532070.0694 | 0 | 0 | 0.59691 | 78.9083 | 270.9445 | 192.0362 | 8424 | 1214 | 6376 | 0 | 0 | 1.588 | 74.4982 | 0 | 138.9681 | 48.4667 | 3.8109 | -23.6653 | 2519.0371 | 211.7094 | 15.9581 | 0 | 1532070.0601 | 0 | 4.7874 | 638.3224 | 933546.5132 | 0 | 0 | 0 | 0 | 0 | 230.2747 | 47205.4439 | 64496.0583 | 0.075305 | 0.00032051 | 86.4793 | 43.2396 | 43.2397 | 0 | 0 | 152.5088 | 560747.8841 | 1045260.9089 | 477 | 144 | 1.2132 | 272.5507 | ST-NG | ST-NG
InState_Biomass_Parkway_230kV ST | CIPB | CA_CISO | CA | Thermal | Bio | 2.139 | 0.428 | Bio_Other | 2028-05-01 | 2051-12-31 | 111.2649 | 7.7995 | 3.315 | 1.8304 | 1.8486 | 13177.8439 | 0 | 0 | 0.70328 | 0.73653 | 1.4662 | 0.7297 | 8424 | 1233 | 6424 | 0 | 0 | 0.013659 | 0.70354 | 0 | 97.0852 | 7.5893 | 2.8053 | -26.0615 | 1758.4552 | 64.4801 | 0.21561 | 0 | 13177.8439 | 0 | 0.62419 | 19.0423 | 14014.6718 | 0 | 0 | 0 | 3.2085 | 0 | 1.6042 | -3.0845e-06 | 22.4594 | 0.15866 | 0.00010078 | 4.7626 | 4.7626 | 4.7626 | 47.6132 | 0 | 60.2789 | -7.5874e-05 | 139.492 | 0 | 144 | 0.00055274 | 1.4665 | ST-OT | ST-NG
Klamath CG CC1a | PACW | NW_PACW | OR | Thermal | CombinedCycle Gas | 270 | 150 | NG_Oregon_Malin | 2001-07-01 | 2050-12-31 | 121.1476 | 13.8097 | 4.6152 | 256.6472 | 254.9503 | 1187325.9168 | 0 | 0 | 0.502 | 109.1936 | 143.8416 | 34.648 | 8472 | 456 | 6813 | 0 | 0 | 2.4934 | 45.9742 | 0 | 103.7047 | 13.1027 | 3.9115 | -40.5595 | 1796.4209 | 85.7966 | 8.742 | 0 | 1187325.9168 | 0 | 2.6226 | 349.6813 | 511408.9161 | 0 | 0 | 56084.1681 | 8449.7367 | 19679.4294 | 29361.9207 | 0 | 567504.9198 | 27.0174 | 18.7409 | 65.6973 | 0.031824 | 65.2925 | 730662.4387 | 1512496.8234 | 2242609.0273 | 0 | 38633333.6093 | 777 | 143 | 5.0673 | 186.9607 | CC W501F | CC F
Wellhead Power Delano 1 GT | CISC | CA_CISO | CA | Thermal | CombustionTurbine Gas | 50 | 16.3265 | NG_Cal_PG&E LT | 2013-01-16 | 2050-12-31 | 202.2357 | -6.3384 | 5.2892 | 47.5175 | 47.7787 | 30062.2935 | 0 | 0 | 0.068635 | 5.2676 | 6.0797 | 0.81206 | 8472 | 416 | 787 | 0 | 0 | 0.063131 | 2.453 | 0 | 78.4447 | -6.5332 | -1.7126 | -25.615 | 2044.8763 | 74.3834 | 0.30524 | 0 | 30062.2935 | 0 | 0.091572 | 12.2096 | 17856.4771 | 0 | 0 | 1958.2483 | 0 | 0 | 33.6735 | 156.8646 | 4384.1459 | 0.15866 | 0.00010078 | 4.7626 | 4.7626 | 4.7626 | 0 | 0 | 0.038054 | 1888.9944 | 27131.8716 | 2 | 143 | 0.8788 | 6.1087 | CC | CC
C Lenzie CC1b | NEVP | SW_NVE | NV | Thermal | CombinedCycle Gas | 300 | 135 | NG_Nevada_South | 2006-02-01 | 2041-12-31 | 57.0451 | -37.1742 | -9.1949 | 282.7687 | 286.5894 | 1628236.7506 | 0 | 0 | 0.61957 | 69.4758 | 92.8829 | 23.4071 | 8448 | 457 | 6930 | 0 | 0 | 3.4193 | 60.8727 | 0 | 43.0058 | -35.5687 | -8.116 | -27.0381 | 1873.4948 | 64.5189 | 11.6838 | 0 | 1628236.7395 | 0 | 3.5051 | 467.3518 | 683502.0655 | 0 | 0 | 0 | 361.7685 | 0 | 795.9316 | 1044.0085 | 55321.2592 | 0.19614 | 0.00021973 | 4.6327 | 0.031824 | 4.6009 | 0.26872 | 0 | 2028.154 | 208.8618 | 128591.7306 | 97 | 141 | 4.8912 | 93.0137 | CC 7FA | CC F
InState_Biomass_Glenn_230kV ST | CIPV | CA_CISO | CA | Thermal | Bio | 3.72 | 0.744 | Bio_Other | 2028-05-01 | 2051-12-31 | 111.6716 | 10.6237 | 2.0294 | 3.1978 | 3.2232 | 23126.3102 | 0 | 0 | 0.70967 | 1.2241 | 2.5826 | 1.3585 | 8424 | 1205 | 6495 | 0 | 0 | 0.023971 | 1.1676 | 0 | 97.219 | 8.8398 | 1.6886 | -25.9614 | 1781.2367 | 67.5739 | 0.35783 | 0 | 23126.3102 | 0 | 1.0359 | 31.6026 | 23258.771 | 0 | 0 | 0 | 8.37 | 0 | 2.79 | -1.7881e-06 | 50.2199 | 0.15866 | 0.00010078 | 4.7626 | 4.7626 | 4.7626 | 141.8703 | 0 | 104.8329 | -4.9841e-05 | 450.2015 | 0 | 141 | 0.0023018 | 2.5832 | ST-OT | ST-NG
InState_Biomass_Jessup_115kV ST | CIPV | CA_CISO | CA | Thermal | Bio | 5.58 | 1.116 | Bio_Other | 2028-05-01 | 2051-12-31 | 113.6449 | 9.8958 | 3.3531 | 4.8043 | 4.8132 | 34739.6845 | 0 | 0 | 0.7107 | 1.7667 | 3.948 | 2.1813 | 8424 | 1212 | 6498 | 0 | 0 | 0.036009 | 1.6825 | 0 | 99.1783 | 9.5569 | 2.9309 | -52.7651 | 1813.0874 | 69.7928 | 0.51563 | 0 | 34739.6845 | 0 | 1.4928 | 45.5398 | 33516.2288 | 0 | 0 | 0 | 12.555 | 0 | 2.3842e-07 | 4.185 | 66.9602 | 0.15866 | 0.00010078 | 4.7626 | 4.7626 | 4.7626 | 212.8054 | 0 | 4.1505e-06 | 157.2495 | 608.6251 | 0 | 141 | 0.0017364 | 3.949 | ST-OT | ST-NG
InState_Biomass_Palermo_115kV ST | CIPV | CA_CISO | CA | Thermal | Bio | 3.813 | 0.763 | Bio_Other | 2028-05-01 | 2051-12-31 | 113.0874 | 10.4869 | 4.4018 | 3.2644 | 3.3237 | 23488.0798 | 0 | 0 | 0.7032 | 1.2411 | 2.6562 | 1.4151 | 8424 | 1204 | 6448 | 0 | 0 | 0.024346 | 1.1836 | 0 | 99.889 | 9.3499 | 3.8485 | -25.9179 | 1850.5825 | 69.1399 | 0.36275 | 0 | 23488.0798 | 0 | 1.0501 | 32.037 | 23578.4495 | 0 | 0 | 0 | 8.5793 | 0 | -2.9802e-08 | 2.8597 | 37.1767 | 0.15866 | 0.00010078 | 4.7626 | 4.7626 | 4.7626 | 145.4171 | 0 | -5.1881e-07 | 107.4537 | 304.2344 | 0 | 141 | 0.0014317 | 2.6568 | ST-OT | ST-NG
Valley View 1 Vvw1 1 GT | AESO | AB_AESO | AB | Thermal | CombustionTurbine Gas | 50 | 18.5 | NG_Alberta_NOVA | 2001-12-01 | 2050-12-31 | 117.1859 | 12.3041 | 1.5575 | 47.206 | 45.9713 | 241131.9552 | 0 | 0 | 0.55053 | 22.873 | 28.2573 | 5.3842 | 8592 | 579 | 7447 | 0 | 0 | 0.10851 | 10.9223 | 0 | 100.0618 | 10.9398 | 2.4315 | -27.4958 | 765.2234 | 68.8778 | 2.5037 | 0 | 241131.9552 | 0 | 0.7511 | 100.1467 | 146464.6121 | 0 | 0 | 11559.2805 | 10655.6331 | 81503.4172 | 10346.2921 | 28651.855 | 92219.9097 | 1.8659 | 0.0078726 | 35.0857 | 35.06 | 35.06 | 8.3022 | 56.7615 | 356862.8466 | 515042.1846 | 2289541.391 | 110 | 141 | 1.5361 | 31.4188 | GT LM6000 | GT LM
JM Shafer CC | PSCO | RM_PSCO | CO | Thermal | CombinedCycle Gas | 40 | 9.686 | NG_Colorado_Cheyenne | 1994-06-01 | 2050-12-31 | 222.8909 | 99.0512 | 7.7684 | 38.3411 | 37.7925 | 150069.4412 | 0 | 0 | 0.42828 | 6.5591 | 33.4491 | 26.89 | 8424 | 413 | 7272 | 0 | 0 | 0.31515 | 6.1244 | 0 | 140.836 | 49.8209 | 4.3246 | -25.8369 | 2521.707 | 215.3752 | 1.3113 | 0 | 150069.4412 | 0 | 0.39338 | 52.4503 | 76708.5187 | 0 | 0 | 0 | 7528.4889 | 20958.4659 | 1310.4585 | 294.7442 | 139205.3451 | 0.42135 | 0.055066 | 119.3454 | 43.2396 | 76.1058 | 295.0585 | 638.9979 | 85209.0422 | 96.8875 | 7514207.9992 | 116 | 140 | 0.013036 | 41.0496 | CC LM6000 PA | CC LM
Texaco Exploration Prod Se Kern River 1 GT | CIPV | CA_CISO | CA | Thermal | CombustionTurbine Gas | 34.47 | 15 | NG_Cal_PG&E LT | 1989-01-31 | 2050-12-31 | 199.8624 | -10.5003 | -3.7333 | 32.0539 | 32.3965 | 16306.3809 | 0 | 0 | 0.054002 | 4.0145 | 3.259 | -0.75551 | 8616 | 578 | 742 | 0 | 0 | 0.0073379 | 2.028 | 0 | 80.6809 | -3.3429 | -2.6667 | -25.2502 | 1992.7202 | 75.8883 | 0.25271 | 0 | 16306.3809 | 0 | 0.075814 | 10.1085 | 14783.6558 | 0 | 0 | 1621.2644 | 0 | 0 | 0 | 223.2008 | 3696.0641 | 0.15866 | 0.00010078 | 4.7626 | 4.7626 | 4.7626 | 0 | 0 | 0 | 15539.7613 | 286278.9465 | 152 | 140 | 1.0687 | 3.5609 | GT | GT
InState_Biomass_Colgate_230kV ST | CIPV | CA_CISO | CA | Thermal | Bio | 4.65 | 0.93 | Bio_Other | 2028-05-01 | 2051-12-31 | 113.7353 | 10.2704 | 4.5779 | 3.9664 | 4.0713 | 28979.9631 | 0 | 0 | 0.71144 | 1.4972 | 3.296 | 1.7989 | 8424 | 1206 | 6467 | 0 | 0 | 0.030038 | 1.4278 | 0 | 99.4765 | 8.9436 | 3.8424 | -26.5924 | 1842.0128 | 68.5077 | 0.43758 | 0 | 28979.9631 | 0 | 1.2668 | 38.646 | 28442.561 | 0 | 0 | 0 | 6.975 | 0 | 4.4703e-07 | 8.7172e-06 | 41.8503 | 0.15866 | 0.00010078 | 4.7626 | 4.7626 | 4.7626 | 73.8349 | 0 | 7.7821e-06 | 0.00020421 | 353.1704 | 0 | 139 | 0.0011502 | 3.2965 | ST-OT | ST-NG
InState_Biomass_Cortina_115kV ST | CIPV | CA_CISO | CA | Thermal | Bio | 4.65 | 0.93 | Bio_Other | 2028-05-01 | 2051-12-31 | 109.0988 | 8.9848 | 1.2606 | 3.693 | 4.0149 | 29070.6381 | 0 | 0 | 0.71367 | 1.5055 | 3.1716 | 1.666 | 8424 | 1552 | 6518 | 0 | 0 | 0.030132 | 1.4362 | 0 | 96.1323 | 8.3161 | 1.1257 | -25.9806 | 1749.7952 | 65.0722 | 0.44013 | 0 | 29070.6381 | 0 | 1.2742 | 38.8716 | 28608.5891 | 0 | 0 | 0 | 9.8854 | 0 | 3.4875 | 9.3877e-06 | 45.3378 | 0.15866 | 0.00010078 | 4.7626 | 4.7626 | 4.7626 | 83.7325 | 0 | 131.0412 | 0.00029622 | 526.0731 | 0 | 139 | 0.0014001 | 3.1723 | ST-OT | ST-NG
Long Beach Unit 2 GT | CISC | CA_CISO | CA | Thermal | CombustionTurbine Gas | 56.3 | 41.5754 | NG_Cal_SoCalGas | 2007-08-01 | 2050-12-31 | 179.1025 | -26.6024 | -3.2454 | 52.9237 | 52.1055 | 29461.7849 | 0 | 0 | 0.059737 | 6.5991 | 5.2767 | -1.3224 | 8592 | 578 | 695 | 0 | 0 | 0.013258 | 3.1241 | 0 | 72.3449 | -10.8705 | -3.4751 | -25.6863 | 1994.0575 | 72.6056 | 0.44894 | 0 | 29461.7849 | 0 | 0.13468 | 17.9577 | 26263.0673 | 0 | 0 | 2880.1654 | 0 | 51.5361 | 0 | 500.6367 | 9166.0699 | 0.15866 | 0.00010078 | 4.7626 | 4.7626 | 4.7626 | 0 | 0.0039749 | 0 | 24722.9007 | 305887.3885 | 77 | 139 | 1.8027 | 5.6073 | GT | GT
Center Peaker 1 GT | CISC | CA_CISO | CA | Thermal | CombustionTurbine Gas | 47 | 18.8 | NG_Cal_PG&E LT | 2007-09-20 | 2050-12-31 | 217.6542 | 2.3701 | -1.5306 | 44.4835 | 45.1584 | 19883.3529 | 0 | 0 | 0.048293 | 3.7442 | 4.3277 | 0.58354 | 8496 | 417 | 703 | 0 | 0 | 0.041755 | 1.6612 | 0 | 71.6796 | -11.3765 | -3.6344 | -25.8481 | 1996.1594 | 72.8468 | 0.20681 | 0 | 19883.3529 | 0 | 0.062043 | 8.2724 | 12098.3999 | 0 | 0 | 1326.7831 | 0 | 0 | 0 | 202.9142 | 7998.7711 | 0.15866 | 0.00010078 | 4.7626 | 4.7626 | 4.7626 | 0 | 0 | 0 | 1121.9494 | 114458.2992 | 2 | 138 | 0.74643 | 4.4433 | CC | CC
Chetwynd Forest Industries 1 ST | BCHA | BC_BCHA | BC | Thermal | Bio | 6 | 4.8 | Bio_Wood | 2015-06-19 | 2050-12-31 | 104.4962 | 8.9204 | -4.7067 | 5.1285 | 5.1904 | 30924.8275 | 0 | 0 | 0.58837 | 1.59 | 3.2315 | 1.6416 | 8592 | 1235 | 6179 | 0 | 0 | 0.062715 | 1.5031 | 0 | 81.0236 | -1.3251 | -4.3418 | -79.037 | 1026.7031 | 84.4202 | 0.46384 | 0 | 30924.8275 | 0 | 1.3428 | 40.9654 | 30149.5553 | 0 | 0 | 0 | 53.032 | 4.92 | 20.768 | 0 | 5.3644e-07 | 0.00013821 | 0.00013721 | 0.00014044 | 0.00013944 | 0.00013842 | 0.028739 | 0.0025673 | 0.011647 | 0 | 3.0035e-10 | 11 | 138 | 0.10125 | 3.2315 | ST-OT | ST-NG
InState_Biomass_Humboldt_115kV ST | CIPV | CA_CISO | CA | Thermal | Bio | 2.325 | 0.465 | Bio_Other | 2028-05-01 | 2051-12-31 | 111.329 | 10.4304 | 3.2894 | 2.0303 | 1.967 | 14479.519 | 0 | 0 | 0.71093 | 0.79833 | 1.612 | 0.81366 | 8424 | 1209 | 6578 | 0 | 0 | 0.015008 | 0.76366 | 0 | 99.2859 | 9.5124 | 3.0829 | -40.943 | 1564.5021 | 62.0531 | 0.23404 | 0 | 14479.519 | 0 | 0.67753 | 20.6696 | 15212.2964 | 0 | 0 | 0 | 5.2313 | 0 | 1.7438 | 4.3586e-06 | 34.8752 | 0.15866 | 0.00010078 | 4.7626 | 4.7626 | 4.7626 | 88.6689 | 0 | 65.5206 | 0.00015115 | 282.7663 | 0 | 138 | 0.0006143 | 1.6124 | ST-OT | ST-NG
Ejido San Luis CC1a | CFE | CA_CFE | MX | Thermal | CombinedCycle Gas | 373.05 | 152.95 | NG_Cal_Rosarito | 2025-01-06 | 2050-12-31 | 34.8117 | -60.8167 | -12.6224 | 354.8914 | 352.4622 | 1206573.5339 | 0 | 0 | 0.36922 | 54.7937 | 42.0029 | -12.7909 | 8424 | 450 | 4289 | 0 | 0 | 2.1718 | 46.225 | 0 | 27.2715 | -48.5939 | -10.8251 | -275.0226 | 536.8339 | 30.364 | 8.5827 | 0 | 1206573.5233 | 0 | 2.5748 | 343.3066 | 502085.8922 | 0 | 0 | 0 | 877.4734 | 8158.3251 | 19957.4947 | 0 | 60174.1308 | 4.6199 | 1.2515 | 2.5478 | 0 | 2.5478 | 23425.0914 | 34652.9803 | 30058.497 | 0 | 76456.2569 | 408 | 137 | 16.7977 | 42.1675 | GT F | CC F New
Fort St James Green Energy 1 ST | BCHA | BC_BCHA | BC | Thermal | Bio | 37.6 | 18 | Bio_Wood | 2017-11-25 | 2050-12-31 | 87.2913 | 12.0314 | -25.9714 | 31.7579 | 33.1075 | 192811.6944 | 0 | 0 | 0.58538 | 8.375 | 16.8308 | 8.4558 | 8592 | 1231 | 6183 | 0 | 0 | 0.39102 | 7.8411 | 0 | 65.1302 | -1.3251 | -20.2353 | -78.3158 | 890.1642 | 68.8186 | 2.4197 | 0 | 192811.6944 | 0 | 7.0051 | 213.7039 | 157280.9258 | 0 | 0 | 0 | 92.496 | 246.656 | 61.664 | 30.832 | 30.832 | 0.00013821 | 0.00013721 | 0.00014044 | 0.00013944 | 0.00013842 | 0.052057 | 0.1304 | 0.034581 | 0.01726 | 0.017229 | 78 | 137 | 0.57166 | 16.8308 | ST-OT | ST-NG
Ngilaa 5 Sdgdyn 1 CS | IID | CA_IID | CA | Thermal | CombinedCycle Gas | 55 | 15.1 | NG_Cal_SoCalGas | 2019-01-01 | 2050-12-31 | 184.2741 | 2.7942 | -19.6466 | 51.9801 | 52.9967 | 25225.187 | 0 | 0 | 0.052356 | 3.6523 | 4.6484 | 0.99608 | 8472 | 414 | 635 | 0 | 0 | 0.052973 | 1.4404 | 0 | 60.066 | -14.7848 | -11.8397 | -28.6638 | 1820.0162 | 66.0735 | 0.20691 | 0 | 25225.187 | 0 | 0.062074 | 8.2766 | 12104.4648 | 0 | 0 | 1327.4482 | 0 | 0 | 0 | 373.5919 | 5503.669 | 0.30887 | 0.0049745 | 15.5549 | 5.1679 | 10.3853 | 0 | 0 | 0 | 20506.0772 | 220143.8791 | 2 | 137 | 0.47706 | 4.889 | CC | CC
Poplar Hill 1 Ph1 1 GT | AESO | AB_AESO | AB | Thermal | CombustionTurbine Gas | 48 | 21.6 | NG_Alberta_NOVA | 1998-11-01 | 2050-12-31 | 119.05 | 10.2174 | 6.6791 | 44.4299 | 45.3907 | 271092.7714 | 0 | 0 | 0.64472 | 24.8647 | 32.2736 | 7.4089 | 8592 | 579 | 7550 | 0 | 0 | 0.12199 | 11.9012 | 0 | 104.1938 | 10.9374 | 6.5659 | -30.2213 | 764.5994 | 68.4047 | 2.7227 | 0 | 271092.7714 | 0 | 0.81682 | 108.9095 | 159280.1949 | 0 | 0 | 12570.7119 | 21231.9666 | 104871.9993 | 11788.6557 | 21336.6634 | 58181.9073 | 1.8659 | 0.0078726 | 35.0857 | 35.06 | 35.06 | 3606.1142 | 71.9495 | 242269.2692 | 289645.4734 | 1243968.3799 | 106 | 137 | 1.1947 | 34.0532 | GT LM6000 | GT LM
El Centro CC2 | IID | CA_IID | CA | Thermal | CombinedCycle Gas | 105 | 70 | NG_Cal_SoCalGas | 1993-06-01 | 2050-12-31 | 181.793 | -18.9337 | -17.2799 | 99.2348 | 101.1755 | 46957.3284 | 0 | 0 | 0.051052 | 7.5185 | 8.5365 | 1.018 | 8424 | 414 | 611 | 0 | 0 | 0.09861 | 3.0352 | 0 | 62.0808 | -15.0795 | -9.5303 | -26.7982 | 1856.8103 | 66.6005 | 0.43793 | 0 | 46957.3284 | 0 | 0.13138 | 17.5173 | 25619.0846 | 0 | 0 | 2809.5425 | 0 | 0 | 66.5508 | 5663.6229 | 11136.2951 | 0.30887 | 0.0049745 | 15.5549 | 5.1679 | 10.3853 | 0 | 0 | 3879.3934 | 187401.9349 | 411743.294 | 11 | 136 | 1.1795 | 9.1395 | CC 7EA | CC E
Gila River CC4b | SRP | SW_SRP | AZ | Thermal | CombinedCycle Gas | 305 | 170 | NG_AZ_North-South | 2017-05-01 | 2061-12-31 | 50.599 | -33.7183 | -11.3998 | 289.263 | 288.6727 | 1653288.1465 | 0 | 0 | 0.61879 | 69.3644 | 83.6547 | 14.2904 | 8472 | 459 | 7019 | 0 | 0 | 3.4719 | 60.7922 | 0 | 42.6613 | -33.2931 | -10.7362 | -25.1151 | 1857.6982 | 63.2932 | 11.2902 | 0 | 1653288.1465 | 0 | 3.3871 | 451.6074 | 660475.8705 | 0 | 0 | 0 | 29 | 50.2978 | 4904.6761 | 12431.7659 | 103685.0211 | 1.0352 | 0.11547 | 12.6186 | 5.1679 | 7.4506 | 0.045495 | 0.050914 | 61523.4392 | 31188.5806 | 2262800.5316 | 672 | 136 | 9.8171 | 86.0102 | CC 7FA | CC F
Keephills 3 Kh3 3 ST | AESO | AB_AESO | AB | Thermal | Steam-Gas | 463 | 164.2 | NG_Alberta_NOVA | 2011-06-01 | 2050-12-31 | 135.0117 | 13.9538 | -4.2651 | 395.2087 | 401.0367 | 794829.3344 | 0 | 0 | 0.19597 | 83.0603 | 107.3113 | 24.251 | 8616 | 1237 | 3701 | 0 | 0 | 2.9886 | 37.5856 | 0 | 96.4545 | 11.0944 | -1.3304 | -24.9968 | 761.4424 | 69.4387 | 8.5622 | 0 | 794829.3536 | 0 | 2.5687 | 342.4896 | 500891.063 | 0 | 0 | 39531.3266 | 195.452 | 380.3634 | 3864.6413 | 37204.5248 | 708094.3207 | 1.8659 | 0.0078726 | 35.0857 | 35.06 | 35.06 | 7682.0425 | 1258.9522 | 364376.7252 | 1658186.2927 | 24961405.5844 | 1446 | 136 | 7.0063 | 134.3042 | ST | ST
Long Beach Unit 1 GT | CISC | CA_CISO | CA | Thermal | CombustionTurbine Gas | 56.5 | 41.7231 | NG_Cal_SoCalGas | 2007-08-01 | 2050-12-31 | 178.6001 | -28.8546 | -3.4074 | 52.8697 | 52.618 | 28488.344 | 0 | 0 | 0.057559 | 6.3429 | 5.088 | -1.2549 | 8592 | 579 | 670 | 0 | 0 | 0.01282 | 2.9963 | 0 | 72.3449 | -10.8705 | -3.4751 | -25.6863 | 1994.0575 | 72.6056 | 0.43067 | 0 | 28488.344 | 0 | 0.1292 | 17.2267 | 25194.0021 | 0 | 0 | 2762.9255 | 0 | 204.0362 | 0 | 473.2091 | 8893.4459 | 0.15866 | 0.00010078 | 4.7626 | 4.7626 | 4.7626 | 0 | 0.011969 | 0 | 21828.4468 | 300673.9833 | 74 | 136 | 1.7774 | 5.4105 | GT | GT
Long Beach Unit 3 GT | CISC | CA_CISO | CA | Thermal | CombustionTurbine Gas | 56.5 | 41.7231 | NG_Cal_SoCalGas | 2007-08-01 | 2050-12-31 | 168.8352 | -29.8662 | -3.665 | 52.7487 | 52.7895 | 28518.1591 | 0 | 0 | 0.057619 | 6.2141 | 4.8149 | -1.3992 | 8592 | 579 | 672 | 0 | 0 | 0.012833 | 2.9296 | 0 | 72.3443 | -10.8711 | -3.4751 | -25.6863 | 1994.0575 | 72.6007 | 0.42097 | 0 | 28518.1591 | 0 | 0.12629 | 16.8388 | 24626.7819 | 0 | 0 | 2700.7207 | 0 | 51.7192 | 0 | 443.9231 | 9005.9171 | 0.15866 | 0.00010078 | 4.7626 | 4.7626 | 4.7626 | 0 | 0.003989 | 0 | 25981.8143 | 291839.9475 | 65 | 136 | 1.7247 | 5.1327 | GT | GT
CartyGenStaCC-Total | PGE | NW_PGE | OR | Thermal | CombinedCycle Gas | 470.5 | 164.675 | NG_Washington_Sumas | 2016-07-29 | 2050-12-31 | 128.7757 | 18.2807 | 5.4722 | 442.8343 | 450.2467 | 2350128.1032 | 0 | 0 | 0.5702 | 208.5641 | 302.6394 | 94.0754 | 8472 | 458 | 6429 | 0 | 0 | 4.9353 | 91.0088 | 0 | 108.5475 | 17.4541 | 4.4029 | -36.1109 | 1771.4265 | 96.9958 | 16.3456 | 0 | 2350128.1022 | 0 | 4.9037 | 653.8237 | 956217.1466 | 0 | 0 | 104864.5096 | 1026.4336 | 4432.1552 | 10634.3355 | 11832.6064 | 88444.9925 | 0.37688 | 0.20869 | 12.0258 | 0.031824 | 12.3093 | 3308.4192 | 3837.9677 | 178091.4799 | 3223.8157 | 1752949.6211 | 201 | 135 | 17.757 | 304.5808 | CC M501GAC | CC G
Gila River CC4a | SRP | SW_SRP | AZ | Thermal | CombinedCycle Gas | 305 | 170 | NG_AZ_North-South | 2017-05-01 | 2060-12-31 | 51.8376 | -34.5196 | -11.6351 | 291.2227 | 286.1479 | 1688775.2166 | 0 | 0 | 0.63207 | 71.2568 | 87.542 | 16.2853 | 8472 | 456 | 7091 | 0 | 0 | 3.5464 | 62.6671 | 0 | 42.654 | -33.2949 | -10.7416 | -25.1144 | 1856.6176 | 63.2546 | 11.6434 | 0 | 1688775.2166 | 0 | 3.493 | 465.7364 | 681139.4457 | 0 | 0 | 0 | 29 | 121.019 | 3445.0612 | 35945.1267 | 70118.7591 | 1.0352 | 0.11547 | 12.6186 | 5.1679 | 7.4506 | 11.0263 | 0.16125 | 52266.1907 | 245070.7073 | 1112500.7134 | 70 | 135 | 10.2703 | 88.9519 | CC 7FA | CC F
Olive View Mc Agg GT | LDWP | CA_LDWP | CA | Thermal | CombustionTurbine Gas | 5.4 | 2.1 | NG_Cal_SoCalGas | 1987-02-01 | 2050-12-31 | 246.5453 | -8.289 | -1.6105 | 5.0415 | 5.0454 | 1885.68 | 0 | 0 | 0.039863 | 0.538 | 0.46491 | -0.073096 | 8592 | 579 | 530 | 0 | 0 | 0.00084856 | 0.2511 | 0 | 87.2 | 3.641 | -3.1316 | -11.3913 | 1994.7161 | 68.4748 | 0.03619 | 0 | 1885.68 | 0 | 0.010857 | 1.4476 | 2117.1309 | 0 | 0 | 232.1773 | 0 | 0 | 122.199 | 179.28 | 607.881 | 0.51018 | 0.0002031 | 10.9758 | 5.1679 | 5.9579 | 0 | 0 | 18049.2143 | 9597.1945 | 28572.8333 | 0 | 135 | 0.11321 | 0.52113 | GT | GT
Western Power And Steam Cogeneration 1 GT | CIPV | CA_CISO | CA | Thermal | CombustionTurbine Gas | 15.414 | 15 | NG_Cal_PG&E LT | 1989-11-30 | 2050-12-31 | 219.184 | -8.8608 | -3.633 | 14.2465 | 14.6101 | 5448.5764 | 0 | 0 | 0.040352 | 1.4996 | 1.1942 | -0.30536 | 8592 | 578 | 522 | 0 | 0 | 0.0024519 | 0.74664 | 0 | 80.7261 | -3.3367 | -2.6278 | -25.2617 | 1998.2738 | 75.9832 | 0.09301 | 0 | 5448.5764 | 0 | 0.027903 | 3.7204 | 5441.0827 | 0 | 0 | 596.7018 | 0 | 0 | 0 | 250.8448 | 1025.3034 | 0.15866 | 0.00010078 | 4.7626 | 4.7626 | 4.7626 | 0 | 0 | 0 | 16441.8975 | 72455.6902 | 1 | 135 | 0.35741 | 1.2831 | GT | GT
Harry Allen CC1a | NEVP | SW_NVE | NV | Thermal | CombinedCycle Gas | 259 | 142.5 | NG_Nevada_South | 2011-05-30 | 2049-12-31 | 53.269 | -37.281 | -9.155 | 244.6279 | 246.2072 | 1599006.1734 | 0 | 0 | 0.70477 | 65.1077 | 85.1774 | 20.0697 | 8592 | 464 | 7141 | 0 | 0 | 0.71955 | 57.4178 | 0 | 42.8104 | -35.6525 | -8.2276 | -27.1869 | 1870.6125 | 64.4082 | 11.0313 | 0 | 1599006.1736 | 0 | 3.3094 | 441.2522 | 645331.4286 | 0 | 0 | 0 | 4795.4864 | 446.2586 | 171.6106 | 542.5182 | 24449.5049 | 0.19614 | 0.00021973 | 4.6327 | 0.031824 | 4.6009 | 454.317 | 0.25639 | 4.6661 | 0.42151 | 509.2518 | 40 | 134 | 4.8433 | 85.1784 | CC 7FA+e | CC F
Springs Generation Project Aggregate 1 GT | CISC | CA_CISO | CA | Thermal | CombustionTurbine Gas | 18 | 8.1 | NG_Cal_SoCalGas | 2002-06-13 | 2050-12-31 | 192.1616 | -18.4153 | -5.8407 | 16.9556 | 16.6043 | 7099.2001 | 0 | 0 | 0.045023 | 1.7501 | 1.3642 | -0.38591 | 8592 | 579 | 612 | 0 | 0 | 0.0031946 | 0.81465 | 0 | 69.3336 | -12.4345 | -4.9225 | -29.7765 | 1968.7083 | 71.8368 | 0.11748 | 0 | 7099.2001 | 0 | 0.035244 | 4.6993 | 6872.6546 | 0 | 0 | 753.6965 | 1.1921e-07 | 129.6 | 0 | 446.4 | 3470.3999 | 0.15866 | 0.00010078 | 4.7626 | 4.7626 | 4.7626 | 6.4373e-12 | 0.0070711 | 0 | 20810.6515 | 83323.6781 | 0 | 134 | 0.53133 | 1.4683 | GT GE10 | GT
Ts Power 1 ST | SPPC | SW_NVE | NV | Thermal | Coal | 219.2 | 80 | Coal_Valmy | 2008-05-01 | 2048-05-01 | 53.5441 | -41.9261 | -5.1921 | 202.043 | 198.8163 | 1060796.1865 | 0 | 0 | 0.55244 | 32.8953 | 56.7994 | 23.9041 | 8088 | 739 | 6206 | 0 | 0 | 1.8988 | 24.9098 | 0 | 29.4191 | -53.2661 | -4.0054 | -126.5892 | 1759.7985 | 68.4466 | 10.3069 | 0 | 1060796.1865 | 0 | 3561.9318 | 2849.2839 | 1056405.0861 | 0 | 0 | 0 | 149.689 | 50.7388 | 70.0231 | 85.5519 | 35731.2806 | 0.19614 | 0.00021973 | 4.6327 | 0.031824 | 4.6009 | 0.092543 | 0.03022 | 34.6956 | 9.461 | 93451.9142 | 165 | 134 | 2.3774 | 56.8929 | ST-Coal | ST-Coal
Valley CC1a | LDWP | CA_LDWP | CA | Thermal | CombinedCycle Gas | 44 | 33.4783 | NG_Cal_SoCalGas | 2003-09-04 | 2050-12-31 | 136.2466 | -6.4287 | -3.5943 | 41.9354 | 41.3653 | 66975.6612 | 0 | 0 | 0.17376 | 9.4646 | 9.1252 | -0.33942 | 8472 | 458 | 1839 | 0 | 0 | 0.14065 | 4.5079 | 0 | 87.5012 | 4.0563 | -3.2457 | -11.3056 | 1990.1782 | 68.4449 | 0.64632 | 0 | 66975.6612 | 0 | 0.1939 | 25.8529 | 37809.8252 | 0 | 0 | 4146.4521 | 0 | 0 | 122.1999 | 2446.843 | 3636.1907 | 0.51018 | 0.0002031 | 10.9758 | 5.1679 | 5.9579 | 0 | 0 | 6977.007 | 65149.0358 | 64415.4496 | 3 | 133 | 1.8136 | 9.2617 | CC 7FA | CC F
Chevron Usa Cymric 1 GT | CIPV | CA_CISO | CA | Thermal | Steam-Gas | 20.5 | 3.5 | NG_Cal_PG&E LT | 1982-10-15 | 2050-12-31 | 224.858 | -7.1094 | -4.7118 | 19.0351 | 19.2951 | 9203.4912 | 0 | 0 | 0.05125 | 2.3362 | 2.0695 | -0.26675 | 8688 | 580 | 662 | 0 | 0 | 0.002669 | 1.1847 | 0 | 80.6362 | -3.3467 | -2.7076 | -25.2432 | 1971.3561 | 75.5431 | 0.14756 | 0 | 9203.4912 | 0 | 0.044267 | 5.9022 | 8631.9975 | 0 | 0 | 946.6366 | 0 | 0 | 0 | 344.4 | 1930.5068 | 0.15866 | 0.00010078 | 4.7626 | 4.7626 | 4.7626 | 0 | 0 | 0 | 17613.5657 | 92708.5372 | 1 | 132 | 0.5509 | 2.1798 | GT-OT | GT
Dave Gates 3 GT | NWMT | NW_NWMT | MT | Thermal | CombustionTurbine Gas | 48.1 | 6.0125 | NG_Montana | 2011-01-01 | 2050-12-31 | 172.6399 | 43.3067 | 5.8298 | 44.7753 | 45.1668 | 101822.0818 | 0 | 0 | 0.24165 | 6.8325 | 17.5786 | 10.746 | 8592 | 576 | 7397 | 0 | 0 | 0.04582 | 6.5509 | 0 | 109.6667 | 19.6264 | 3.3498 | -322.0836 | 1759.1948 | 115.1219 | 1.4014 | 0 | 101822.0819 | 0 | 0.42042 | 56.0566 | 81982.8344 | 0 | 0 | 0 | 11456.2335 | 19454.6645 | 26444.4406 | 1042.968 | 226486.22 | 9.0549 | 8.0429 | 75.1759 | 0.031824 | 75.1075 | 9503.188 | 74235.8014 | 1385873.3663 | 1249.6049 | 17444436.8006 | 295 | 132 | 0.10619 | 36.4939 | GT FT8-3 Swiftpac | GT Aero
Valley View 2 Vvw2 2 GT | AESO | AB_AESO | AB | Thermal | CombustionTurbine Gas | 50 | 25.25 | NG_Alberta_NOVA | 2008-12-01 | 2050-12-31 | 117.6813 | 13.0876 | 1.1733 | 47.2839 | 45.8747 | 240298.4433 | 0 | 0 | 0.54863 | 22.9541 | 28.2786 | 5.3245 | 8592 | 578 | 7431 | 0 | 0 | 0.10813 | 10.9677 | 0 | 100.0156 | 10.9356 | 2.3895 | -27.4933 | 765.4387 | 68.8747 | 2.5149 | 0 | 240298.4433 | 0 | 0.75448 | 100.5968 | 147122.7742 | 0 | 0 | 11611.2239 | 10186.1079 | 81462.3354 | 11080.3669 | 27649.3403 | 92521.8614 | 1.8659 | 0.0078726 | 35.0857 | 35.06 | 35.06 | 7.9964 | 57.2689 | 313244.2 | 495021.5319 | 2469411.0796 | 93 | 132 | 1.4356 | 31.5564 | GT LM6000 | GT LM
CoyoteSprgCC2-Total | AVA | NW_AVA | OR | Thermal | CombinedCycle Gas | 310 | 122 | NG_Oregon_Washington | 2003-07-01 | 2050-12-31 | 139.8144 | 25.4787 | 5.7959 | 270.1032 | 299.0508 | 1672792.8187 | 0 | 0 | 0.61599 | 142.9665 | 233.8806 | 90.9141 | 8424 | 789 | 6511 | 0 | 0 | 3.5129 | 59.687 | 0 | 108.2275 | 17.759 | 3.7779 | -35.8115 | 1763.928 | 97.2204 | 11.658 | 0 | 1672792.8187 | 0 | 3.4974 | 466.3204 | 681993.5756 | 0 | 0 | 74791.5077 | 0 | 0 | 738.5195 | 11928.7714 | 20136.7592 | 0.0011683 | 0.0011677 | 1.4929 | 0.031824 | 2.0045 | 0 | 0 | 3957.3965 | 2333.6827 | 227165.759 | 146 | 131 | 9.8866 | 234.114 | CC 7FA+ | CC F New
Gila River CC2b | SRP | SW_SRP | AZ | Thermal | CombinedCycle Gas | 300 | 170 | NG_AZ_North-South | 2003-06-01 | 2055-12-31 | 50.8266 | -34.2364 | -10.9408 | 286.3318 | 281.7881 | 1660769.9114 | 0 | 0 | 0.63195 | 69.2012 | 84.4113 | 15.2101 | 8424 | 454 | 7045 | 0 | 0 | 3.4876 | 60.8531 | 0 | 43.1078 | -33.2936 | -10.2892 | -25.061 | 1869.5663 | 63.7075 | 11.3315 | 0 | 1660769.8981 | 0 | 3.3995 | 453.2615 | 662894.9826 | 0 | 0 | 0 | 5212.8357 | 1924.4789 | 7093.63 | 23528.1532 | 101390.6528 | 1.0352 | 0.11547 | 12.6186 | 5.1679 | 7.4506 | 54821.9026 | 547.7616 | 154356.3514 | 84914.6185 | 1764498.9496 | 1016 | 131 | 9.8143 | 86.4704 | CC 7FA | CC F
HarborCgnCC-Total | CISC | CA_CISO | CA | Thermal | CombinedCycle Gas | 96.288 | 60.654 | NG_Cal_SoCalGas | 2001-06-14 | 2050-12-31 | 214.9849 | 1.2728 | -3.2136 | 91.0012 | 92.7808 | 42148.3649 | 0 | 0 | 0.049969 | 7.4812 | 9.0613 | 1.58 | 8472 | 414 | 645 | 0 | 0 | 0.088512 | 3.1268 | 0 | 72.1813 | -10.8376 | -3.6717 | -25.6762 | 1976.9833 | 72.1001 | 0.448 | 0 | 42148.3619 | 0 | 0.1344 | 17.92 | 26207.9626 | 0 | 0 | 2874.1224 | 0 | 0 | 0 | 336.3011 | 17581.6059 | 0.15866 | 0.00010078 | 4.7626 | 4.7626 | 4.7626 | 0 | 0 | 0 | 5799.1403 | 349254.502 | 2 | 131 | 1.22 | 9.4163 | CC E | CC E
Kyrene 7 CC | SRP | SW_SRP | AZ | Thermal | CombinedCycle Gas | 277 | 156 | NG_AZ_North-South | 2002-10-01 | 2050-12-31 | 56.4435 | -34.0854 | -8.8811 | 261.0358 | 264.694 | 1577375.2627 | 0 | 0 | 0.65006 | 68.3007 | 89.0326 | 20.7319 | 8472 | 457 | 7102 | 0 | 0 | 3.3125 | 60.4871 | 0 | 45.7747 | -32.7092 | -8.2066 | -24.8969 | 1919.3484 | 66.9576 | 11.2333 | 0 | 1577375.2629 | 0 | 3.37 | 449.3333 | 657150.0227 | 0 | 0 | 0 | 27710.5037 | 50500.9149 | 10172.9153 | 14851.0766 | 142482.3731 | 1.0352 | 0.11547 | 12.6186 | 5.1679 | 7.4506 | 65211.3594 | 5732.9292 | 29019.3469 | 22736.0071 | 230890.3563 | 110 | 131 | 8.6798 | 89.3862 | CC MS7001FA | CC F
North Midway Cogens 5A 5B GT | CIPV | CA_CISO | CA | Thermal | CombustionTurbine Gas | 8.48 | 4.95 | NG_Cal_PG&E LT | 2022-03-17 | 2050-12-31 | 276.7639 | 4.4264 | -3.5045 | 7.9219 | 7.9208 | 2605.0559 | 0 | 0 | 0.035068 | 0.75642 | 0.72099 | -0.035436 | 8616 | 577 | 444 | 0 | 0 | 0.0011723 | 0.37394 | 0 | 80.9899 | -3.3462 | -2.3545 | -25.3245 | 1968.8004 | 75.6398 | 0.046654 | 0 | 2605.0559 | 0 | 0.013996 | 1.8662 | 2729.2544 | 0 | 0 | 299.3064 | 0 | 0 | 3.392 | 152.64 | 566.4639 | 0.15866 | 0.00010078 | 4.7626 | 4.7626 | 4.7626 | 0 | 0 | 0.98962 | 13491.9382 | 36660.9621 | 0 | 131 | 0.15397 | 0.77114 | GT | GT
Long Beach Unit 4-1 GT | CISC | CA_CISO | CA | Thermal | CombustionTurbine Gas | 56.5 | 41.7231 | NG_Cal_SoCalGas | 2007-08-01 | 2050-12-31 | 183.4335 | -29.2066 | -3.2018 | 52.3637 | 53.3507 | 29320.1224 | 0 | 0 | 0.05924 | 6.4876 | 5.3783 | -1.1093 | 8592 | 578 | 688 | 0 | 0 | 0.013194 | 3.0847 | 0 | 72.3443 | -10.8711 | -3.4751 | -25.6863 | 1994.0575 | 72.6007 | 0.4432 | 0 | 29320.1224 | 0 | 0.13296 | 17.728 | 25927.273 | 0 | 0 | 2843.3404 | 0 | 237.0787 | 7.3885 | 508.6537 | 9035.8348 | 0.15866 | 0.00010078 | 4.7626 | 4.7626 | 4.7626 | 0 | 0.013648 | 1847.1162 | 20658.7918 | 301914.279 | 84 | 130 | 1.6931 | 5.7027 | GT | GT
Harry Allen CC1b | NEVP | SW_NVE | NV | Thermal | CombinedCycle Gas | 259 | 142.5 | NG_Nevada_South | 2011-05-30 | 2046-12-31 | 54.397 | -36.8221 | -9.1874 | 241.8039 | 250.4238 | 1579668.9961 | 0 | 0 | 0.69625 | 64.3374 | 85.9293 | 21.5919 | 8472 | 461 | 7036 | 0 | 0 | 3.3173 | 56.8376 | 0 | 42.813 | -35.6526 | -8.225 | -27.1165 | 1870.5951 | 64.407 | 10.9335 | 0 | 1579668.9963 | 0 | 3.28 | 437.3392 | 639608.6606 | 0 | 0 | 0 | 156.643 | 38.833 | 102.8478 | 317.1676 | 2498.3974 | 0.19614 | 0.00021973 | 4.6327 | 0.031824 | 4.6009 | 451.5449 | 0.031439 | 0.13378 | 10.987 | 699.5166 | 49 | 129 | 4.5256 | 85.9304 | CC 7FA+e | CC F
Houweling Nurseries Delta 1 ST | BCHA | BC_BCHA | BC | Thermal | Steam-Gas | 3.95 | 0.79 | NG_BC_Sumas | 2015-10-26 | 2050-12-31 | 227.6905 | 55.2067 | 5.7893 | 3.4886 | 3.2829 | 5370.8743 | 0 | 0 | 0.15522 | 0.82575 | 1.2229 | 0.39715 | 8424 | 1212 | 1788 | 0 | 0 | 0 | 0.37576 | 0 | 105.366 | 16.2939 | 2.3816 | -29.2048 | 1057.6106 | 85.7714 | 0.087067 | 0 | 5370.874 | 0 | 0.02612 | 3.4827 | 5093.3919 | 0 | 0 | 401.9807 | 0 | 0 | 0 | 0 | 0 | 0.00013821 | 0.00013721 | 0.00014044 | 0.00013944 | 0.00013842 | 0 | 0 | 0 | 0 | 0 | 1 | 129 | 0.048786 | 1.2229 | ST | ST
Naughton 2 (natural gas conversion) 2 ST | PAWY | BS_PACE | WY | Thermal | Steam-Gas | 201 | 53.6 | NG_Wyoming | 2026-01-01 | 2051-12-31 | 347.7587 | 149.1438 | 4.0459 | 172.1571 | 174.9321 | 144681.5246 | 0 | 0 | 0.08217 | 19.9221 | 50.3143 | 30.3922 | 8424 | 1207 | 1893 | 0 | 0 | 0.14997 | 8.8081 | 0 | 115.6164 | 27.8386 | 1.0872 | -26.1363 | 2092.9521 | 145.2252 | 1.8892 | 0 | 144681.5187 | 0 | 0.56677 | 75.5694 | 110520.2621 | 0 | 0 | 8722.4804 | 0 | 0 | 2651.0089 | 0 | 231773.7027 | 7.007 | 5.9428 | 85.5427 | 0.031824 | 85.5024 | 0 | 0 | 356005.4344 | 0 | 31308335.8746 | 28 | 129 | 0.07115 | 81.9786 | ST-NG | ST-NG
Santan CC5b | SRP | SW_SRP | AZ | Thermal | CombinedCycle Gas | 305 | 157.5 | NG_AZ_North-South | 2005-04-01 | 2050-12-31 | 57.9041 | -30.2555 | -7.6526 | 287.6003 | 291.1134 | 1707087.8824 | 0 | 0 | 0.63893 | 73.5713 | 98.8473 | 25.276 | 8472 | 458 | 7145 | 0 | 0 | 3.5849 | 65.1409 | 0 | 46.8012 | -32.0832 | -7.8061 | -24.893 | 1932.3274 | 67.9236 | 12.1401 | 0 | 1707087.8826 | 0 | 3.642 | 485.604 | 710195.8705 | 0 | 0 | 0 | 31661.4611 | 25135.0345 | 2993.9963 | 5330.4607 | 54150.2353 | 1.0352 | 0.11547 | 12.6186 | 5.1679 | 7.4506 | 94990.4285 | 6065.0534 | 13267.6282 | 21990.1438 | 173030.8986 | 171 | 129 | 8.9473 | 99.1566 | CC 7FA+ | CC F
Gila River CC1a | SRP | SW_SRP | AZ | Thermal | CombinedCycle Gas | 299 | 170 | NG_AZ_North-South | 2018-05-02 | 2051-12-31 | 50.0972 | -34.5794 | -11.7854 | 282.874 | 284.314 | 1701729.1103 | 0 | 0 | 0.6497 | 71.1043 | 85.2518 | 14.1475 | 8424 | 455 | 7061 | 0 | 0 | 3.5736 | 62.772 | 0 | 42.5727 | -33.2923 | -10.8256 | -25.1231 | 1856.8824 | 63.2193 | 11.6907 | 0 | 1701729.1103 | 0 | 3.5072 | 467.6299 | 683908.7477 | 0 | 0 | 0 | 14310.2782 | 14201.9523 | 29756.8649 | 24863.8342 | 99458.4207 | 1.0352 | 0.11547 | 12.6186 | 5.1679 | 7.4506 | 28603.2858 | 1985.5671 | 650816.4997 | 60975.5542 | 648983.9821 | 118 | 128 | 9.6109 | 86.6432 | CC 7FA | CC F
InState_Biomass_Carberry_230kV ST | CIPV | CA_CISO | CA | Thermal | Bio | 8.928 | 1.786 | Bio_Other | 2028-05-01 | 2051-12-31 | 110.4322 | 11.1525 | 2.5027 | 7.7859 | 7.573 | 55014.7897 | 0 | 0 | 0.70343 | 2.6704 | 6.0754 | 3.405 | 8424 | 1207 | 6489 | 0 | 0 | 0.057024 | 2.5456 | 0 | 96.3981 | 7.4786 | 2.229 | -26.8939 | 1792.5687 | 72.5849 | 0.78012 | 0 | 55014.7897 | 0 | 2.2585 | 68.899 | 50708.0184 | 0 | 0 | 0 | 20.088 | 0 | -2.9802e-07 | 26.784 | 241.0558 | 0.15866 | 0.00010078 | 4.7626 | 4.7626 | 4.7626 | 356.0162 | 0 | -5.1881e-06 | 249.6236 | 1589.1801 | 10 | 128 | 0.0090927 | 6.0776 | ST-OT | ST-NG
Georgia-Pacific (Toledo) ST2 ST | BPAT | NW_BPAT | OR | Thermal | Steam-Gas | 16.8 | 3.36 | NG_Washington_Sumas | 2004-12-02 | 2051-12-31 | 244.4461 | 54.0773 | 20.8554 | 14.5037 | 14.4682 | 25344.1429 | 0 | 0 | 0.17221 | 3.8896 | 6.1953 | 2.3057 | 8424 | 1205 | 2067 | 0 | 0 | 0.02627 | 2.0212 | 0 | 111.8824 | 16.5645 | 8.6274 | -37.6836 | 1850.3965 | 97.9853 | 0.36089 | 0 | 25344.1429 | 0 | 0.10827 | 14.4355 | 21111.9739 | 0 | 0 | 1666.1992 | 13.776 | 206.64 | -1.4305e-06 | 13.776 | 27.552 | 0.13517 | 0.13517 | 0.67195 | 0.031824 | 0.68397 | 255.8749 | 11782.5038 | -4.5763e-06 | 156.1796 | 324.5469 | 0 | 127 | 0.19188 | 6.2078 | ST-OT | ST-NG
Higgins CC1a | NEVP | SW_NVE | NV | Thermal | CombinedCycle Gas | 290 | 147 | NG_Nevada_South | 2003-12-01 | 2049-12-31 | 57.8741 | -33.7572 | -10.3881 | 276.7309 | 272.0751 | 1730531.5499 | 0 | 0 | 0.6812 | 72.4049 | 100.1529 | 27.748 | 8472 | 459 | 7083 | 0 | 0 | 3.6341 | 64.1635 | 0 | 45.5463 | -32.1397 | -9.0046 | -25.3996 | 1870.8444 | 64.9491 | 12.3413 | 0 | 1730531.5499 | 0 | 3.7024 | 493.6506 | 721964.0139 | 0 | 0 | 0 | 180 | 72 | 190.3722 | 543.6676 | 7088.2919 | 0.19614 | 0.00021973 | 4.6327 | 0.031824 | 4.6009 | 1220.726 | 0.058291 | 647.6923 | 270.0628 | 35302.7626 | 60 | 127 | 4.1515 | 100.1903 | CC 501FD2 | CC F
Dave Gates 2 GT | NWMT | NW_NWMT | MT | Thermal | CombustionTurbine Gas | 48.1 | 6.0125 | NG_Montana | 2011-01-01 | 2050-12-31 | 163.2342 | 37.0956 | 5.31 | 45.1874 | 44.5695 | 116268.1877 | 0 | 0 | 0.27594 | 7.4094 | 18.9789 | 11.5695 | 8592 | 577 | 7504 | 0 | 0 | 0.052321 | 7.1275 | 0 | 109.6668 | 19.6264 | 3.3498 | -322.0836 | 1759.1948 | 115.1219 | 1.5242 | 0 | 116268.1879 | 0 | 0.45726 | 60.9677 | 89165.1931 | 0 | 0 | 0 | 7064.3536 | 20613.2538 | 17882.4575 | 1737.4044 | 225054.3611 | 9.0549 | 8.0429 | 75.1759 | 0.031824 | 75.1075 | 45685.5726 | 145075.9073 | 1308433.9107 | 1276.3762 | 17041159.2281 | 588 | 126 | 0.097074 | 37.5206 | GT FT8-3 Swiftpac | GT Aero
Santan CC5a | SRP | SW_SRP | AZ | Thermal | CombinedCycle Gas | 305 | 157.5 | NG_AZ_North-South | 2005-04-01 | 2050-12-31 | 58.0756 | -30.5439 | -7.79 | 290.332 | 287.1578 | 1707311.073 | 0 | 0 | 0.63901 | 73.726 | 99.1531 | 25.4271 | 8472 | 459 | 7137 | 0 | 0 | 3.5854 | 65.3627 | 0 | 46.8062 | -32.0832 | -7.8012 | -24.9229 | 1930.7612 | 67.9039 | 12.1873 | 0 | 1707311.0733 | 0 | 3.6562 | 487.4914 | 712956.1834 | 0 | 0 | 0 | 27615.2835 | 34962.45 | 4323.6304 | 3501.6031 | 65288.376 | 1.0352 | 0.11547 | 12.6186 | 5.1679 | 7.4506 | 83834.1985 | 5411.7064 | 22304.4521 | 11366.2771 | 134847.7285 | 152 | 126 | 8.638 | 99.4108 | CC 7FA+ | CC F
C Lenzie CC1a | NEVP | SW_NVE | NV | Thermal | CombinedCycle Gas | 300 | 135 | NG_Nevada_South | 2006-02-01 | 2041-12-31 | 56.6536 | -37.6157 | -9.2404 | 283.0023 | 286.2583 | 1642817.2931 | 0 | 0 | 0.62512 | 69.9038 | 93.0715 | 23.1677 | 8448 | 457 | 7033 | 0 | 0 | 3.4499 | 61.7985 | 0 | 43.0053 | -35.5687 | -8.1165 | -27.0381 | 1873.4946 | 64.5189 | 11.861 | 0 | 1642817.2818 | 0 | 3.5583 | 474.4382 | 693865.9287 | 0 | 0 | 0 | 1207.7997 | 0 | 1742.6985 | 1228.7104 | 64618.1009 | 0.19614 | 0.00021973 | 4.6327 | 0.031824 | 4.6009 | 0.8917 | 0 | 7953.316 | 252.1015 | 146568.1678 | 92 | 125 | 5.122 | 93.2262 | CC 7FA | CC F
Calgren Pixley 1 GT | CISC | CA_CISO | CA | Thermal | CombustionTurbine Gas | 5 | 0.94 | NG_Cal_SoCalGas | 2016-06-30 | 2050-12-31 | 249.0117 | -15.8334 | 8.2834 | 4.6223 | 4.7365 | 1687 | 0 | 0 | 0.038516 | 0.47986 | 0.42008 | -0.059778 | 8592 | 579 | 509 | 0 | 0 | 0.0012544 | 0.22513 | 0 | 78.5968 | -6.5547 | -1.539 | -25.615 | 2059.9802 | 74.8267 | 0.032384 | 0 | 1687 | 0 | 0.0097152 | 1.2954 | 1894.4588 | 0 | 0 | 207.7577 | 0 | 0 | 0 | 90 | 358 | 0.15866 | 0.00010078 | 4.7626 | 4.7626 | 4.7626 | 0 | 0 | 0 | 8658.2274 | 22860.005 | 0 | 125 | 0.11147 | 0.4516 | GT | GT
Erie Landfill 1 OT | PSCO | RM_PSCO | CO | Thermal | Bio | 3.2 | 0.64 | Bio_Landfill_Gas | 2011-10-01 | 2051-12-31 | 206.0046 | 85.3768 | 7.2139 | 2.6779 | 2.8724 | 12800.9547 | 0 | 0 | 0.45666 | 0.56504 | 2.6371 | 2.072 | 8424 | 1209 | 6526 | 0 | 0 | 0.013269 | 0.5245 | 0 | 140.8955 | 49.5537 | 4.6512 | -25.8151 | 2525.7756 | 215.1091 | 0.20626 | 0 | 12800.9547 | 0 | 0.59712 | 18.2165 | 13406.9121 | 0 | 0 | 0 | 7.4506e-08 | 4.8 | 185.3815 | 2.4 | 6809.9302 | 0.42135 | 0.055066 | 119.3454 | 43.2396 | 76.1058 | 1.3423e-07 | 106.3225 | 9039.4621 | 0.57834 | 339922.6291 | 24 | 125 | 0.0050551 | 2.9861 | ST-OT | ST-NG
InState_Biomass_Round Mountain_230kV ST | CIPV | CA_CISO | CA | Thermal | Bio | 13.02 | 2.604 | Bio_Other | 2028-05-01 | 2051-12-31 | 110.9124 | 11.3091 | 3.3552 | 11.1466 | 11.3171 | 82162.0189 | 0 | 0 | 0.72037 | 3.8791 | 9.1128 | 5.2337 | 8424 | 1213 | 6590 | 0 | 0 | 0.085163 | 3.6998 | 0 | 100.3069 | 10.5755 | 3.0408 | -25.2723 | 1813.4497 | 71.2627 | 1.1339 | 0 | 82162.0189 | 0 | 3.2825 | 100.1397 | 73700.4355 | 0 | 0 | 0 | 53.382 | 0 | 3.5763e-07 | 10.6764 | 169.9482 | 0.15866 | 0.00010078 | 4.7626 | 4.7626 | 4.7626 | 598.8375 | 0 | 6.2257e-06 | 401.1609 | 1475.7874 | 1 | 125 | 0.0025522 | 9.1153 | ST-OT | ST-NG
Sonoma County Landfill 1 GT | CIPV | CA_CISO | CA | Thermal | Bio | 4.666 | 1.4 | Bio_Landfill_Gas | 1993-04-30 | 2050-12-31 | 107.9121 | 9.325 | 3.9404 | 3.9719 | 4.0609 | 30674.2833 | 0 | 0 | 0.75046 | 1.244 | 3.3101 | 2.0661 | 8592 | 1234 | 6943 | 0 | 0 | 0.062207 | 1.1793 | 0 | 98.0316 | 7.7953 | 3.5458 | -26.2808 | 1885.9497 | 67.7728 | 0.46375 | 0 | 30674.2833 | 0 | 1.3425 | 40.9572 | 30143.4927 | 0 | 0 | 0 | 80.3485 | 22.9567 | -4.4703e-07 | -9.0897e-06 | 114.7832 | 0.15866 | 0.00010078 | 4.7626 | 4.7626 | 4.7626 | 298.1142 | 0.010342 | -5.1882e-06 | -0.00020335 | 309.2499 | 0 | 125 | 0.0001959 | 3.3107 | ST | ST-NG
Chetwynd Forest Industries 2 ST | BCHA | BC_BCHA | BC | Thermal | Steam-Gas | 6 | 1.2 | Bio_Wood | 2015-06-19 | 2054-12-31 | 109.1957 | 9.2279 | -4.914 | 5.1192 | 5.2351 | 31125.5051 | 0 | 0 | 0.59219 | 1.579 | 3.3988 | 1.8198 | 8424 | 1216 | 6040 | 0 | 0 | 0.032262 | 1.5001 | 0 | 81.0194 | -1.3251 | -4.3461 | -79.0345 | 1026.7031 | 84.4028 | 0.46292 | 0 | 31125.5051 | 0 | 1.3401 | 40.884 | 30089.6681 | 0 | 0 | 0 | 0 | 0 | 0 | 0 | 0 | 0.00013821 | 0.00013721 | 0.00014044 | 0.00013944 | 0.00013842 | 0 | 0 | 0 | 0 | 0 | 7 | 124 | 0.10285 | 3.3988 | ST-BIO | ST-NG
Ejido San Luis CC1b | CFE | CA_CFE | MX | Thermal | CombinedCycle Gas | 373.05 | 152.95 | NG_Cal_Rosarito | 2025-01-06 | 2050-12-31 | 35.0996 | -61.8863 | -12.1941 | 354.383 | 352.874 | 1004610.4749 | 0 | 0 | 0.30742 | 45.3648 | 35.2615 | -10.1034 | 8424 | 453 | 3537 | 0 | 0 | 1.8083 | 37.8605 | 0 | 27.3831 | -48.5939 | -10.7135 | -275.0204 | 536.7114 | 30.3761 | 7.0721 | 0 | 1004610.4671 | 0 | 2.1216 | 282.8832 | 413716.7261 | 0 | 0 | 0 | 440.389 | 3433.58 | 4145.5889 | 0 | 31317.9017 | 4.6199 | 1.2515 | 2.5478 | 0 | 2.5478 | 8850.5798 | 40197.8539 | 7428.7959 | 0 | 66113.9443 | 280 | 124 | 13.8164 | 35.3841 | GT F | CC F New
Fellow Qf Aggregate 1 GT | CIPV | CA_CISO | CA | Thermal | CombustionTurbine Gas | 6.2 | 3.2 | NG_Cal_PG&E LT | 2006-06-01 | 2050-12-31 | 294.7027 | 9.6497 | -1.3792 | 5.8487 | 5.7329 | 1523.96 | 0 | 0 | 0.028059 | 0.46617 | 0.44912 | -0.017051 | 8424 | 564 | 357 | 0 | 0 | 0.00068578 | 0.22688 | 0 | 81.448 | -3.3424 | -1.9002 | -25.4062 | 1973.4064 | 75.9444 | 0.02836 | 0 | 1523.96 | 0 | 0.0085081 | 1.1344 | 1659.0863 | 0 | 0 | 181.9454 | 0 | 4.96 | 0 | 133.92 | 555.5199 | 0.15866 | 0.00010078 | 4.7626 | 4.7626 | 4.7626 | 0 | 0.00055552 | 0 | 10744.7078 | 28318.1682 | 0 | 124 | 0.093477 | 0.48818 | GT | GT
Gila River CC3a | SRP | SW_SRP | AZ | Thermal | CombinedCycle Gas | 305 | 170 | NG_AZ_North-South | 2014-12-10 | 2057-12-31 | 52.4654 | -34.2665 | -11.0126 | 287.1846 | 291.7867 | 1723765.7021 | 0 | 0 | 0.64517 | 72.1217 | 90.4381 | 18.3164 | 8448 | 457 | 7139 | 0 | 0 | 3.6199 | 63.8205 | 0 | 43.0993 | -33.2953 | -10.2959 | -25.062 | 1869.1545 | 63.6863 | 11.8604 | 0 | 1723765.7021 | 0 | 3.5581 | 474.4171 | 693835.0201 | 0 | 0 | 0 | 408.0257 | 1147.7317 | 5353.2019 | 23906.951 | 80504.1004 | 1.0352 | 0.11547 | 12.6186 | 5.1679 | 7.4506 | 1684.9929 | 404.8812 | 117088.2667 | 82426.9548 | 928478.652 | 172 | 124 | 9.8012 | 91.5681 | CC 7FA | CC F
GOR-U7-TG 7 GT | CFE | CA_CFE | MX | Thermal | CombustionTurbine Gas | 23 | 10.12 | NG_Cal_Rosarito | 2024-06-01 | 2051-12-31 | 75.2924 | -92.1519 | -16.8398 | 21.7013 | 21.2483 | 3888.6975 | 0 | 0 | 0.019301 | 0.72399 | 0.29279 | -0.4312 | 8424 | 566 | 478 | 0 | 0 | 0.0040307 | 0.33414 | 0 | 28.4576 | -48.5968 | -9.6361 | -275.0891 | 549.0247 | 31.0655 | 0.062313 | 0 | 3888.6975 | 0 | 0.018694 | 2.4925 | 3645.3321 | 0 | 0 | 287.6969 | 0 | 0 | 185.8042 | 0 | 5771.3866 | 4.6199 | 1.2515 | 2.5478 | 0 | 2.5478 | 0 | 0 | 1949.0222 | 0 | 189009.8356 | 1 | 124 | 0.29768 | 0.48375 | GT LM2500 | GT LM2500
Klamath CG CC1b | PACW | NW_PACW | OR | Thermal | CombinedCycle Gas | 270 | 150 | NG_Oregon_Malin | 2001-07-01 | 2050-12-31 | 121.6378 | 15.0243 | 4.7044 | 239.2991 | 257.856 | 1220400.6383 | 0 | 0 | 0.51598 | 111.5545 | 148.4468 | 36.8923 | 8472 | 747 | 6998 | 0 | 0 | 2.5628 | 47.2354 | 0 | 103.7115 | 13.1027 | 3.9182 | -40.5577 | 1796.4222 | 85.7955 | 8.9898 | 0 | 1220400.6383 | 0 | 2.6969 | 359.5932 | 525905.1171 | 0 | 0 | 57673.9084 | 7759.0179 | 19673.6125 | 32789.2575 | 45.591 | 548614.3605 | 27.0174 | 18.7409 | 65.6973 | 0.031824 | 65.2925 | 785114.8986 | 1668181.0961 | 2443149.2642 | 0.036336 | 38897090.9914 | 821 | 124 | 4.7807 | 192.2404 | CC W501F | CC F
MiLLCreek 1 GT | PAUT | BS_PACE | UT | Thermal | CombustionTurbine Gas | 38.2 | 32.8698 | NG_Utah_Opal Kern | 2006-05-01 | 2050-12-31 | 114.0901 | 27.6838 | -4.5305 | 34.377 | 35.7334 | 253970.1993 | 0 | 0 | 0.75895 | 12.2336 | 28.9755 | 16.7419 | 8592 | 748 | 7604 | 0 | 0 | 0.11429 | 11.9154 | 0 | 106.5971 | 24.3191 | -4.4125 | -24.1778 | 2342.0234 | 148.2147 | 2.3399 | 0 | 253970.1993 | 0 | 0.70197 | 93.5965 | 136884.9354 | 0 | 0 | 0 | 2481.1516 | 1351.2753 | 1968.2588 | 0 | 34534.3778 | 7.007 | 5.9428 | 85.5427 | 0.031824 | 85.5024 | 24200.1465 | 1777.3055 | 114056.4091 | 0 | 2588160.3113 | 11 | 124 | 0.23035 | 31.7037 | GT LM6000 Sprint | GT LM
Potrero Hills Energy Producers 1 IC | CIPV | CA_CISO | CA | Thermal | ICE | 7.465 | 1.493 | Bio_Landfill_Gas | 2016-04-07 | 2051-12-31 | 107.2785 | 8.4877 | 2.6855 | 6.4301 | 6.4309 | 48531.4621 | 0 | 0 | 0.74215 | 1.8862 | 5.2064 | 3.3202 | 8424 | 1214 | 6818 | 0 | 0 | 0.050304 | 1.7842 | 0 | 96.8463 | 7.7754 | 2.3804 | -26.0111 | 1756.3934 | 64.6705 | 0.70163 | 0 | 48531.459 | 0 | 2.0312 | 61.9669 | 45606.1566 | 0 | 0 | 0 | 59.72 | 0 | 1.7881e-07 | 8.9407e-06 | 47.7761 | 0.15866 | 0.00010078 | 4.7626 | 4.7626 | 4.7626 | 343.3036 | 0 | 3.1129e-06 | 0.0002923 | 141.0922 | 0 | 124 | 0.0015904 | 5.2069 | ST-OT | ST-NG
Danskin 1 GT | IPTV | BS_IPCO | ID | Thermal | CombustionTurbine Gas | 172 | 137.6 | NG_Idaho_Opal | 2008-06-01 | 2050-12-31 | 123.5377 | 25.15 | 3.8973 | 162.6231 | 157.8565 | 1239138.5201 | 0 | 0 | 0.82241 | 70.6558 | 153.0804 | 82.4246 | 8592 | 578 | 7330 | 0 | 0 | 0.55761 | 68.1201 | 0 | 115.0835 | 24.7143 | 3.6786 | -30.1269 | 1899.5707 | 127.4278 | 13.3112 | 0 | 1239138.5201 | 0 | 3.9934 | 532.449 | 778706.6731 | 0 | 0 | 0 | 3510.3696 | 22605.7635 | 2141.6596 | 2102.8797 | 16938.1684 | 0.015242 | 0.010783 | 14.1881 | 0.031824 | 14.1563 | 1.0784 | 2286.0122 | 818.091 | 0.70428 | 247223.2823 | 69 | 123 | 1.7525 | 153.3307 | GT W251B12A (B) | GT B
Danskin 2 GT | IPTV | BS_IPCO | ID | Thermal | CombustionTurbine Gas | 46 | 35.88 | NG_Idaho_Opal | 2001-09-01 | 2050-12-31 | 122.2489 | 24.4942 | 3.4328 | 43.5012 | 42.1794 | 298911.5091 | 0 | 0 | 0.74179 | 17.9076 | 36.5416 | 18.6341 | 8592 | 580 | 7264 | 0 | 0 | 0.13451 | 17.2554 | 0 | 114.7016 | 24.7451 | 3.266 | -29.975 | 1890.7606 | 127.2855 | 3.3706 | 0 | 298911.5091 | 0 | 1.0112 | 134.823 | 197178.606 | 0 | 0 | 0 | 801.5409 | 716.1937 | 1136.7408 | 5484.9168 | 27903.6592 | 0.015242 | 0.010783 | 14.1881 | 0.031824 | 14.1563 | 113.1641 | 262.9328 | 13975.1091 | 3.0802 | 527777.7184 | 6515 | 123 | 0.50265 | 37.0837 | GT W251B12A (B) | GT B
Dave Gates 1 GT | NWMT | NW_NWMT | MT | Thermal | CombustionTurbine Gas | 48.1 | 6.0125 | NG_Montana | 2011-01-01 | 2054-01-01 | 151.2898 | 33.5333 | 4.8406 | 45.2717 | 44.4368 | 159328.8125 | 0 | 0 | 0.37813 | 9.7211 | 24.1048 | 14.3837 | 8592 | 578 | 7518 | 0 | 0 | 0.071698 | 9.4185 | 0 | 109.6668 | 19.6264 | 3.3498 | -322.0836 | 1759.1948 | 115.1219 | 2.0146 | 0 | 159328.8128 | 0 | 0.60439 | 80.585 | 117855.5593 | 0 | 0 | 0 | 10636.1181 | 30968.9599 | 22937.9874 | 1917.9041 | 177360.6487 | 9.0549 | 8.0429 | 75.1759 | 0.031824 | 75.1075 | 101339.4604 | 382118.0282 | 1808214.5445 | 1056.6624 | 13215171.224 | 1336 | 123 | 0.11357 | 39.6127 | GT FT8-3 Swiftpac | GT Aero
Houweling Nurseries Delta 2 ST | BCHA | BC_BCHA | BC | Thermal | Steam-Gas | 3.95 | 0.79 | NG_BC_Sumas | 2015-10-26 | 2050-12-31 | 231.638 | 62.5579 | 7.1344 | 3.4624 | 3.3255 | 5398.0432 | 0 | 0 | 0.156 | 0.83415 | 1.2504 | 0.41625 | 8424 | 1207 | 1804 | 0 | 0 | 0 | 0.3805 | 0 | 105.366 | 16.2939 | 2.3816 | -29.2048 | 1057.6106 | 85.7714 | 0.088318 | 0 | 5398.0429 | 0 | 0.026496 | 3.5327 | 5166.6253 | 0 | 0 | 407.7604 | 0 | 0 | 0 | 0 | 0 | 0.00013821 | 0.00013721 | 0.00014044 | 0.00013944 | 0.00013842 | 0 | 0 | 0 | 0 | 0 | 1 | 123 | 0.046698 | 1.2504 | ST | ST
MiLLCreek 2 GT | PAUT | BS_PACE | UT | Thermal | CombustionTurbine Gas | 39 | 33.5581 | NG_Utah_Opal Kern | 2010-07-01 | 2050-12-31 | 117.8841 | 29.392 | -4.4979 | 35.8032 | 37.3104 | 258756.4945 | 0 | 0 | 0.7574 | 12.5571 | 30.5033 | 17.9461 | 8592 | 578 | 7582 | 0 | 0 | 0.11644 | 12.2353 | 0 | 106.7171 | 24.3192 | -4.2926 | -24.184 | 2343.3372 | 148.3224 | 2.4009 | 0 | 258756.4945 | 0 | 0.72026 | 96.0348 | 140450.9182 | 0 | 0 | 0 | 1204.8704 | 2916.0111 | 2068.1871 | 0 | 34873.3176 | 7.007 | 5.9428 | 85.5427 | 0.031824 | 85.5024 | 5218.1501 | 22217.8163 | 121451.0786 | 0 | 2639592.3044 | 16 | 123 | 0.19571 | 33.2917 | GT LM6000 Sprint | GT LM
Cloverbar 2 Enc2 2 GT | AESO | AB_AESO | AB | Thermal | CombustionTurbine Gas | 101 | 45.45 | NG_Alberta_NOVA | 2008-10-01 | 2050-12-31 | 109.4494 | 13.8282 | -1.6757 | 94.0975 | 93.6424 | 555434.7436 | 0 | 0 | 0.62778 | 45.9414 | 60.792 | 14.8506 | 8592 | 615 | 7547 | 0 | 0 | 0.24995 | 21.9356 | 0 | 96.439 | 10.9824 | -1.234 | -25.0022 | 761.2809 | 69.1143 | 5.0347 | 0 | 555434.7436 | 0 | 1.5104 | 201.3871 | 294528.6419 | 0 | 0 | 23244.7902 | 14014.7808 | 148051.6636 | 4850.3235 | 35719.5903 | 166242.3219 | 1.8659 | 0.0078726 | 35.0857 | 35.06 | 35.06 | 10.5983 | 3235.1722 | 248403.192 | 631403.2287 | 3653813.2578 | 159 | 122 | 2.8021 | 65.3289 | GT LMS100 | GT LMS
Cheyenne Prairie 1CC | WACM | RM_WACM | WY | Thermal | CombinedCycle Gas | 47 | 23.5 | NG_Colorado_Cheyenne | 2014-10-01 | 2050-12-31 | 135.8235 | 38.5879 | 2.6341 | 44.7763 | 44.7434 | 306600.5002 | 0 | 0 | 0.74468 | 12.1779 | 41.6435 | 29.4657 | 8472 | 417 | 7571 | 0 | 0 | 0.64386 | 11.4883 | 0 | 121.9719 | 33.1137 | 2.1677 | -25.5617 | 2417.4534 | 165.0001 | 2.4701 | 0 | 306600.5002 | 0 | 0.74103 | 98.8035 | 144500.1178 | 0 | 0 | 0 | 169.2 | 602.2459 | 1154.7643 | 9327.3749 | 21005.0739 | 0.075305 | 0.00032051 | 86.4793 | 43.2396 | 43.2397 | 0.12493 | 0.40444 | 35450.4489 | 511707.1904 | 1444026.4649 | 6855 | 121 | 0.071229 | 43.6347 | CC LM6000 PF Sprint | CC LM
Higgins CC1b | NEVP | SW_NVE | NV | Thermal | CombinedCycle Gas | 290 | 147 | NG_Nevada_South | 2003-12-01 | 2049-12-31 | 56.9816 | -33.4491 | -10.0207 | 272.0444 | 278.8769 | 1743721.2328 | 0 | 0 | 0.6864 | 72.5 | 99.3601 | 26.8601 | 8472 | 457 | 7147 | 0 | 0 | 3.6618 | 64.4201 | 0 | 45.7454 | -32.1397 | -8.8055 | -25.3618 | 1875.9623 | 65.1331 | 12.391 | 0 | 1743721.2328 | 0 | 3.7173 | 495.6388 | 724871.7409 | 0 | 0 | 0 | 180 | 72 | 16.4954 | 478.8405 | 4925.2178 | 0.19614 | 0.00021973 | 4.6327 | 0.031824 | 4.6009 | 1220.726 | 0.058291 | 43.1766 | 315.4356 | 15610.5576 | 60 | 121 | 4.0499 | 99.3773 | CC 501FD2 | CC F
Cloverbar 3 Enc3 3 GT | AESO | AB_AESO | AB | Thermal | CombustionTurbine Gas | 101 | 45.45 | NG_Alberta_NOVA | 2010-02-01 | 2050-12-31 | 109.242 | 12.2373 | -2.0725 | 94.6285 | 92.8899 | 552502.6607 | 0 | 0 | 0.62447 | 45.9826 | 60.3565 | 14.3739 | 8592 | 615 | 7546 | 0 | 0 | 0.24863 | 21.9625 | 0 | 96.4292 | 10.9865 | -1.2478 | -25.0022 | 761.2053 | 69.1554 | 5.0405 | 0 | 552502.6607 | 0 | 1.5121 | 201.618 | 294866.3833 | 0 | 0 | 23271.4454 | 32054.3171 | 127181.0448 | 8405.3537 | 36660.216 | 164577.7486 | 1.8659 | 0.0078726 | 35.0857 | 35.06 | 35.06 | 3151.9839 | 92.6972 | 793553.5893 | 637658.2949 | 3363537.8129 | 169 | 120 | 2.6428 | 65.1545 | GT LMS100 | GT LMS
GOR-U6-TG 6 GT | CFE | CA_CFE | MX | Thermal | CombustionTurbine Gas | 23 | 10.12 | NG_Cal_Rosarito | 2024-06-01 | 2051-12-31 | 75.039 | -91.1453 | -16.4179 | 21.6789 | 21.242 | 3933.0001 | 0 | 0 | 0.019521 | 0.72474 | 0.29513 | -0.42961 | 8424 | 572 | 483 | 0 | 0 | 0.0040767 | 0.33615 | 0 | 28.4619 | -48.5968 | -9.6318 | -275.0891 | 549.1578 | 31.0775 | 0.062733 | 0 | 3933.0001 | 0 | 0.01882 | 2.5093 | 3669.8585 | 0 | 0 | 289.6326 | 0 | 0 | 334.1886 | 0 | 5775.8227 | 4.6199 | 1.2515 | 2.5478 | 0 | 2.5478 | 0 | 0 | 4110.0434 | 0 | 176719.2032 | 0 | 120 | 0.30606 | 0.47596 | GT LM2500 | GT LM2500
GOR-U8-TG 8 GT | CFE | CA_CFE | MX | Thermal | CombustionTurbine Gas | 23 | 10.12 | NG_Cal_Rosarito | 2024-06-01 | 2051-12-31 | 72.5774 | -84.9608 | -15.8053 | 21.5491 | 21.4705 | 3802.8441 | 0 | 0 | 0.018875 | 0.70539 | 0.276 | -0.42939 | 8424 | 565 | 470 | 0 | 0 | 0.0039417 | 0.32587 | 0 | 28.4569 | -48.5968 | -9.6369 | -275.0891 | 548.9217 | 31.0634 | 0.060786 | 0 | 3802.8441 | 0 | 0.018236 | 2.4314 | 3555.9885 | 0 | 0 | 280.6457 | 0 | 0 | 261.7235 | 0 | 5437.671 | 4.6199 | 1.2515 | 2.5478 | 0 | 2.5478 | 0 | 0 | 4666.3571 | 0 | 180435.4262 | 1 | 120 | 0.29747 | 0.4611 | GT LM2500 | GT LM2500
Valley CC1b | LDWP | CA_LDWP | CA | Thermal | CombinedCycle Gas | 44 | 33.4783 | NG_Cal_SoCalGas | 2003-09-09 | 2050-12-31 | 137.2981 | -7.2716 | -3.5408 | 41.7126 | 38.2086 | 62412.7268 | 0 | 0 | 0.16193 | 8.9941 | 8.5692 | -0.42495 | 8472 | 744 | 1743 | 0 | 0 | 0.13107 | 4.2991 | 0 | 87.5011 | 4.0557 | -3.2452 | -11.3056 | 1990.2179 | 68.4413 | 0.61712 | 0 | 62412.7268 | 0 | 0.18513 | 24.6846 | 36101.259 | 0 | 0 | 3959.0805 | 0 | 0 | 124.7532 | 2423.7959 | 4094.7038 | 0.51018 | 0.0002031 | 10.9758 | 5.1679 | 5.9579 | 0 | 0 | 4993.2051 | 69559.0461 | 124045.5745 | 517 | 120 | 1.6137 | 8.7678 | CC 7FA | CC F
Bay Environmental Nove Power 1 IC | CIPB | CA_CISO | CA | Thermal | ICE | 2.333 | 0.467 | Bio_Landfill_Gas | 1985-01-01 | 2054-12-31 | 109.0253 | 7.8572 | 3.1951 | 1.8538 | 2.0176 | 15063.5974 | 0 | 0 | 0.73707 | 0.64946 | 1.6423 | 0.99285 | 8424 | 1545 | 6714 | 0 | 0 | 0.015614 | 0.61845 | 0 | 97.1567 | 7.6429 | 2.8232 | -26.0805 | 1820.7583 | 65.935 | 0.24321 | 0 | 15063.5974 | 0 | 0.70408 | 21.4796 | 15808.4337 | 0 | 0 | 0 | 10.4985 | 0 | 1.7497 | -7.0482e-06 | 31.4952 | 0.15866 | 0.00010078 | 4.7626 | 4.7626 | 4.7626 | 37.0524 | 0 | 65.746 | -0.00025289 | 131.9644 | 0 | 119 | 0.00014089 | 1.6425 | ST-NG | ST-NG
Ameresco San Joaquin 1 IC | CIPV | CA_CISO | CA | Thermal | ICE | 4.013 | 0.803 | Bio_Landfill_Gas | 2014-04-24 | 2054-12-31 | 108.6295 | 7.132 | 5.8872 | 3.4981 | 3.3984 | 25612.9726 | 0 | 0 | 0.7286 | 1.0515 | 2.7823 | 1.7308 | 8424 | 1214 | 6792 | 0 | 0 | 0.026549 | 0.99898 | 0 | 97.089 | 5.1917 | 5.2068 | -26.4727 | 1846.6826 | 66.0688 | 0.39285 | 0 | 25612.9726 | 0 | 1.1373 | 34.696 | 25535.402 | 0 | 0 | 0 | 15.0487 | 0 | 1.1921e-07 | 15.0488 | 147.4778 | 0.15866 | 0.00010078 | 4.7626 | 4.7626 | 4.7626 | 153.0514 | 0 | 2.0752e-06 | 3174.1069 | 13713.9201 | 0 | 118 | 0.00047035 | 2.7994 | ST-NG | ST-NG
Gila River CC2a | SRP | SW_SRP | AZ | Thermal | CombinedCycle Gas | 300 | 170 | NG_AZ_North-South | 2003-06-01 | 2054-12-31 | 52.5745 | -34.8723 | -11.2725 | 286.3902 | 281.7053 | 1707962.0749 | 0 | 0 | 0.64991 | 71.0362 | 89.7953 | 18.7591 | 8424 | 454 | 7122 | 0 | 0 | 3.5867 | 63.0409 | 0 | 43.1013 | -33.2954 | -10.2938 | -25.0617 | 1869.2036 | 63.691 | 11.7242 | 0 | 1707962.0626 | 0 | 3.5173 | 468.9696 | 685868.0871 | 0 | 0 | 0 | 5882.5861 | 3748.1069 | 9036.5899 | 22473.3659 | 90538.039 | 1.0352 | 0.11547 | 12.6186 | 5.1679 | 7.4506 | 46353.9526 | 1680.049 | 177666.8565 | 45848.4945 | 841691.4848 | 235 | 117 | 9.1925 | 90.9085 | CC 7FA | CC F
Gila River CC3b | SRP | SW_SRP | AZ | Thermal | CombinedCycle Gas | 305 | 170 | NG_AZ_North-South | 2014-12-10 | 2058-12-31 | 50.2912 | -35.2101 | -11.1578 | 287.1846 | 291.8709 | 1671583.1628 | 0 | 0 | 0.62564 | 69.5934 | 84.0659 | 14.4725 | 8448 | 456 | 7126 | 0 | 0 | 3.5103 | 61.6205 | 0 | 43.1095 | -33.2931 | -10.288 | -25.0608 | 1869.72 | 63.7157 | 11.4518 | 0 | 1671583.1628 | 0 | 3.4355 | 458.0707 | 669928.4816 | 0 | 0 | 0 | 1158.5097 | 495.3094 | 5993.2812 | 19701.4972 | 115715.6629 | 1.0352 | 0.11547 | 12.6186 | 5.1679 | 7.4506 | 10351.2898 | 43.9259 | 101465.2599 | 42443.825 | 2531955.7819 | 4658 | 117 | 9.366 | 86.7521 | CC 7FA | CC F
Santan 6 CC | SRP | SW_SRP | AZ | Thermal | CombinedCycle Gas | 308 | 160 | NG_AZ_North-South | 2006-03-01 | 2050-12-31 | 57.6448 | -33.0981 | -8.2486 | 291.4486 | 292.532 | 1699048.8252 | 0 | 0 | 0.62973 | 72.3463 | 97.9413 | 25.595 | 8472 | 458 | 7210 | 0 | 0 | 3.568 | 64.3028 | 0 | 46.7906 | -32.0852 | -7.8148 | -24.9248 | 1930.5294 | 67.8961 | 11.9448 | 0 | 1699048.8252 | 0 | 3.5834 | 477.7923 | 698771.2412 | 0 | 0 | 0 | 30864.7034 | 54016.0238 | 3353.0392 | 12546.7982 | 199569.5317 | 1.0352 | 0.11547 | 12.6186 | 5.1679 | 7.4506 | 100384.6673 | 5396.9852 | 5547.7881 | 14754.4321 | 341244.1327 | 179 | 116 | 7.8067 | 98.4086 | CC 7FA+ | CC F
Frederickson CC F | BPAT | NW_BPAT | WA | Thermal | CombinedCycle Gas | 265 | 122.9277 | NG_Washington_Sumas | 2002-08-01 | 2050-12-31 | 135.051 | 23.0344 | 8.41 | 253.7519 | 247.3772 | 1486336.2959 | 0 | 0 | 0.64028 | 133.7362 | 200.7312 | 66.995 | 8472 | 459 | 6578 | 0 | 0 | 3.1213 | 58.8743 | 0 | 110.8592 | 17.7653 | 6.4034 | -35.5304 | 1666.969 | 97.8635 | 10.5903 | 0 | 1486336.284 | 0 | 3.1771 | 423.6103 | 619530.0647 | 0 | 0 | 67941.3828 | 15024.1411 | 255566.9329 | 14583.475 | 34630.6048 | 205704.2546 | 0.13517 | 0.13517 | 0.67195 | 0.031824 | 0.68397 | 444.1637 | 42244.7437 | 4917.6448 | 12.2192 | 90282.4119 | 429 | 115 | 12.7754 | 200.8691 | CC F | CC F
Technicast 1 GT | CISC | CA_CISO | CA | Thermal | CombustionTurbine Gas | 1 | 0.8 | NG_Cal_SoCalGas | 2018-05-01 | 2050-12-31 | 327.4156 | 22.565 | -0.36908 | 0.92893 | 0.94205 | 184.7 | 0 | 0 | 0.021084 | 0.065513 | 0.060475 | -0.0050374 | 8592 | 575 | 281 | 0 | 0 | 0.00013734 | 0.029579 | 0 | 70.4507 | -12.1627 | -4.0771 | -26.8416 | 1992.0222 | 72.2489 | 0.0042695 | 0 | 184.7 | 0 | 0.0012809 | 0.17078 | 249.7681 | 0 | 0 | 27.3911 | 0 | 0 | 0.8 | 18.8 | 67.5 | 0.15866 | 0.00010078 | 4.7626 | 4.7626 | 4.7626 | 0 | 0 | 99.0454 | 2066.082 | 5866.0559 | 0 | 115 | 0.012383 | 0.068506 | GT | GT
Berkeley Cogeneration 1 CC | CIPB | CA_CISO | CA | Thermal | CombinedCycle Gas | 23.275 | 22.875 | NG_Cal_PG&E LT | 2018-02-20 | 2050-12-31 | 230.6647 | -12.5866 | 4.8563 | 22.2418 | 22.0612 | 9556.2484 | 0 | 0 | 0.04687 | 1.8831 | 2.2043 | 0.32121 | 8472 | 417 | 559 | 0 | 0 | 0.020068 | 0.8752 | 0 | 97.1567 | 7.6429 | 2.8232 | -26.0805 | 1820.7583 | 65.935 | 0.10865 | 0 | 9556.2484 | 0 | 0.032596 | 4.3462 | 6356.2801 | 0 | 0 | 697.0678 | 0 | 0 | 0 | 496.223 | 2185.2899 | 0.15866 | 0.00010078 | 4.7626 | 4.7626 | 4.7626 | 0 | 0 | 0 | 21988.4118 | 133650.1413 | 0 | 113 | 0.18508 | 2.3599 | CC OT | CC
ElSegndEnrgCC2b | CISC | CA_CISO | CA | Thermal | CombinedCycle Gas | 254 | 155 | NG_Cal_SoCalGas | 2013-07-01 | 2054-12-01 | 84.1438 | -8.0939 | -3.987 | 242.1308 | 238.16 | 1742776.3976 | 0 | 0 | 0.78326 | 101.6635 | 146.6439 | 44.9804 | 8592 | 466 | 7242 | 0 | 0 | 0 | 94.2949 | 0 | 72.2486 | -10.71 | -3.732 | -25.6917 | 1986.3796 | 72.3955 | 13.5352 | 0 | 1742776.3976 | 0 | 4.0606 | 541.4085 | 791810.0051 | 0 | 0 | 0 | 0 | 0 | 3.8147e-06 | 4.1962e-05 | 5885.7444 | 0.15866 | 0.00010078 | 4.7626 | 4.7626 | 4.7626 | 0 | 0 | 9.1456e-05 | 0.0013658 | 44448.6614 | 5 | 113 | 3.9609 | 146.6884 | CC SGT6-5000F | CC F
Prince George Pulp Canfor 5 ST | BCHA | BC_BCHA | BC | Thermal | Bio | 28.83 | 9 | Bio_Wood | 2019-10-31 | 2050-12-31 | 107.7118 | 7.9076 | 2.9864 | 25.2768 | 23.9295 | 155475.6222 | 0 | 0 | 0.61562 | 6.7841 | 16.7466 | 9.9625 | 8736 | 1249 | 6075 | 0 | 0 | 0.3153 | 6.4287 | 0 | 76.3826 | -13.0089 | 2.7009 | -139.8968 | 1057.3075 | 95.8823 | 1.9839 | 0 | 155475.6222 | 0 | 5.7433 | 175.2102 | 128950.5201 | 0 | 0 | 0 | 47.2812 | 0 | 23.6406 | 23.6406 | 23.6406 | 0.00013821 | 0.00013721 | 0.00014044 | 0.00013944 | 0.00013842 | 0.018217 | 0 | 0.013258 | 0.0049362 | 0.01321 | 38 | 113 | 0.29811 | 16.7466 | ST-OT | ST-NG
CoyoteSprgCC1-Total | PGE | NW_PGE | OR | Thermal | CombinedCycle Gas | 270.4 | 145 | NG_Oregon_Washington | 1995-11-01 | 2050-12-31 | 130.2705 | 22.2103 | 5.6656 | 256.8695 | 255.6265 | 1690285.9699 | 0 | 0 | 0.71359 | 140.1422 | 220.1945 | 80.0523 | 8424 | 455 | 6843 | 0 | 0 | 3.5496 | 58.8346 | 0 | 108.6689 | 17.759 | 4.2193 | -35.8099 | 1773.9856 | 97.6303 | 11.5174 | 0 | 1690285.9699 | 0 | 3.4552 | 460.6948 | 673766.2286 | 0 | 0 | 73889.2442 | 8531.8637 | 101954.56 | 2394.8631 | 347.5768 | 82988.2263 | 0.37688 | 0.20869 | 12.0258 | 0.031824 | 12.3093 | 4336.806 | 3180.5243 | 1442.3809 | 412.01 | 18748.9882 | 56 | 112 | 10.8041 | 220.2226 | CC 7001FA+e | CC F
Pueblo Airport Generating Station 6 GT | PSCO | RM_PSCO | CO | Thermal | CombustionTurbine Gas | 90 | 21.0638 | NG_Colorado_Cheyenne | 2016-12-29 | 2050-12-31 | 173.1038 | 65.2959 | 4.538 | 84.743 | 82.9719 | 457910.4704 | 0 | 0 | 0.58081 | 19.9636 | 79.266 | 59.3024 | 8592 | 583 | 7644 | 0 | 0 | 0.20606 | 19.3361 | 0 | 138.5192 | 48.6003 | 3.2284 | -25.0409 | 2509.2119 | 210.5043 | 4.1468 | 0 | 457910.4703 | 0 | 1.244 | 165.8713 | 242586.8191 | 0 | 0 | 0 | 2772.5979 | 12335.3003 | 2047.0953 | 186.1595 | 226410.7071 | 0.42135 | 0.055066 | 119.3454 | 43.2396 | 76.1058 | 410.0874 | 7736.4145 | 62273.2174 | 0.15741 | 11210313.198 | 5055 | 112 | 0.12598 | 90.5468 | GT LM6000 | GT LM
Fairhaven_Pwr | CIPV | CA_CISO | CA | Thermal | Bio | 19.9 | 5.97 | Bio_Wood | 1986-09-15 | 2050-12-31 | 106.2209 | 10.699 | -0.55644 | 17.3699 | 16.6877 | 130688.4592 | 0 | 0 | 0.74969 | 5.8288 | 13.8819 | 8.053 | 8592 | 1238 | 6983 | 0 | 0 | 0.26503 | 5.5813 | 0 | 96.1545 | 9.5153 | -0.051354 | -41.0167 | 1496.0787 | 59.5911 | 1.7224 | 0 | 130688.4592 | 0 | 4.9862 | 152.116 | 111953.7062 | 0 | 0 | 0 | 130.544 | 0 | 9.5367e-07 | 1.6212e-05 | 212.1347 | 0.15866 | 0.00010078 | 4.7626 | 4.7626 | 4.7626 | 1811.6632 | 0 | 1.6602e-05 | 0.00047 | 1064.1444 | 0 | 110 | 0.0043718 | 13.8847 | ST | ST-NG
Intercon Green Power 2 ST | BCHA | BC_BCHA | BC | Thermal | Bio | 18.62 | 14.265 | Bio_Wood | 2015-03-31 | 2050-12-31 | 107.1424 | 8.402 | 3.0569 | 16.0206 | 15.9842 | 97400.3435 | 0 | 0 | 0.59714 | 4.4456 | 10.4357 | 5.9901 | 8592 | 1230 | 6000 | 0 | 0 | 0.19753 | 4.2223 | 0 | 76.688 | -13.0089 | 3.0063 | -139.9864 | 1059.1864 | 96.0946 | 1.303 | 0 | 97400.3433 | 0 | 3.7721 | 115.0755 | 84692.7925 | 0 | 0 | 0 | 34.2132 | 0 | 27.9483 | 15.2684 | 15.2684 | 0.00013821 | 0.00013721 | 0.00014044 | 0.00013944 | 0.00013842 | 0.018869 | 0 | 0.015673 | 0.0085473 | 0.0031728 | 26 | 110 | 0.21414 | 10.4357 | ST-OT | ST-NG
Sheerness 1 Sh1 1 ST | AESO | AB_AESO | AB | Thermal | Steam-Gas | 400 | 190.75 | NG_Alberta_NOVA | 1986-01-01 | 2050-12-31 | 134.2116 | 17.8663 | -6.397 | 342.8349 | 343.1567 | 284011.168 | 0 | 0 | 0.081053 | 34.4503 | 38.1176 | 3.6673 | 8688 | 1249 | 1753 | 0 | 0 | 0.082363 | 14.8207 | 0 | 91.1567 | 10.2864 | -5.8202 | -24.8348 | 742.1227 | 70.0101 | 3.3771 | 0 | 284011.168 | 0 | 1.0131 | 135.0846 | 197561.1977 | 0 | 0 | 15591.9259 | 4234.9911 | 10113.9239 | 1296.1394 | 16959.9992 | 362462.9695 | 1.8659 | 0.0078726 | 35.0857 | 35.06 | 35.06 | 3.9813 | 9.1369 | 162146.1473 | 658122.1276 | 16692473.9361 | 611 | 110 | 3.8162 | 55.6304 | ST-NG | ST-NG
LaRosita CFE CC1c | CFE | CA_CFE | MX | Thermal | CombinedCycle Gas | 245 | 159.25 | NG_Cal_Rosarito | 2003-01-07 | 2050-12-31 | 34.606 | -58.4653 | -10.9937 | 231.0232 | 233.8452 | 1012229.0116 | 0 | 0 | 0.47164 | 43.2714 | 35.0292 | -8.2421 | 8472 | 458 | 5160 | 0 | 0 | 2.1257 | 37.8778 | 0 | 28.2437 | -48.5998 | -9.8471 | -275.0561 | 552.832 | 31.071 | 7.0474 | 0 | 1012229.0116 | 0 | 2.1142 | 281.8949 | 412271.3094 | 0 | 0 | 0 | 545.7069 | 2580.1523 | 4913.705 | 0 | 45931.1928 | 4.6199 | 1.2515 | 2.5478 | 0 | 2.5478 | 666.5263 | 1462.5258 | 278.2141 | 0 | 15406.7102 | 195 | 109 | 11.6189 | 35.047 | CC 501F | CC F
La Civic Center CHP | LDWP | CA_LDWP | CA | Thermal | CombinedCycle Gas | 23.6 | 15 | NG_Cal_SoCalGas | 1989-08-01 | 2050-12-31 | 223.1852 | -5.2508 | -2.2356 | 22.681 | 22.1804 | 9789.3274 | 0 | 0 | 0.047352 | 1.8126 | 2.1848 | 0.3722 | 8472 | 418 | 610 | 0 | 0 | 0.01125 | 0.78555 | 0 | 64.7177 | -18.8854 | -3.0875 | -25.0618 | 1986.4712 | 84.1709 | 0.11292 | 0 | 9789.3274 | 0 | 0.033875 | 4.5167 | 6605.623 | 0 | 0 | 724.4122 | 0 | 0 | 19.352 | 995.0366 | 2356.8309 | 0.51018 | 0.0002031 | 10.9758 | 5.1679 | 5.9579 | 0 | 0 | 68.7442 | 59694.6749 | 114724.923 | 1 | 108 | 0.17327 | 2.3593 | CC | CC
Chehalis CC1b | BPAT | NW_BPAT | WA | Thermal | CombinedCycle Gas | 253.5 | 152.5922 | NG_Washington_Sumas | 2008-09-15 | 2043-12-31 | 125.9414 | 21.1424 | 6.5208 | 242.4933 | 236.9917 | 1441309.129 | 0 | 0 | 0.64905 | 125.6843 | 181.5205 | 55.8362 | 8472 | 459 | 6994 | 0 | 0 | 3.0267 | 55.2681 | 0 | 109.6955 | 17.5466 | 5.4583 | -35.9753 | 1698.8591 | 96.8698 | 9.9675 | 0 | 1441309.1308 | 0 | 2.9903 | 398.7012 | 583100.5465 | 0 | 0 | 63946.3022 | 48200.3013 | 92808.4344 | 77807.0755 | 78.8694 | 251547.7457 | 0.13517 | 0.13517 | 0.67195 | 0.031824 | 0.68397 | 1929.2434 | 28156.7827 | 25062.8504 | 0.067904 | 215019.7649 | 1802 | 107 | 14.1254 | 181.7906 | CC 7FAe+ | CC F
GCC CC1a | CFE | CA_CFE | MX | Thermal | CombinedCycle Gas | 392 | 160.72 | NG_Cal_Rosarito | 2025-01-06 | 2050-12-31 | 34.1918 | -56.9183 | -11.2333 | 367.5763 | 377.181 | 1761939.7853 | 0 | 0 | 0.5131 | 75.4499 | 60.2439 | -15.206 | 8472 | 457 | 5734 | 0 | 0 | 3.7001 | 66.609 | 0 | 28.0996 | -48.5962 | -9.9948 | -275.1156 | 547.0682 | 30.8953 | 12.3722 | 0 | 1761939.7415 | 0 | 3.7117 | 494.8885 | 723774.4168 | 0 | 0 | 0 | 902.474 | 12637.3329 | 13563.0596 | 0 | 42441.6528 | 4.6199 | 1.2515 | 2.5478 | 0 | 2.5478 | 17825.803 | 70805.7949 | 6008.4513 | 0 | 20325.5691 | 415 | 106 | 19.9578 | 60.3589 | GT F | CC F New
Georgia Pacific Toledo ST1 ST | BPAT | NW_BPAT | WA | Thermal | Bio | 18.75 | 9.375 | Bio_Wood | 2004-12-01 | 2050-12-31 | 121.4976 | 17.0235 | 9.5929 | 16.2237 | 15.9613 | 123082.0792 | 0 | 0 | 0.74936 | 5.5081 | 14.9542 | 9.4461 | 8592 | 1231 | 7058 | 0 | 0 | 0.24961 | 5.2816 | 0 | 111.8824 | 16.5645 | 8.6274 | -37.6836 | 1850.3965 | 97.9853 | 1.6299 | 0 | 123082.0791 | 0 | 4.7185 | 143.9478 | 105942.0949 | 0 | 0 | 0 | 87.1585 | 302.6547 | 3.0994e-06 | 15.375 | 1065.5124 | 0.13517 | 0.13517 | 0.67195 | 0.031824 | 0.68397 | 357.731 | 16206.7362 | 1.8368e-05 | 21.3366 | 47489.152 | 6 | 106 | 0.064265 | 15.0183 | ST-BIO | ST-NG
Hampton Lumber Mill ST1 ST | BPAT | NW_BPAT | WA | Thermal | Bio | 7.3 | 3.65 | Bio_Wood | 2006-12-01 | 2050-12-31 | 124.1665 | 20.2939 | 7.0063 | 6.3392 | 6.1881 | 46641.7107 | 0 | 0 | 0.72937 | 2.2829 | 5.7913 | 3.5084 | 8592 | 1228 | 6996 | 0 | 0 | 0.094589 | 2.1946 | 0 | 110.0892 | 17.5183 | 5.8804 | -35.1368 | 1578.1177 | 96.4389 | 0.67725 | 0 | 46641.7107 | 0 | 1.9606 | 59.813 | 44020.9542 | 0 | 0 | 0 | 71.832 | 119.72 | 23.944 | 6.5565e-07 | 580.7045 | 0.13517 | 0.13517 | 0.67195 | 0.031824 | 0.68397 | 1162.1029 | 6042.9748 | 100.2146 | 8.6597e-06 | 21569.7401 | 1 | 106 | 0.04134 | 5.8202 | ST-BIO | ST-NG
Naughton 1 (natural gas conversion) 1 ST | PAWY | BS_PACE | WY | Thermal | Steam-Gas | 156 | 35.657 | NG_Wyoming | 2026-01-01 | 2051-12-31 | 399.5326 | 180.4653 | 4.7494 | 136.4696 | 131.1623 | 94038.0543 | 0 | 0 | 0.068814 | 13.8861 | 37.5713 | 23.6852 | 8424 | 1220 | 1673 | 0 | 0 | 0.097473 | 6.211 | 0 | 115.5714 | 27.8387 | 1.0421 | -26.1363 | 2092.7302 | 145.1318 | 1.3319 | 0 | 94038.0542 | 0 | 0.39956 | 53.275 | 77914.7098 | 0 | 0 | 6149.1849 | 0 | 0 | 1280.9627 | 0 | 165668.9896 | 7.007 | 5.9428 | 85.5427 | 0.031824 | 85.5024 | 0 | 0 | 183167.5089 | 0 | 23350125.0483 | 19 | 106 | 0.018872 | 61.1046 | ST-NG | ST-NG
Skookumchuk 1 ST | BCHA | BC_BCHA | BC | Thermal | Bio | 15 | 14.61 | Bio_Wood | 2009-11-13 | 2050-12-31 | 95.521 | 20.992 | -18.627 | 12.7745 | 12.9967 | 91182.2031 | 0 | 0 | 0.69393 | 4.1789 | 8.7098 | 4.531 | 8736 | 1246 | 6870 | 0 | 0 | 0.18492 | 4.0033 | 0 | 82.2179 | 13.8855 | -18.3582 | -68.763 | 906.9653 | 69.9373 | 1.2354 | 0 | 91182.1975 | 0 | 3.5765 | 109.1084 | 80301.1302 | 0 | 0 | 0 | 419.1905 | 77.3828 | 49.2 | 627.3 | 24.6 | 0.00013821 | 0.00013721 | 0.00014044 | 0.00013944 | 0.00013842 | 0.15854 | 0.032772 | 0.023306 | 0.1287 | 0.0048905 | 9 | 106 | 0.12267 | 8.7098 | ST-OT | ST-NG
G2 Energy Hay Road Power Plant 1 IC | CIPV | CA_CISO | CA | Thermal | ICE | 1.493 | 1.493 | Bio_Landfill_Gas | 2013-07-09 | 2050-12-31 | 105.1408 | 8.6767 | 2.5457 | 1.4567 | 1.4535 | 11514.6125 | 0 | 0 | 0.88041 | 0.31493 | 1.2107 | 0.89573 | 8592 | 221 | 8006 | 0 | 0 | 0 | 0.29067 | 0 | 96.8463 | 7.7754 | 2.3804 | -26.0111 | 1756.3934 | 64.6705 | 0.11431 | 0 | 11514.6125 | 0 | 0.33092 | 10.0953 | 7429.8798 | 0 | 0 | 0 | 41.804 | 0 | 2.9802e-08 | 7.1526e-07 | 17.916 | 0.15866 | 0.00010078 | 4.7626 | 4.7626 | 4.7626 | 617.9555 | 0 | 5.1881e-07 | 2.5685e-05 | 31.911 | 0 | 105 | 0 | 1.2113 | IC | IC
Rathdrum 2 GT | AVA | NW_AVA | ID | Thermal | CombustionTurbine Gas | 83.2 | 47.2727 | NG_Washington_King | 2001-01-01 | 2050-12-31 | 113.918 | 20.2098 | 2.134 | 77.7732 | 76.7717 | 589308.7407 | 0 | 0 | 0.80857 | 29.1387 | 67.1329 | 37.9942 | 8592 | 615 | 7628 | 0 | 0 | 0.33001 | 28.0356 | 0 | 108.9429 | 20.1933 | 2.059 | -33.0664 | 1950.1791 | 104.444 | 5.6949 | 0 | 589308.7407 | 0 | 1.7085 | 227.795 | 333150.1972 | 0 | 0 | 0 | 9629.4352 | 87759.6146 | 4036.2931 | 30834.9022 | 10469.6339 | 0.0011683 | 0.0011677 | 1.4929 | 0.031824 | 2.0045 | 1.7979 | 16.8184 | 9663.4236 | 2005.3901 | 65124.4246 | 7289 | 105 | 1.2729 | 67.2097 | GT 7EA | GT E
Sheerness 2 Sh2 2 ST | AESO | AB_AESO | AB | Thermal | Steam-Gas | 400 | 135.9 | NG_Alberta_NOVA | 1990-01-01 | 2050-12-31 | 140.223 | 19.5999 | -9.4723 | 340.81 | 346.6887 | 273913.4296 | 0 | 0 | 0.078172 | 32.958 | 38.409 | 5.451 | 8688 | 1243 | 1661 | 0 | 0 | 0.079435 | 14.1332 | 0 | 91.1385 | 10.2767 | -5.8288 | -24.8348 | 742.0131 | 69.9612 | 3.2349 | 0 | 273913.4297 | 0 | 0.97047 | 129.3956 | 189241.0753 | 0 | 0 | 14935.2851 | 5430.9322 | 13857.4401 | 3550.2064 | 23363.7033 | 332511.8137 | 1.8659 | 0.0078726 | 35.0857 | 35.06 | 35.06 | 4.9821 | 12.5168 | 483373.1464 | 902644.7325 | 17452081.5158 | 589 | 105 | 2.9649 | 57.2471 | ST-NG | ST-NG
Fraser Lake Sawmill 1 ST | BCHA | BC_BCHA | BC | Thermal | Bio | 6 | 2.7 | Bio_Wood | 2015-03-28 | 2050-12-31 | 113.6679 | 9.8084 | 3.6041 | 5.2266 | 5.0629 | 32549.7029 | 0 | 0 | 0.61929 | 1.6466 | 3.6999 | 2.0533 | 8592 | 1228 | 6467 | 0 | 0 | 0.06601 | 1.5774 | 0 | 87.9376 | -1.3251 | 2.5721 | -80.6696 | 1054.8483 | 87.545 | 0.48677 | 0 | 32549.7029 | 0 | 1.4092 | 42.9905 | 31639.9568 | 0 | 0 | 0 | 34.44 | 0 | 14.76 | 2.6822e-07 | 9.3877e-07 | 0.00013821 | 0.00013721 | 0.00014044 | 0.00013944 | 0.00013842 | 0.018276 | 0 | 0.0082774 | 1.5049e-10 | 5.2565e-10 | 10 | 104 | 0.087565 | 3.6999 | ST-OT | ST-NG
Nippon Paper Cogen 1 ST | BPAT | NW_BPAT | WA | Thermal | Steam-Gas | 9.5 | 1.9 | Bio_Wood | 2020-01-01 | 2051-12-31 | 129.9637 | 20.4625 | 11.8126 | 8.2626 | 8.0687 | 61134.875 | 0 | 0 | 0.73462 | 2.8872 | 7.9453 | 5.0581 | 8424 | 1215 | 6904 | 0 | 0 | 0.063368 | 2.7739 | 0 | 114.3813 | 17.6407 | 10.0501 | -36.773 | 1787.1931 | 100.809 | 0.85599 | 0 | 61134.875 | 0 | 2.4781 | 75.5998 | 55639.6247 | 0 | 0 | 0 | 6.2585e-07 | 135.375 | 7.125 | -3.5763e-07 | 763.7811 | 0.13517 | 0.13517 | 0.67195 | 0.031824 | 0.68397 | 1.7357e-05 | 7420.3866 | 37.2842 | -5.3575e-06 | 26096.7122 | 0 | 104 | 0.040519 | 7.9789 | ST-OT | ST-NG
PortWestwrd1CC-Total | PGE | NW_PGE | OR | Thermal | CombinedCycle Gas | 406.4 | 210.6912 | NG_Washington_Sumas | 2007-07-01 | 2050-12-31 | 131.9819 | 21.6275 | 6.632 | 387.8841 | 381.2803 | 2383176.2274 | 0 | 0 | 0.66942 | 203.4258 | 314.5362 | 111.1104 | 8472 | 458 | 6787 | 0 | 0 | 5.0047 | 89.6976 | 0 | 109.3617 | 17.441 | 5.2301 | -36.6154 | 1703.7607 | 95.9688 | 16.1114 | 0 | 2383176.2274 | 0 | 4.8334 | 644.4566 | 942517.8347 | 0 | 0 | 103362.1617 | 9432.2746 | 39295.2359 | 18524.1883 | 2623.5031 | 122887.0058 | 0.37688 | 0.20869 | 12.0258 | 0.031824 | 12.3093 | 1400.558 | 2633.7278 | 14411.3229 | 296.4934 | 100649.4633 | 127 | 104 | 15.057 | 314.6555 | CC M501G1 | CC G
Bennett Mtn 1 GT | IPTV | BS_IPCO | ID | Thermal | CombustionTurbine Gas | 175 | 107.6923 | NG_Idaho_Opal | 2005-04-01 | 2050-12-31 | 126.9855 | 26.7543 | 4.28 | 169.7187 | 170.992 | 1109550.8419 | 0 | 0 | 0.72378 | 60.8704 | 140.8969 | 80.0265 | 8592 | 238 | 7698 | 0 | 0 | 0.4993 | 58.667 | 0 | 115.1875 | 24.7279 | 3.7691 | -30.091 | 1901.7235 | 127.5999 | 11.4551 | 0 | 1109550.8419 | 0 | 3.4365 | 458.2031 | 670122.1136 | 0 | 0 | 0 | 1780.2962 | 18738.5648 | 12387.7809 | 16060.2803 | 203549.8021 | 0.015242 | 0.010783 | 14.1881 | 0.031824 | 14.1563 | 757.6916 | 2232.7723 | 1332.2938 | 61.3719 | 3512587.335 | 7141 | 103 | 1.2434 | 144.4139 | GT 501F | GT F
Currant Creek CC1a | PAUT | BS_PACE | UT | Thermal | CombinedCycle Gas | 277.5 | 136 | NG_Utah_Opal Kern | 2005-06-22 | 2045-12-31 | 157.2497 | 49.9951 | -1.9693 | 261.6691 | 265.0952 | 1136278.6311 | 0 | 0 | 0.46743 | 48.7349 | 178.6794 | 129.9445 | 8424 | 455 | 7205 | 0 | 0 | 2.3862 | 42.866 | 0 | 112.7238 | 27.9702 | -1.9369 | -24.9833 | 2265.0793 | 149.0178 | 8.3857 | 0 | 1136278.6311 | 0 | 2.5157 | 335.4266 | 490561.3988 | 0 | 0 | 0 | 6920.5166 | 62670.9424 | 27125.2819 | 0 | 835983.5686 | 7.007 | 5.9428 | 85.5427 | 0.031824 | 85.5024 | 182437.6805 | 1281999.5071 | 1870164.261 | 0 | 56242872.9142 | 188 | 103 | 0.10714 | 238.2569 | CC 7FA | CC F
Agnews Power Plant 1 GT | CIPB | CA_CISO | CA | Thermal | CombustionTurbine Gas | 28.56 | 12.566 | NG_Cal_PG&E LT | 1990-10-19 | 2051-12-31 | 235.2335 | -11.7365 | 14.5858 | 24.7064 | 24.462 | 14386.9639 | 0 | 0 | 0.057505 | 2.9128 | 3.3843 | 0.47154 | 8424 | 1213 | 619 | 0 | 0 | 0.014912 | 1.6821 | 0 | 101.5594 | 8.3924 | 6.4764 | -26.6279 | 1960.5781 | 70.3235 | 0.20908 | 0 | 14386.9632 | 0 | 0.062724 | 8.3632 | 12231.1828 | 0 | 0 | 965.3095 | 0 | 0 | 0 | 281.2874 | 1584.8275 | 0.15866 | 0.00010078 | 4.7626 | 4.7626 | 4.7626 | 0 | 0 | 0 | 15957.0975 | 85084.3528 | 1 | 101 | 0.3834 | 3.4853 | ST-OT | ST-NG
Currant Creek CC1b | PAUT | BS_PACE | UT | Thermal | CombinedCycle Gas | 277.5 | 136 | NG_Utah_Opal Kern | 2005-06-22 | 2045-12-31 | 155.6447 | 49.527 | -1.9678 | 264.8569 | 260.8071 | 1126127.1664 | 0 | 0 | 0.46326 | 48.3369 | 175.2757 | 126.9389 | 8424 | 452 | 7186 | 0 | 0 | 2.3649 | 42.5231 | 0 | 112.7257 | 27.9702 | -1.935 | -24.9833 | 2265.1335 | 149.0213 | 8.3237 | 0 | 1126127.1664 | 0 | 2.4971 | 332.9473 | 486935.3775 | 0 | 0 | 0 | 5458.6637 | 50032.3968 | 26825.4688 | 0 | 841162.3446 | 7.007 | 5.9428 | 85.5427 | 0.031824 | 85.5024 | 154072.2281 | 1214777.1571 | 2036907.2524 | 0 | 58505605.0279 | 716 | 101 | 0.060913 | 237.1871 | CC 7FA | CC F
Chino Co Generation 1 GT | CISC | CA_CISO | CA | Thermal | CombinedCycle Gas | 26 | 13 | NG_Cal_SoCalGas | 2018-06-27 | 2050-12-31 | 243.1612 | 9.1952 | -1.9118 | 24.4459 | 25.2036 | 8631.7591 | 0 | 0 | 0.037898 | 1.6354 | 2.0989 | 0.46355 | 8472 | 418 | 497 | 0 | 0 | 0.0038843 | 0.6923 | 0 | 70.288 | -12.1787 | -4.2239 | -30.2824 | 1985.6433 | 72.4999 | 0.099462 | 0 | 8631.7591 | 0 | 0.029839 | 3.9785 | 5818.5291 | 0 | 0 | 638.0948 | 0 | 0 | 10.66 | 497.5867 | 3408.8941 | 0.15866 | 0.00010078 | 4.7626 | 4.7626 | 4.7626 | 0 | 0 | 247.1536 | 12325.4716 | 116533.8235 | 1 | 100 | 0.20044 | 2.228 | CC | CC
GCC CC1b | CFE | CA_CFE | MX | Thermal | CombinedCycle Gas | 392 | 160.72 | NG_Cal_Rosarito | 2025-01-06 | 2050-12-31 | 32.9555 | -55.6997 | -10.4356 | 367.9579 | 376.532 | 1578254.7918 | 0 | 0 | 0.45961 | 67.7485 | 52.0123 | -15.7362 | 8472 | 458 | 5232 | 0 | 0 | 3.3143 | 59.6094 | 0 | 28.084 | -48.5949 | -10.0117 | -275.0348 | 547.3995 | 30.8804 | 11.1633 | 0 | 1578254.7533 | 0 | 3.349 | 446.5317 | 653052.6224 | 0 | 0 | 0 | 878.6209 | 8965.1395 | 4818.5691 | 0 | 27451.3407 | 4.6199 | 1.2515 | 2.5478 | 0 | 2.5478 | 28551.73 | 83982.6335 | 2520.4133 | 0 | 14739.8462 | 413 | 100 | 20.0653 | 52.142 | GT F | CC F New
Plummer Forest Products 1 ST | AVA | NW_AVA | ID | Thermal | Bio | 5.79 | 2.79 | Bio_Wood | 1982-01-01 | 2050-12-31 | 123.2089 | 23.3438 | 1.589 | 4.9569 | 5.0039 | 35995.6431 | 0 | 0 | 0.70969 | 1.8008 | 4.435 | 2.6342 | 8592 | 1231 | 7086 | 0 | 0 | 0.072999 | 1.7343 | 0 | 107.4718 | 19.7841 | 0.99715 | -33.0627 | 1842.849 | 101.8676 | 0.53518 | 0 | 35995.6431 | 0 | 1.5493 | 47.2661 | 34786.7191 | 0 | 0 | 0 | 1859.0351 | 15776.6104 | 665.1139 | 3358.9584 | 1008.2208 | 0.0011683 | 0.0011677 | 1.4929 | 0.031824 | 2.0045 | 0.35304 | 2.9653 | 556.9198 | 134.1454 | 4407.2899 | 7 | 100 | 0.042661 | 4.4401 | ST-OT | ST-NG
Apache Station ST3 ST | WALC | SW_WALC | AZ | Thermal | Coal | 175 | 49.359 | Coal_Apache | 1979-09-01 | 2050-12-31 | 56.7219 | -35.9489 | -9.1127 | 158.713 | 161.7688 | 1028520.0853 | 0 | 0 | 0.67092 | 35.4529 | 58.3396 | 22.8867 | 8256 | 752 | 6766 | 0 | 0 | 1.8411 | 29.3735 | 0 | 44.7964 | -33.99 | -7.9042 | -26.0385 | 1866.0649 | 65.3376 | 12.1024 | 0 | 1028520.0835 | 0 | 4182.4302 | 3345.637 | 1240433.6964 | 0 | 0 | 0 | 53382.2459 | 74469.713 | 6769.0654 | 11456.4369 | 10477.9715 | 5.7983 | 0.0036528 | 11.544 | 5.1679 | 6.7594 | 311685.6662 | 656.139 | 10311.6296 | 15676.8346 | 32994.2967 | 495 | 99 | 1.6 | 58.711 | ST-Coal | ST-Coal
Apache Station ST2 ST | WALC | SW_WALC | AZ | Thermal | Steam-Gas | 175 | 50 | Coal_Apache | 1979-01-01 | 2050-12-31 | 56.3105 | -34.4071 | -8.7527 | 159.7693 | 135.9823 | 1036336.0605 | 0 | 0 | 0.67602 | 35.8526 | 58.3566 | 22.504 | 8256 | 1255 | 6781 | 0 | 0 | 1.855 | 29.7745 | 0 | 44.8661 | -33.9898 | -7.8347 | -26.0379 | 1865.4821 | 65.3441 | 12.2676 | 0 | 1036336.0605 | 0 | 4239.5275 | 3391.3104 | 1257367.6843 | 0 | 0 | 0 | 39191.1072 | 307613.2403 | 9121.0379 | 10167.1322 | 14771.9167 | 5.7983 | 0.0036528 | 11.544 | 5.1679 | 6.7594 | 371229.1163 | 1169.3152 | 2492.6805 | 17746.1064 | 6973.1107 | 426 | 98 | 1.6701 | 58.7562 | ST-Coal | ST-Coal
Hidden Hollow Landfill Gas 2 IC | IPTV | BS_IPCO | ID | Thermal | ICE | 1.6 | 0.32 | Bio_Landfill_Gas | 2007-01-01 | 2051-12-31 | 127.9895 | 26.1817 | 7.3244 | 1.3592 | 1.4097 | 10389.7594 | 0 | 0 | 0.74128 | 0.4613 | 1.3298 | 0.86848 | 8424 | 1204 | 6860 | 0 | 0 | 0.010769 | 0.44317 | 0 | 117.841 | 24.425 | 6.7255 | -31.3082 | 1964.1355 | 128.3014 | 0.17428 | 0 | 10389.7594 | 0 | 0.50454 | 15.392 | 11328.1172 | 0 | 0 | 0 | 1.1176e-08 | 10.24 | 22.4976 | -1.1176e-08 | 125.44 | 0.015242 | 0.010783 | 14.1881 | 0.031824 | 14.1563 | 1.3323e-07 | 81.9609 | 297.3063 | -1.8934e-08 | 3014.3962 | 0 | 98 | 0.0047495 | 1.3332 | ST-OT | ST-NG
Walnut Energy CC1b | TIDC | CA_TIDC | CA | Thermal | CombinedCycle Gas | 134.5 | 87.5 | NG_Cal_PG&E LT | 2006-03-01 | 2050-12-31 | 132.2405 | 8.3548 | 2.6927 | 127.4555 | 129.0072 | 445910.8064 | 0 | 0 | 0.37846 | 53.4402 | 58.9674 | 5.5272 | 8472 | 417 | 3848 | 0 | 0 | 0.93641 | 28.3353 | 0 | 104.4806 | 15.0068 | 2.7832 | -11.8059 | 1877.1707 | 65.5787 | 3.4989 | 0 | 445910.8064 | 0 | 1.0497 | 139.9577 | 204688.2125 | 0 | 0 | 22447.3377 | 2057.4349 | 7361.5976 | 9569.6397 | 0 | 24603.4803 | 68.9916 | 47.7983 | 72.6541 | 0.031824 | 64.5133 | 112815.7727 | 521595.1705 | 376981.4239 | 0 | 1134106.5178 | 2804 | 98 | 2.153 | 61.1129 | CC 7EA | CC E
Cosmo 1-2 | BPAT | NW_BPAT | WA | Thermal | Bio | 18 | 5.16 | Bio_Wood | 1957-01-01 | 2050-12-31 | 121.013 | 18.3212 | 7.4209 | 15.5292 | 15.3675 | 118151.9952 | 0 | 0 | 0.74932 | 5.305 | 14.2979 | 8.9929 | 8592 | 1235 | 7093 | 0 | 0 | 0.23961 | 5.1006 | 0 | 111.0272 | 17.5955 | 6.7412 | -36.3494 | 1720.697 | 97.9737 | 1.574 | 0 | 118151.9952 | 0 | 4.5568 | 139.0145 | 102311.3361 | 0 | 0 | 0 | 93.4385 | 1059.1161 | 29.52 | 59.04 | 1744.125 | 0.13517 | 0.13517 | 0.67195 | 0.031824 | 0.68397 | 274.2134 | 12625.7874 | 0.038188 | 0.045493 | 57655.4125 | 5 | 97 | 0.067226 | 14.3685 | ST-OT | ST-NG
Tamarack 1 ST | IPTV | BS_IPCO | ID | Thermal | Bio | 5 | 2.25 | Bio_Wood | 1983-06-01 | 2050-12-31 | 131.8202 | 27.7628 | 4.0832 | 4.3614 | 4.2246 | 29847.3845 | 0 | 0 | 0.68145 | 1.5202 | 3.9345 | 2.4142 | 8592 | 1218 | 6953 | 0 | 0 | 0.06053 | 1.466 | 0 | 113.0996 | 23.2981 | 3.1109 | -30.7898 | 1843.5568 | 118.4386 | 0.4524 | 0 | 29847.3845 | 0 | 1.3097 | 39.9552 | 29406.084 | 0 | 0 | 0 | 197.4466 | 670.4669 | 198.0459 | 1290.254 | 3191.5118 | 0.015242 | 0.010783 | 14.1881 | 0.031824 | 14.1563 | 3.6543 | 272.8636 | 1805.7669 | 0.47522 | 85358.951 | 14 | 97 | 0.021491 | 4.0219 | ST-OT | ST-NG
LaRosita CFE CC1a | CFE | CA_CFE | MX | Thermal | CombinedCycle Gas | 245 | 159.25 | NG_Cal_Rosarito | 2017-05-25 | 2050-12-31 | 32.9288 | -55.2953 | -10.6142 | 232.5019 | 231.8847 | 1185883.8979 | 0 | 0 | 0.55255 | 49.3008 | 39.0497 | -10.2511 | 8472 | 456 | 6098 | 0 | 0 | 2.4904 | 43.8711 | 0 | 28.2368 | -48.5998 | -9.8539 | -275.0904 | 552.8669 | 31.0708 | 8.1803 | 0 | 1185883.8979 | 0 | 2.4541 | 327.2121 | 478547.7231 | 0 | 0 | 0 | 2018.1746 | 11517.943 | 10877.2202 | 0 | 79544.7779 | 4.6199 | 1.2515 | 2.5478 | 0 | 2.5478 | 2258.8902 | 4636.3815 | 441.477 | 0 | 16760.354 | 260 | 95 | 14.3899 | 39.0738 | CC 501F | CC F
Rathdrum 1 GT | AVA | NW_AVA | ID | Thermal | CombustionTurbine Gas | 83.2 | 46.7416 | NG_Washington_King | 2001-01-01 | 2050-12-31 | 105.7088 | 15.3859 | 1.4472 | 78.3888 | 75.8993 | 583013.0015 | 0 | 0 | 0.79993 | 29.2242 | 61.6296 | 32.4054 | 8592 | 615 | 7646 | 0 | 0 | 0.32649 | 28.1808 | 0 | 108.9436 | 20.1926 | 2.0604 | -33.0658 | 1949.9437 | 104.466 | 5.7246 | 0 | 583013.0015 | 0 | 1.7174 | 228.9852 | 334890.9141 | 0 | 0 | 0 | 6645.2701 | 122329.9788 | 13781.3478 | 19070.1349 | 20282.6791 | 0.0011683 | 0.0011677 | 1.4929 | 0.031824 | 2.0045 | 1.2379 | 23.1366 | 7393.4019 | 2052.0137 | 70179.1752 | 7272 | 95 | 1.2951 | 61.7093 | GT 7EA | GT E
Basin Creek 1 IC | NWMT | NW_NWMT | MT | Thermal | ICE | 5.9 | 1.4 | NG_Montana | 2006-05-01 | 2050-12-31 | 140.9206 | 30.72 | 6.2306 | 5.7357 | 5.7714 | 28803.8065 | 0 | 0 | 0.55731 | 1.5623 | 4.059 | 2.4967 | 8592 | 222 | 7958 | 0 | 0 | 0 | 1.5007 | 0 | 111.1423 | 19.6804 | 4.7714 | -302.9658 | 1775.2584 | 116.8942 | 0.32169 | 0 | 28803.8065 | 0 | 0.096507 | 12.8676 | 18818.8255 | 0 | 0 | 0 | 861.251 | 2179.3553 | 4222.5955 | 721.5614 | 13123.6646 | 9.0549 | 8.0429 | 75.1759 | 0.031824 | 75.1075 | 36097.8937 | 82700.1033 | 282295.1066 | 26.8863 | 978652.2589 | 209 | 93 | 0.013825 | 5.4388 | IC | IC
Fraser Lake Sawmill 2 ST | BCHA | BC_BCHA | BC | Thermal | Bio | 6 | 1.8 | Bio_Wood | 2015-03-28 | 2050-12-31 | 117.5423 | 11.3768 | 3.7072 | 4.9848 | 5.1225 | 33224.7818 | 0 | 0 | 0.63213 | 1.6679 | 3.9053 | 2.2374 | 8592 | 1399 | 6390 | 0 | 0 | 0.067379 | 1.6049 | 0 | 87.9376 | -1.3251 | 2.5721 | -80.6696 | 1054.8483 | 87.545 | 0.49527 | 0 | 33224.7818 | 0 | 1.4338 | 43.7413 | 32192.5551 | 0 | 0 | 0 | 39.36 | 4.92 | 19.68 | 2.6822e-07 | 9.3877e-07 | 0.00013821 | 0.00013721 | 0.00014044 | 0.00013944 | 0.00013842 | 0.022152 | 0.0025673 | 0.011037 | 1.5049e-10 | 5.2565e-10 | 6 | 93 | 0.072922 | 3.9053 | ST-OT | ST-NG
NrthwdGreenPwr | BCHA | BC_BCHA | BC | Thermal | Bio | 40.5 | 7.269 | Bio_Wood | 2014-01-25 | 2050-12-31 | 109.9566 | 7.6283 | 2.7748 | 34.9565 | 34.957 | 217535.3809 | 0 | 0 | 0.61316 | 9.1413 | 23.9194 | 14.7782 | 8424 | 1199 | 5997 | 0 | 0 | 0.44116 | 8.7153 | 0 | 76.0298 | -13.0088 | 2.3481 | -139.7806 | 1054.1663 | 95.4525 | 2.6895 | 0 | 217535.3809 | 0 | 7.7861 | 237.53 | 174816.3479 | 0 | 0 | 0 | 55.1411 | 33.21 | 11.2789 | 33.21 | 33.21 | 0.00013821 | 0.00013721 | 0.00014044 | 0.00013944 | 0.00013842 | 0.031033 | 0.018657 | 0.0063252 | 0.0069342 | 0.018558 | 89 | 93 | 0.39176 | 23.9194 | ST-OT | ST-NG
Basin Creek 2 IC | NWMT | NW_NWMT | MT | Thermal | ICE | 5.9 | 1.4 | NG_Montana | 2006-05-01 | 2050-12-31 | 140.8668 | 30.4893 | 6.1872 | 5.7392 | 5.7698 | 29821.8133 | 0 | 0 | 0.577 | 1.6041 | 4.2009 | 2.5968 | 8592 | 220 | 7973 | 0 | 0 | 0 | 1.5405 | 0 | 111.1423 | 19.6804 | 4.7714 | -302.9658 | 1775.2584 | 116.8942 | 0.33016 | 0 | 29821.8133 | 0 | 0.099047 | 13.2063 | 19314.1828 | 0 | 0 | 0 | 903.1845 | 2481.8936 | 3722.5898 | 701.7862 | 12719.372 | 9.0549 | 8.0429 | 75.1759 | 0.031824 | 75.1075 | 38957.6844 | 67342.7084 | 232396.9875 | 77.5091 | 949764.8584 | 190 | 91 | 0.013523 | 5.4894 | IC | IC
Basin Creek 4 IC | NWMT | NW_NWMT | MT | Thermal | ICE | 17.7 | 4.2 | NG_Montana | 2006-05-01 | 2050-12-31 | 138.038 | 29.0595 | 6.0027 | 17.2348 | 17.2897 | 88186.4075 | 0 | 0 | 0.56875 | 4.7437 | 12.1731 | 7.4293 | 8592 | 219 | 7987 | 0 | 0 | 0 | 4.5557 | 0 | 111.1423 | 19.6804 | 4.7714 | -302.9658 | 1775.2584 | 116.8942 | 0.97605 | 0 | 88186.4075 | 0 | 0.29281 | 39.042 | 57098.8766 | 0 | 0 | 0 | 3433.4112 | 6327.7128 | 7661.6603 | 1237.7059 | 44091.6779 | 9.0549 | 8.0429 | 75.1759 | 0.031824 | 75.1075 | 179745.3667 | 124112.7139 | 590608.1117 | 333.9635 | 3271365.3032 | 575 | 91 | 0.035785 | 16.3392 | IC | IC
LaRosita CFE CC1b | CFE | CA_CFE | MX | Thermal | CombinedCycle Gas | 245 | 159.25 | NG_Cal_Rosarito | 2003-01-07 | 2050-12-31 | 33.1935 | -55.5004 | -10.8895 | 233.8853 | 229.8565 | 1241303.6303 | 0 | 0 | 0.57837 | 52.1573 | 41.2032 | -10.954 | 8472 | 457 | 6376 | 0 | 0 | 2.6067 | 46.7578 | 0 | 28.2363 | -48.5998 | -9.8545 | -275.088 | 552.832 | 31.0697 | 8.6844 | 0 | 1241303.6303 | 0 | 2.6053 | 347.376 | 508037.3487 | 0 | 0 | 0 | 636.8159 | 6629.0298 | 7720.9559 | 0 | 68718.6346 | 4.6199 | 1.2515 | 2.5478 | 0 | 2.5478 | 265.8568 | 3070.5916 | 1952.9642 | 0 | 50387.7761 | 293 | 89 | 14.4435 | 41.2589 | CC 501F | CC F
Danskin 3 GT | IPTV | BS_IPCO | ID | Thermal | CombustionTurbine Gas | 45.7 | 27.8659 | NG_Idaho_Opal | 2001-09-01 | 2050-12-31 | 126.3256 | 26.9825 | 3.6708 | 44.3208 | 44.6533 | 344864.022 | 0 | 0 | 0.86144 | 18.0612 | 43.5651 | 25.5039 | 8592 | 238 | 7844 | 0 | 0 | 0.15519 | 17.4918 | 0 | 114.6615 | 24.7451 | 3.2258 | -29.9374 | 1889.819 | 127.2531 | 3.4177 | 0 | 344864.022 | 0 | 1.0253 | 136.707 | 199934.0568 | 0 | 0 | 0 | 790.6749 | 5810.0276 | 366.7214 | 2845.8749 | 9646.8222 | 0.015242 | 0.010783 | 14.1881 | 0.031824 | 14.1563 | 15.8307 | 1573.9319 | 4800.5157 | 1.0416 | 135452.0922 | 49 | 88 | 0.31895 | 43.707 | GT 501F | GT F
Lake Side CC1b | PAUT | BS_PACE | UT | Thermal | CombinedCycle Gas | 281.5 | 175 | NG_Utah_Opal Kern | 2007-09-08 | 2047-12-31 | 136.9748 | 35.8068 | -0.46998 | 262.9197 | 272.4895 | 1388936.9532 | 0 | 0 | 0.56325 | 56.0951 | 190.2494 | 134.1543 | 8448 | 455 | 7362 | 0 | 0 | 2.9168 | 50.012 | 0 | 113.0389 | 26.8235 | -0.47523 | -25.7032 | 2190.5486 | 146.1687 | 9.7968 | 0 | 1388936.9379 | 0 | 2.939 | 391.87 | 573109.8624 | 0 | 0 | 0 | 3195.3895 | 20278.406 | 36195.2716 | 0 | 647151.2674 | 7.007 | 5.9428 | 85.5427 | 0.031824 | 85.5024 | 152754.1273 | 829167.3385 | 2414446.6815 | 0 | 47327302.135 | 598 | 88 | 0.12376 | 240.9731 | CC 501FD | CC F
Yuma Axis 1 ST | IID | CA_IID | AZ | Thermal | Steam-Gas | 75 | 28.9 | NG_Cal_SoCalGas | 1959-04-01 | 2050-12-31 | 278.6254 | -0.19116 | -26.4521 | 63.8727 | 61.7757 | 12816.713 | 0 | 0 | 0.019508 | 2.9772 | 3.5711 | 0.59386 | 8592 | 1401 | 514 | 0 | 0 | 0.026915 | 1.4275 | 0 | 67.4489 | -9.8028 | -9.4388 | -19.379 | 1818.8944 | 63.881 | 0.20588 | 0 | 12816.713 | 0 | 0.061765 | 8.2353 | 12044.0905 | 0 | 0 | 950.5437 | 0 | 0 | 245.1269 | 7444.7392 | 16590.9789 | 0.30887 | 0.0049745 | 15.5549 | 5.1679 | 10.3853 | 0 | 0 | 11305.7047 | 346270.5601 | 576605.9295 | 21 | 88 | 0.59792 | 4.5052 | ST-NG | ST-NG
Basin Creek 3 IC | NWMT | NW_NWMT | MT | Thermal | ICE | 5.9 | 1.4 | NG_Montana | 2006-05-01 | 2050-12-31 | 139.3175 | 29.6557 | 6.0355 | 5.7426 | 5.7649 | 30713.3417 | 0 | 0 | 0.59425 | 1.6429 | 4.2789 | 2.636 | 8592 | 220 | 7986 | 0 | 0 | 0 | 1.5776 | 0 | 111.1423 | 19.6804 | 4.7714 | -302.9658 | 1775.2584 | 116.8942 | 0.33819 | 0 | 30713.3417 | 0 | 0.10146 | 13.5277 | 19784.3006 | 0 | 0 | 0 | 1172.5027 | 2766.4354 | 2923.2729 | 730.8936 | 12683.8092 | 9.0549 | 8.0429 | 75.1759 | 0.031824 | 75.1075 | 41193.3389 | 78620.1556 | 159353.7857 | 97.6071 | 960019.9266 | 162 | 87 | 0.013183 | 5.5182 | IC | IC
Blythe CC1b | CISC | CA_CISO | CA | Thermal | CombinedCycle Gas | 245 | 115 | NG_AZ/Cal_Blythe | 2010-07-31 | 2050-12-31 | 70.5879 | -12.8232 | -13.6016 | 232.7405 | 230.8706 | 1656066.2418 | 0 | 0 | 0.77163 | 67.8714 | 116.8982 | 49.0267 | 8592 | 466 | 7501 | 0 | 0 | 0 | 61.5309 | 0 | 59.8386 | -14.7693 | -12.0826 | -24.0737 | 1754.332 | 62.6141 | 11.6677 | 0 | 1656066.2419 | 0 | 3.5003 | 466.7073 | 682559.4485 | 0 | 0 | 0 | 0 | 0 | -9.5367e-06 | 377.6774 | 12278.1206 | 0.15866 | 0.00010078 | 4.7626 | 4.7626 | 4.7626 | 0 | 0 | -0.00016602 | 6083.3877 | 106832.8898 | 20 | 87 | 0.44545 | 117.0111 | CC F | CC F
Chehalis CC1a | BPAT | NW_BPAT | WA | Thermal | CombinedCycle Gas | 253.5 | 152.5922 | NG_Washington_Sumas | 2008-09-15 | 2043-12-31 | 128.4422 | 22.3961 | 7.541 | 240.6177 | 239.6498 | 1561515.0406 | 0 | 0 | 0.70318 | 134.598 | 200.5644 | 65.9664 | 8472 | 459 | 7310 | 0 | 0 | 3.2792 | 59.4979 | 0 | 110.3079 | 17.5469 | 6.0704 | -36.1152 | 1714.186 | 97.4408 | 10.7404 | 0 | 1561515.0195 | 0 | 3.2221 | 429.6151 | 628312.0719 | 0 | 0 | 68904.4697 | 60526.3443 | 177836.0732 | 75475.6841 | 19.0693 | 215487.0783 | 0.13517 | 0.13517 | 0.67195 | 0.031824 | 0.68397 | 2600.3828 | 92406.5905 | 25143.502 | 4.5685 | 256014.5709 | 852 | 87 | 14.3841 | 200.9406 | CC 7FAe+ | CC F
ElSegndEnrgCC2-Total | CISC | CA_CISO | CA | Thermal | CombinedCycle Gas | 254 | 155 | NG_Cal_SoCalGas | 2013-06-29 | 2050-12-31 | 117.9933 | -58.1995 | -2.9324 | 240.0043 | 241.9448 | 139288.3939 | 0 | 0 | 0.0626 | 17.7758 | 16.4351 | -1.3407 | 8424 | 455 | 634 | 0 | 0 | 0.29251 | 7.7909 | 0 | 67.6815 | -15.1718 | -3.8372 | -25.7154 | 977.8456 | 50.6581 | 1.1219 | 0 | 139288.3939 | 0 | 0.33658 | 44.8775 | 65633.3417 | 0 | 0 | 7197.7461 | 0 | 0 | 0 | 580.5001 | 14471.9152 | 0.15866 | 0.00010078 | 4.7626 | 4.7626 | 4.7626 | 0 | 0 | 0 | 10738.029 | 984006.251 | 498 | 87 | 3.2911 | 17.4298 | CC SGT6-5000 F | CC F
Lp Golden 1 ST | BCHA | BC_BCHA | BC | Thermal | Bio | 5 | 3.375 | Bio_Wood | 2011-05-25 | 2050-12-31 | 107.7376 | 15.9464 | -2.3134 | 4.2553 | 4.346 | 31958.8468 | 0 | 0 | 0.72965 | 1.6051 | 3.4432 | 1.8381 | 8592 | 1239 | 7008 | 0 | 0 | 0.064812 | 1.5531 | 0 | 97.7323 | 13.5956 | -2.5538 | -31.6849 | 1016.3334 | 77.5718 | 0.47929 | 0 | 31958.8468 | 0 | 1.3875 | 42.3297 | 31153.6576 | 0 | 0 | 0 | 65.6 | 16.4 | 12.3 | -3.2783e-07 | -8.1956e-07 | 0.00013821 | 0.00013721 | 0.00014044 | 0.00013944 | 0.00013842 | 0.03692 | 0.0071102 | 0.0054587 | -1.8393e-10 | -4.5896e-10 | 4 | 87 | 0.034355 | 3.4432 | ST-OT | ST-NG
Skookumchuk 2 ST | BCHA | BC_BCHA | BC | Thermal | Bio | 39.53 | 39.53 | Bio_Wood | 2019-10-31 | 2050-12-31 | 94.0268 | 20.5847 | -18.5028 | 34.1269 | 33.2035 | 253609.2191 | 0 | 0 | 0.73238 | 10.5446 | 23.8461 | 13.3015 | 8736 | 1282 | 7144 | 0 | 0 | 0.51432 | 10.1372 | 0 | 82.2179 | 13.8855 | -18.3582 | -68.763 | 906.9653 | 69.9373 | 3.1283 | 0 | 253609.2191 | 0 | 9.0563 | 276.2831 | 203337.755 | 0 | 0 | 0 | 0 | 0 | 0 | 0 | 0 | 0.00013821 | 0.00013721 | 0.00014044 | 0.00013944 | 0.00013842 | 0 | 0 | 0 | 0 | 0 | 30 | 87 | 0.26031 | 23.8461 | ST-OT | ST-NG
Jim Bridger 2 ST | PAWY | BS_PACE | WY | Thermal | Steam-Gas | 531 | 121.105 | NG_Wyoming | 2024-04-01 | 2037-12-31 | 226.6875 | 79.1124 | -2.623 | 478.3756 | 494.0762 | 886500.0756 | 0 | 0 | 0.19058 | 100.3369 | 200.9585 | 100.6216 | 8424 | 761 | 3452 | 0 | 0 | 0.91888 | 45.4851 | 0 | 110.4342 | 25.7855 | -2.0419 | -25.3914 | 2027.5175 | 136.885 | 9.7495 | 0 | 886500.0284 | 0 | 2.9248 | 389.979 | 570344.2319 | 0 | 0 | 45012.7109 | 1445.1655 | 28596.0946 | 73573.6145 | 0 | 496619.5792 | 7.007 | 5.9428 | 85.5427 | 0.031824 | 85.5024 | 67584.9448 | 526327.79 | 5336498.0666 | 0 | 51844559.3737 | 1549 | 84 | 1.8366 | 258.7334 | ST-NG | ST-NG
Olive 2 ST | LDWP | CA_LDWP | CA | Thermal | Steam-Gas | 55 | 14.782 | NG_Cal_SoCalGas | 1964-09-01 | 2050-12-31 | 289.7538 | -0.90567 | -6.6425 | 46.6686 | 48.4134 | 13463.3431 | 0 | 0 | 0.027944 | 2.9265 | 3.9011 | 0.97459 | 8424 | 1212 | 601 | 0 | 0 | 0.0039044 | 1.3036 | 0 | 87.3097 | 4.1955 | -3.5763 | -11.5227 | 1957.6453 | 67.2935 | 0.18731 | 0 | 13463.3431 | 0 | 0.056192 | 7.4923 | 10957.4668 | 0 | 0 | 1201.6615 | 0 | 0 | 0 | 3764.1165 | 11086.3839 | 0.51018 | 0.0002031 | 10.9758 | 5.1679 | 5.9579 | 0 | 0 | 0 | 206007.1431 | 436005.7127 | 9 | 84 | 0.27424 | 4.5431 | ST-NG | ST-NG
Pueblo Airport Generating Station 1 GT | PSCO | RM_PSCO | CO | Thermal | CombustionTurbine Gas | 90 | 21.0638 | NG_Colorado_Cheyenne | 2012-01-01 | 2050-12-31 | 172.8058 | 65.4607 | 4.4445 | 83.7792 | 83.6424 | 500905.4101 | 0 | 0 | 0.63534 | 21.3209 | 86.5594 | 65.2384 | 8592 | 611 | 7739 | 0 | 0 | 0.22541 | 20.7558 | 0 | 138.5131 | 48.6026 | 3.22 | -25.0409 | 2512.7373 | 210.5126 | 4.4498 | 0 | 500905.41 | 0 | 1.3349 | 177.9916 | 260312.7856 | 0 | 0 | 0 | 7256.7548 | 25419.2986 | 1296.6709 | 150.4668 | 193926.0315 | 0.42135 | 0.055066 | 119.3454 | 43.2396 | 76.1058 | 70.978 | 7081.4836 | 57230.2195 | 56.9417 | 7173508.2451 | 331 | 84 | 0.11973 | 93.7973 | GT LMS100 | GT LMS
Basin Creek 7 IC | NWMT | NW_NWMT | MT | Thermal | ICE | 17.7 | 4.2 | NG_Montana | 2006-05-01 | 2050-12-31 | 136.6287 | 28.708 | 6.0488 | 17.0728 | 17.5193 | 96031.4781 | 0 | 0 | 0.61935 | 5.099 | 13.1207 | 8.0217 | 8592 | 219 | 8010 | 0 | 0 | 0 | 4.8959 | 0 | 111.1423 | 19.6804 | 4.7714 | -302.9658 | 1775.2584 | 116.8942 | 1.0491 | 0 | 96031.4781 | 0 | 0.31474 | 41.9656 | 61374.6914 | 0 | 0 | 0 | 4691.1296 | 9971.9336 | 6318.0659 | 1237.9092 | 38044.2564 | 9.0549 | 8.0429 | 75.1759 | 0.031824 | 75.1075 | 210127.5832 | 185812.4572 | 444107.619 | 374.8766 | 2775315.6605 | 532 | 82 | 0.041172 | 16.7364 | IC | IC
Jim Bridger 1 ST | PAWY | BS_PACE | WY | Thermal | Steam-Gas | 539 | 120.8107 | NG_Wyoming | 2024-04-01 | 2037-12-31 | 218.8465 | 77.8312 | -2.5942 | 485.7926 | 499.8838 | 839070.559 | 0 | 0 | 0.17771 | 99.5521 | 183.6277 | 84.0755 | 8424 | 770 | 3326 | 0 | 0 | 0.86972 | 45.1624 | 0 | 110.4568 | 25.7855 | -2.0193 | -25.3914 | 2027.635 | 136.9216 | 9.6969 | 0 | 839070.5451 | 0 | 2.9091 | 387.8774 | 567270.6853 | 0 | 0 | 44770.1377 | 2829.4833 | 44098.5171 | 117884.5642 | 0 | 444655.7512 | 7.007 | 5.9428 | 85.5427 | 0.031824 | 85.5024 | 70475.7001 | 353115.0213 | 8914049.1619 | 0 | 46357086.79 | 1399 | 82 | 1.9959 | 239.3224 | ST-NG | ST-NG
Olive 1 ST | LDWP | CA_LDWP | CA | Thermal | Steam-Gas | 46 | 23 | NG_Cal_SoCalGas | 1959-10-01 | 2050-12-31 | 328.4231 | 11.3361 | -6.1496 | 39.1484 | 40.3769 | 8167.7603 | 0 | 0 | 0.020269 | 2.1062 | 2.6825 | 0.5763 | 8424 | 1208 | 499 | 0 | 0 | 0.0023687 | 0.91664 | 0 | 87.3367 | 4.1983 | -3.5522 | -11.5227 | 1957.98 | 67.3286 | 0.13199 | 0 | 8167.7603 | 0 | 0.039598 | 5.2797 | 7721.5802 | 0 | 0 | 846.7948 | 0 | 0 | 12.0494 | 2099.1831 | 9633.4422 | 0.51018 | 0.0002031 | 10.9758 | 5.1679 | 5.9579 | 0 | 0 | 4175.02 | 113515.3875 | 453445.6811 | 0 | 82 | 0.26288 | 3.2536 | ST-NG | ST-NG
Cariboo Pulp Paper 2 ST | BCHA | BC_BCHA | BC | Thermal | Bio | 16.53 | 7.235 | Bio_Wood | 2012-10-30 | 2050-12-31 | 236.5171 | 138.6202 | 3.5573 | 13.9263 | 14.4546 | 111605.3583 | 0 | 0 | 0.77074 | 4.9854 | 26.3966 | 21.4111 | 8736 | 1264 | 7191 | 0 | 0 | 0.22633 | 4.8233 | 0 | 215.9498 | 126.0841 | 3.1752 | -36.5552 | 1573.2877 | 239.9249 | 1.4884 | 0 | 111605.3583 | 0 | 4.309 | 131.4551 | 96747.7736 | 0 | 0 | 0 | 296.1146 | 54.2184 | 1.3769e-05 | 1.3113e-06 | 4.5896e-06 | 0.00013821 | 0.00013721 | 0.00014044 | 0.00013944 | 0.00013842 | 0.16306 | 0.03046 | 7.7232e-09 | 7.3571e-10 | 2.5698e-09 | 14 | 81 | 0.094665 | 26.3966 | ST-OT | ST-NG
Lake Side CC1a | PAUT | BS_PACE | UT | Thermal | CombinedCycle Gas | 281.5 | 175 | NG_Utah_Opal Kern | 2007-09-08 | 2047-12-31 | 138.6013 | 38.6066 | -0.37631 | 265.8794 | 268.1396 | 1406074.6774 | 0 | 0 | 0.5702 | 56.4713 | 194.8838 | 138.4126 | 8448 | 457 | 7427 | 0 | 0 | 2.9528 | 50.5657 | 0 | 113.0353 | 26.8236 | -0.47885 | -25.7033 | 2190.4731 | 146.1632 | 9.9136 | 0 | 1406074.6621 | 0 | 2.9741 | 396.542 | 579942.676 | 0 | 0 | 0 | 4012.7271 | 26297.0665 | 36100.8803 | 0 | 648524.991 | 7.007 | 5.9428 | 85.5427 | 0.031824 | 85.5024 | 218056.5582 | 969437.0683 | 2455565.0585 | 0 | 46787514.8943 | 125 | 81 | 0.1024 | 245.3144 | CC 501FD | CC F
Blue Mountain Biogas 1 IC | PAUT | BS_PACE | UT | Thermal | ICE | 1.5 | 0.6 | Bio_Landfill_Gas | 2012-10-01 | 2050-12-31 | 174.4204 | 63.9796 | -8.3108 | 1.4568 | 1.4702 | 4473.7224 | 0 | 0 | 0.34047 | 0.16151 | 0.78031 | 0.6188 | 8592 | 220 | 8107 | 0 | 0 | 0 | 0.15175 | 0 | 104.6618 | 24.7422 | -6.7709 | -23.708 | 2277.2751 | 144.25 | 0.059678 | 0 | 4473.7224 | 0 | 0.17277 | 5.2706 | 3879.0539 | 0 | 0 | 0 | 95.7014 | 405.7719 | 644.2574 | 0 | 7006.5205 | 7.007 | 5.9428 | 85.5427 | 0.031824 | 85.5024 | 5105.283 | 25365.4581 | 34426.3845 | 0 | 468452.7257 | 2 | 80 | 0 | 1.3137 | IC | IC
Lake Side CC2b | PAUT | BS_PACE | UT | Thermal | CombinedCycle Gas | 323.5 | 175 | NG_Utah_Opal Kern | 2014-05-30 | 2054-12-31 | 143.0929 | 39.7239 | -1.1912 | 307.1864 | 305.9146 | 1463548.856 | 0 | 0 | 0.51645 | 58.2299 | 209.4235 | 151.1936 | 8424 | 456 | 7507 | 0 | 0 | 3.0735 | 51.8447 | 0 | 112.2675 | 26.7076 | -1.1306 | -25.3373 | 2187.5352 | 145.6301 | 10.1609 | 0 | 1463548.856 | 0 | 3.0483 | 406.4354 | 594411.7401 | 0 | 0 | 0 | 2891.4032 | 18279.0761 | 46992.9774 | 0 | 914283.6114 | 7.007 | 5.9428 | 85.5427 | 0.031824 | 85.5024 | 198989.3188 | 1175410.5369 | 2502971.4422 | 0 | 65100320.1254 | 193 | 80 | 0.067429 | 278.4012 | CC SGT6-5000F | CC F
Armstrong Woodwaste Co Gen 1 ST | BCHA | BC_BCHA | BC | Thermal | Bio | 20.39 | 9.18 | Bio_Wood | 2017-09-30 | 2050-12-31 | 113.7338 | 16.6251 | 1.0875 | 17.7976 | 17.2336 | 131844.4599 | 0 | 0 | 0.73814 | 5.8123 | 14.9952 | 9.1829 | 8424 | 1214 | 6986 | 0 | 0 | 0.26738 | 5.6201 | 0 | 102.2506 | 14.765 | 0.79505 | -28.9451 | 1262.8928 | 83.7249 | 1.7343 | 0 | 131844.4599 | 0 | 5.0209 | 153.1719 | 112730.8578 | 0 | 0 | 0 | 267.5168 | 50.1594 | 16.7198 | 16.7198 | -2.0862e-06 | 0.00013821 | 0.00013721 | 0.00014044 | 0.00013944 | 0.00013842 | 0.1439 | 0.022244 | 0.0093765 | 0.0033741 | -1.1681e-09 | 5 | 77 | 0.10163 | 14.9952 | ST-OT | ST-NG
Conifex Green Energy 1 ST | BCHA | BC_BCHA | BC | Thermal | Bio | 32.58 | 16.2 | Bio_Wood | 2015-04-24 | 2050-12-31 | 107.9408 | 7.6104 | 1.9464 | 27.7653 | 28.3007 | 191757.4489 | 0 | 0 | 0.67189 | 8.142 | 20.6985 | 12.5565 | 8592 | 1235 | 6786 | 0 | 0 | 0.38888 | 7.8395 | 0 | 86.8179 | -1.3251 | 1.4525 | -80.0093 | 1054.465 | 87.3124 | 2.4192 | 0 | 191757.4489 | 0 | 7.0036 | 213.6601 | 157248.6669 | 0 | 0 | 0 | 213.7248 | 106.8624 | 106.8624 | 5.0068e-06 | 1.7524e-05 | 0.00013821 | 0.00013721 | 0.00014044 | 0.00013944 | 0.00013842 | 0.11922 | 0.054024 | 0.059928 | 2.8091e-09 | 9.8121e-09 | 45 | 77 | 0.32146 | 20.6985 | ST-OT | ST-NG
North Valmy 1 ST-NG | SPPC | SW_NVE | NV | Thermal | Steam-Gas | 254 | 83.127 | NG_Nevada_North | 2026-01-01 | 2051-12-31 | 222.1823 | -47.9701 | -11.7142 | 217.0078 | 221.6893 | 58281.1535 | 0 | 0 | 0.026193 | 9.1687 | 12.949 | 3.7803 | 8424 | 1209 | 443 | 0 | 0 | 0.06041 | 3.9609 | 0 | 30.3789 | -53.0101 | -3.3016 | -103.1553 | 1770.7999 | 68.4596 | 0.74167 | 0 | 58281.1535 | 0 | 0.2225 | 29.667 | 43387.9654 | 0 | 0 | 3424.2652 | 0 | 0 | 55.7175 | 85.436 | 32794.5865 | 0.19614 | 0.00021973 | 4.6327 | 0.031824 | 4.6009 | 0 | 0 | 4186.2858 | 815.9154 | 1814235.3597 | 40 | 77 | 1.035 | 14.7683 | ST-NG | ST-NG
Howe Sound Wte 2 ST | BCHA | BC_BCHA | BC | Thermal | Bio | 22.22 | 15 | Bio_Wood | 2020-10-31 | 2050-12-31 | 114.5305 | 15.8135 | 4.3799 | 18.8022 | 19.3751 | 150493.436 | 0 | 0 | 0.77316 | 6.5672 | 17.2361 | 10.6689 | 8736 | 1254 | 7267 | 0 | 0 | 0.3052 | 6.357 | 0 | 106.0249 | 15.4159 | 3.9185 | -29.5794 | 1077.168 | 87.8566 | 1.9617 | 0 | 150493.436 | 0 | 5.6792 | 173.2567 | 127512.7329 | 0 | 0 | 0 | 163.9836 | 162.8731 | 18.2204 | -1.0729e-06 | -3.7551e-06 | 0.00013821 | 0.00013721 | 0.00014044 | 0.00013944 | 0.00013842 | 0.09229 | 0.086924 | 0.010218 | -6.0194e-10 | -2.1026e-09 | 3 | 75 | 0.11146 | 17.2361 | ST-OT | ST-NG
Kings Beach IC Agg | SPPC | SW_NVE | CA | Thermal | ICE | 12 | 2.4 | Oil_DistillateFuel_2 | 2008-10-01 | 2051-12-31 | 402.995 | 23.0273 | -13.9605 | 11.6612 | 11.755 | 1050.5454 | 0 | 0 | 0.0099938 | 0.47982 | 0.42337 | -0.056449 | 8592 | 219 | 258 | 0 | 0 | 0 | 0.35633 | 0 | 86.4903 | 3.2266 | -3.4268 | -68.2447 | 1763.7704 | 79.1472 | 0.013568 | 0 | 1050.5454 | 0 | 0.039281 | 1.1983 | 1060.3739 | 0 | 0 | 116.287 | 0 | 9.6 | 8.2634 | 0 | 754.4341 | 0.19614 | 0.00021973 | 4.6327 | 0.031824 | 4.6009 | 0 | 0.010998 | 1608.1691 | 0 | 107013.9401 | 1 | 75 | 0.1151 | 0.53199 | IC | IC
Kamloops Green Energy Domtar A ST | BCHA | BC_BCHA | BC | Thermal | Bio | 21.17 | 16 | Bio_Other | 2009-08-04 | 2050-12-31 | 116.4414 | 18.186 | 3.1439 | 17.5386 | 18.1791 | 139421.2558 | 0 | 0 | 0.7518 | 6.1301 | 16.2344 | 10.1043 | 8592 | 1393 | 7125 | 0 | 0 | 0.28303 | 5.9372 | 0 | 105.3426 | 16.0788 | 2.5733 | -29.3234 | 1128.943 | 84.9305 | 1.8195 | 0 | 139421.2557 | 0 | 5.2676 | 160.698 | 118269.8787 | 0 | 0 | 0 | 0 | 0 | 0 | 0 | 0 | 0.00013821 | 0.00013721 | 0.00014044 | 0.00013944 | 0.00013842 | 0 | 0 | 0 | 0 | 0 | 6 | 74 | 0.10086 | 16.2344 | ST-OT | ST-NG
Howe Sound Wte 1 ST | BCHA | BC_BCHA | BC | Thermal | Bio | 27.78 | 18.6 | Bio_Wood | 2020-10-31 | 2050-12-31 | 115.8268 | 17.135 | 4.5239 | 23.9072 | 23.6559 | 189426.9027 | 0 | 0 | 0.7784 | 8.0556 | 21.9407 | 13.8851 | 8736 | 1254 | 7293 | 0 | 0 | 0.38416 | 7.8024 | 0 | 106.0249 | 15.4159 | 3.9185 | -29.5794 | 1077.168 | 87.8566 | 2.4078 | 0 | 189426.8899 | 0 | 6.9705 | 212.6488 | 156504.3889 | 0 | 0 | 0 | 159.4572 | 205.0164 | 2.861e-06 | 3.5763e-07 | 22.7796 | 0.00013821 | 0.00013721 | 0.00014044 | 0.00013944 | 0.00013842 | 0.084617 | 0.11518 | 1.6049e-09 | 2.0065e-10 | 0.012729 | 3 | 73 | 0.10403 | 21.9407 | ST-OT | ST-NG
Nwe Williams Lake 1 ST | BCHA | BC_BCHA | BC | Thermal | Bio | 66 | 28.77 | Bio_Wood | 1993-04-01 | 2050-12-31 | 162.284 | 72.0288 | 0.19389 | 56.5421 | 56.7483 | 452843.9911 | 0 | 0 | 0.78325 | 17.7957 | 73.4893 | 55.6937 | 8712 | 1244 | 7199 | 0 | 0 | 0.91836 | 17.1869 | 0 | 157.0807 | 70.1121 | 0.27811 | -47.3384 | 1268.5703 | 143.7644 | 5.3038 | 0 | 452843.9911 | 0 | 15.3544 | 468.4181 | 344744.4567 | 0 | 0 | 0 | 264.6154 | 2936.2742 | 54.1198 | 69.5888 | -4.7922e-05 | 0.00013821 | 0.00013721 | 0.00014044 | 0.00013944 | 0.00013842 | 0.14332 | 0.92653 | 0.010759 | 0.014151 | -1.1259e-08 | 27 | 73 | 0.2194 | 73.4894 | ST-OT | ST-NG
Baja CA CC3 | CFE | CA_CFE | MX | Thermal | CombinedCycle Gas | 324 | 165.92 | NG_Cal_Rosarito | 2017-01-31 | 2050-12-31 | 33.78 | -53.7519 | -10.6525 | 304.7593 | 310.1424 | 1689517.4466 | 0 | 0 | 0.59527 | 70.8315 | 57.0719 | -13.7596 | 8496 | 460 | 6705 | 0 | 0 | 3.0411 | 64.2232 | 0 | 28.3433 | -48.4676 | -9.8796 | -274.7984 | 548.3193 | 31.0065 | 11.9449 | 0 | 1689517.4221 | 0 | 3.5835 | 477.798 | 698779.5633 | 0 | 0 | 0 | 3595.1785 | 53691.9262 | 27407.8253 | 0 | 172610.1064 | 4.6199 | 1.2515 | 2.5478 | 0 | 2.5478 | 16144.4533 | 80518.1835 | 3418.6613 | 0 | 19008.9465 | 477 | 72 | 17.9508 | 57.191 | GT F | CC F New
Kamloops Green Energy Domtar B ST | BCHA | BC_BCHA | BC | Thermal | Bio | 12.1 | 7 | Bio_Other | 2009-08-04 | 2050-12-31 | 119.5071 | 18.961 | 3.3984 | 10.4273 | 10.3772 | 78643.4684 | 0 | 0 | 0.74195 | 3.6489 | 9.3985 | 5.7496 | 8592 | 1226 | 7030 | 0 | 0 | 0.15965 | 3.539 | 0 | 105.5177 | 16.0788 | 2.7483 | -29.4701 | 1129.8435 | 85.064 | 1.0846 | 0 | 78643.4684 | 0 | 3.1399 | 95.7878 | 70497.5115 | 0 | 0 | 0 | 0 | 0 | 0 | 0 | 0 | 0.00013821 | 0.00013721 | 0.00014044 | 0.00013944 | 0.00013842 | 0 | 0 | 0 | 0 | 0 | 0 | 72 | 0.066452 | 9.3985 | ST-OT | ST-NG
Kiefer Landfill 2-1 | BANC | CA_BANC | CA | Thermal | Bio | 5.8 | 0.55 | Bio_Landfill_Gas | 1999-12-01 | 2050-12-31 | 113.6405 | 15.7012 | 5.7854 | 5.634 | 5.6864 | 45695.8325 | 0 | 0 | 0.89938 | 1.325 | 5.1929 | 3.8679 | 8592 | 218 | 8141 | 0 | 0 | 0.092671 | 1.2299 | 0 | 107.7031 | 15.5221 | 5.4904 | -12.0872 | 1896.8665 | 66.6647 | 0.48365 | 0 | 45695.8325 | 0 | 1.4002 | 42.7154 | 31437.4979 | 0 | 0 | 0 | 1421.3306 | 367.3653 | 1.5646e-06 | 2.3842e-06 | 48.6555 | 0.3521 | 0.050745 | 0.86998 | 0.031824 | 0.83815 | 11932.6562 | 853.1343 | 2.6136e-05 | 1.2566e-05 | 2618.0375 | 3 | 72 | 0 | 5.2083 | IC | IC
Praxair 2 OT | LDWP | CA_LDWP | CA | Thermal | Steam-Gas | 6 | 1.2 | NG_Cal_SoCalGas | 1988-12-01 | 2050-12-31 | 307.4762 | 12.9438 | -0.79301 | 5.1776 | 5.1722 | 970.5 | 0 | 0 | 0.018465 | 0.26348 | 0.29841 | 0.034927 | 8424 | 1204 | 434 | 0 | 0 | 0.0010059 | 0.13482 | 0 | 88.5015 | 4.2177 | -2.4068 | -11.7519 | 1990.679 | 68.4694 | 0.019361 | 0 | 970.5 | 0 | 0.0058082 | 0.77443 | 1132.5994 | 0 | 0 | 89.387 | 0 | 0 | 73.0317 | 306 | 903.4683 | 0.51018 | 0.0002031 | 10.9758 | 5.1679 | 5.9579 | 0 | 0 | 5248.2899 | 20574.9284 | 52954.4269 | 0 | 72 | 0.025837 | 0.37718 | ST-OT | ST-NG
Zero Waste Energy 1 IC | CIPB | CA_CISO | CA | Thermal | ICE | 1.493 | 0.299 | Bio_Solid_Waste | 2015-11-13 | 2054-12-31 | 109.3693 | 8.359 | 9.1369 | 1.3113 | 1.2541 | 10426.3657 | 0 | 0 | 0.7972 | 0.013885 | 1.1403 | 1.1264 | 8424 | 1205 | 7123 | 0 | 0 | 0.010807 | 0.00017403 | 0 | 103.7584 | 8.4074 | 8.6605 | -26.8994 | 1999.5426 | 72.1909 | 0.17403 | 0 | 10426.3657 | 0 | 0.50382 | 15.3702 | 11312.0882 | 0 | 0 | 0 | 59.3468 | 0 | 0 | -1.1623e-06 | 2.2395 | 0.15866 | 0.00010078 | 4.7626 | 4.7626 | 4.7626 | 966.8618 | 0 | 0 | -4.6918e-05 | 0.0018932 | 0 | 71 | 2.8454e-05 | 1.1413 | ST-NG | ST-NG
Cariboo Pulp Paper 1 ST | BCHA | BC_BCHA | BC | Thermal | Bio | 18.85 | 11.245 | Bio_Wood | 2012-10-30 | 2050-12-31 | 244.1421 | 147.2307 | 3.4629 | 15.6202 | 16.785 | 127321.2082 | 0 | 0 | 0.77105 | 5.6325 | 31.0845 | 25.452 | 8736 | 1277 | 7177 | 0 | 0 | 0.25821 | 5.4628 | 0 | 215.9498 | 126.0841 | 3.1752 | -36.5552 | 1573.2877 | 239.9249 | 1.6858 | 0 | 127321.2082 | 0 | 4.8803 | 148.8854 | 109576.0503 | 0 | 0 | 0 | 278.226 | 123.656 | 1.1921e-05 | 1.1921e-06 | 4.1723e-06 | 0.00013821 | 0.00013721 | 0.00014044 | 0.00013944 | 0.00013842 | 0.15311 | 0.068852 | 6.6869e-09 | 6.6882e-10 | 2.3362e-09 | 12 | 70 | 0.090039 | 31.0845 | ST-OT | ST-NG
Pueblo Airport Generating Station 2 GT | PSCO | RM_PSCO | CO | Thermal | CombustionTurbine Gas | 90 | 33.5106 | NG_Colorado_Cheyenne | 2012-01-01 | 2050-12-31 | 165.6085 | 62.1879 | 4.2482 | 84.5327 | 82.4007 | 564085.3338 | 0 | 0 | 0.71548 | 23.5464 | 93.4173 | 69.871 | 8592 | 618 | 7799 | 0 | 0 | 0.25384 | 22.9874 | 0 | 138.4845 | 48.5934 | 3.2006 | -25.0398 | 2508.9556 | 210.4745 | 4.9385 | 0 | 564085.3338 | 0 | 1.4815 | 197.5386 | 288900.1864 | 0 | 0 | 0 | 5698.0136 | 19111.2056 | 1424.9575 | 225.9574 | 135756.054 | 0.42135 | 0.055066 | 119.3454 | 43.2396 | 76.1058 | 821.906 | 7657.1956 | 59020.3287 | 835.8014 | 4268720.28 | 216 | 70 | 0.16518 | 97.7544 | GT LMS100 | GT LMS
Greenleaf 1 ST | CIPV | CA_CISO | CA | Thermal | Steam-Gas | 60 | 12 | NG_Cal_PG&E LT | 2021-09-22 | 2054-12-31 | 306.7828 | -16.1076 | 9.1498 | 52.278 | 51.0265 | 14425.2633 | 0 | 0 | 0.027445 | 3.4282 | 4.4254 | 0.99726 | 8424 | 1203 | 401 | 0 | 0 | 0.014952 | 1.6993 | 0 | 100.7752 | 8.9902 | 5.0945 | -27.7543 | 1849.6993 | 68.5507 | 0.21051 | 0 | 14425.2624 | 0 | 0.063154 | 8.4205 | 12315.0264 | 0 | 0 | 1350.5397 | 0 | 0 | 0 | 48.8234 | 6886.9615 | 0.15866 | 0.00010078 | 4.7626 | 4.7626 | 4.7626 | 0 | 0 | 0 | 54.6521 | 581441.4512 | 2 | 69 | 0.30321 | 5.0069 | ST-NG | ST-NG
Forest Glen Oaks Dairy Res Ag IC | BPAT | NW_BPAT | OR | Thermal | ICE | 1 | 0.074 | Bio_Wood | 2014-01-01 | 2050-12-31 | 119.9243 | 18.1759 | 8.9196 | 0.9634 | 0.99117 | 7716.4009 | 0 | 0 | 0.88087 | 0.30926 | 0.92539 | 0.61612 | 8592 | 220 | 8166 | 0 | 0 | 0.015649 | 0.29321 | 0 | 112.1243 | 17.1868 | 8.2469 | -37.134 | 1828.7723 | 99.1004 | 0.090484 | 0 | 7716.4 | 0 | 0.26195 | 7.9914 | 5881.4473 | 0 | 0 | 0 | 2.4 | 22.4 | 3.2 | 7.4506e-08 | 75.2 | 0.13517 | 0.13517 | 0.67195 | 0.031824 | 0.68397 | 14.8609 | 948.0622 | 6.5849 | 2.7613e-07 | 3501.8142 | 0 | 68 | 0.001133 | 0.92986 | IC | IC
Jc Biomethane IC | BPAT | NW_BPAT | OR | Thermal | Bio | 1.6 | 0.32 | Bio_Wood | 2013-10-01 | 2050-12-31 | 117.5788 | 16.8422 | 8.079 | 1.5654 | 1.5519 | 12437.7593 | 0 | 0 | 0.8874 | 0.46561 | 1.4624 | 0.99681 | 8592 | 220 | 8172 | 0 | 0 | 0.025224 | 0.43975 | 0 | 110.5685 | 16.2962 | 7.5818 | -37.9052 | 1837.0642 | 96.3666 | 0.1357 | 0 | 12437.7593 | 0 | 0.39286 | 11.9851 | 8820.7192 | 0 | 0 | 0 | 2.56 | 32 | 2.56 | -1.8626e-08 | 113.92 | 0.13517 | 0.13517 | 0.67195 | 0.031824 | 0.68397 | 45.1214 | 1073.5254 | 3.5547 | -2.3239e-07 | 5907.1879 | 0 | 68 | 0.0013462 | 1.4694 | IC | IC
Chevron Richmond Refinery 1 GT | CIPB | CA_CISO | CA | Thermal | Steam-Gas | 56.2 | 28.1 | NG_Cal_PG&E LT | 1992-08-31 | 2050-12-31 | 338.8264 | -24.4853 | 6.5496 | 47.9823 | 49.0044 | 8946.3602 | 0 | 0 | 0.018172 | 2.4366 | 3.0313 | 0.59465 | 8448 | 1215 | 316 | 0 | 0 | 0.0040259 | 1.1697 | 0 | 97.2742 | 7.6769 | 2.9068 | -26.0892 | 1813.4393 | 65.7342 | 0.14488 | 0 | 8946.3602 | 0 | 0.043464 | 5.7952 | 8475.4665 | 0 | 0 | 929.4705 | 0 | 184.336 | 0 | -9.5367e-07 | 8490.2513 | 0.15866 | 0.00010078 | 4.7626 | 4.7626 | 4.7626 | 0 | 0.026434 | 0 | -2.3842e-10 | 553140.2888 | 1 | 66 | 0.24271 | 3.5844 | ST-OT | ST-NG
Fort St Vrain CC1c | PSCO | RM_PSCO | CO | Thermal | CombinedCycle Gas | 240 | 140 | NG_Colorado_Cheyenne | 2001-06-01 | 2041-12-31 | 159.7053 | 61.5143 | 3.9021 | 228.4579 | 226.0927 | 1461344.4684 | 0 | 0 | 0.69508 | 53.3996 | 233.3845 | 179.9849 | 8472 | 457 | 7663 | 0 | 0 | 3.0688 | 48.1874 | 0 | 139.4389 | 49.6143 | 3.134 | -25.847 | 2503.2983 | 214.5698 | 10.3694 | 0 | 1461344.4555 | 0 | 3.1108 | 414.7754 | 606609.0762 | 0 | 0 | 0 | 1166.5589 | 3327.9042 | 1309.581 | 548.7395 | 346048.1301 | 0.42135 | 0.055066 | 119.3454 | 43.2396 | 76.1058 | 589.8456 | 9701.4746 | 21359.2534 | 1104.0261 | 15771235.7212 | 197 | 64 | 0.46453 | 249.1885 | CC 7FA | CC F
Seegen Burnaby Incinerator 1 ST | BCHA | BC_BCHA | BC | Thermal | Bio | 22 | 14.85 | Bio_Landfill_Gas | 2003-07-19 | 2050-12-31 | 113.5592 | 16.685 | 5.9451 | 18.7531 | 19.1529 | 153983.7732 | 0 | 0 | 0.799 | 5.2761 | 17.4863 | 12.2101 | 8592 | 1227 | 7273 | 0 | 0 | 0.31228 | 5.0878 | 0 | 108.6014 | 16.3209 | 5.59 | -30.6963 | 1091.699 | 89.7754 | 2.0008 | 0 | 153983.76 | 0 | 5.7923 | 176.7062 | 130051.5165 | 0 | 0 | 0 | 356.6938 | 72.16 | 18.04 | 9.5367e-07 | 24.5792 | 0.00013821 | 0.00013721 | 0.00014044 | 0.00013944 | 0.00013842 | 0.1865 | 0.034135 | 0.010117 | 5.3506e-10 | 0.0050618 | 1 | 64 | 0.033544 | 17.4863 | ST-OT | ST-NG
Fort St Vrain CC1b | PSCO | RM_PSCO | CO | Thermal | CombinedCycle Gas | 240 | 140 | NG_Colorado_Cheyenne | 1999-05-01 | 2041-12-31 | 161.2181 | 62.6348 | 4.0343 | 226.8692 | 228.2119 | 1457015.9884 | 0 | 0 | 0.69303 | 53.6049 | 234.8974 | 181.2925 | 8472 | 459 | 7654 | 0 | 0 | 3.0597 | 48.4297 | 0 | 139.3918 | 49.6109 | 3.0903 | -25.8462 | 2502.8354 | 214.5366 | 10.4174 | 0 | 1457015.9754 | 0 | 3.1252 | 416.6954 | 609416.9761 | 0 | 0 | 0 | 1780.0452 | 4038.4989 | 924.1156 | 395.8954 | 360776.2627 | 0.42135 | 0.055066 | 119.3454 | 43.2396 | 76.1058 | 3526.2122 | 9809.2719 | 51489.478 | 510.1543 | 16442123.1289 | 185 | 63 | 0.4111 | 251.4048 | CC 7FA | CC F
LangleyGulchCC-Total | IPTV | BS_IPCO | ID | Thermal | CombinedCycle Gas | 312.4 | 144.916 | NG_Idaho_Opal | 2012-06-29 | 2050-12-31 | 116.7082 | 22.2878 | 4.1185 | 295.673 | 297.5731 | 1995336.8703 | 0 | 0 | 0.72912 | 77.0853 | 232.8723 | 155.787 | 8256 | 447 | 7486 | 0 | 0 | 4.1902 | 70.1119 | 0 | 115.3772 | 24.218 | 4.4687 | -30.7398 | 1905.5337 | 125.2388 | 13.721 | 0 | 1995336.8703 | 0 | 4.1163 | 548.8381 | 802675.7937 | 0 | 0 | 0 | 374.6419 | 6633.7684 | 5176.239 | 17833.2344 | 177301.1978 | 0.015242 | 0.010783 | 14.1881 | 0.031824 | 14.1563 | 0.26296 | 2494.6987 | 107522.4309 | 25.2605 | 3839702.7272 | 6986 | 63 | 1.3097 | 236.822 | CC STG-5000F4 | CC F
CalpineCC-Total | AESO | AB_AESO | AB | Thermal | CombinedCycle Gas | 330 | 168.662 | NG_Alberta_NOVA | 2003-01-01 | 2050-12-31 | 105.3909 | 13.7405 | -2.6273 | 313.4871 | 311.606 | 2118764.6346 | 0 | 0 | 0.73293 | 138.622 | 223.2985 | 84.6765 | 8472 | 459 | 7685 | 0 | 0 | 4.4494 | 63.764 | 0 | 96.3466 | 11.4774 | -1.8213 | -25.3818 | 771.0503 | 70.0922 | 14.6284 | 0 | 2118764.6346 | 0 | 4.3885 | 585.1371 | 855763.0351 | 0 | 0 | 67538.5336 | 78839.3157 | 760652.2772 | 5832.7727 | 76576.8749 | 334875.7113 | 1.8659 | 0.0078726 | 35.0857 | 35.06 | 35.06 | 3272.2114 | 11110.7077 | 315523.2754 | 825434.2069 | 4768581.1953 | 405 | 62 | 4.0469 | 229.2224 | CC F | CC F New
Finley BioEnergy IC Agg | BPAT | NW_BPAT | OR | Thermal | ICE | 4.8 | 0.96 | Bio_Other | 2009-05-01 | 2050-12-31 | 116.1108 | 18.9292 | 5.0933 | 4.6897 | 4.6649 | 37419.3972 | 0 | 0 | 0.88992 | 1.3368 | 4.3448 | 3.008 | 8592 | 220 | 8187 | 0 | 0 | 0 | 1.2592 | 0 | 109.3322 | 17.8861 | 4.7555 | -35.8748 | 1790.337 | 98.4623 | 0.3859 | 0 | 37419.3935 | 0 | 1.1172 | 34.0817 | 25083.3366 | 0 | 0 | 0 | 7.68 | 126.72 | 11.52 | -4.1723e-07 | 365.2443 | 0.13517 | 0.13517 | 0.67195 | 0.031824 | 0.68397 | 0.0082555 | 4622.0378 | 43.9466 | -1.5463e-06 | 17689.4996 | 1 | 62 | 0.0042013 | 4.3672 | IC | IC
Savona Erg 1 OT | BCHA | BC_BCHA | BC | Thermal | Steam-Gas | 3.2 | 3.2 | Waste_Heat | 2008-08-12 | 2050-12-31 | 113.2203 | 20.0953 | 4.2128 | 2.7576 | 2.7567 | 22745.9843 | 0 | 0 | 0.81143 | 0.02702 | 2.5753 | 2.5483 | 8424 | 1212 | 7177 | 0 | 0 | 0.023577 | 0.00035317 | 0 | 108.0361 | 17.5837 | 3.7618 | -29.8432 | 1087.9309 | 86.5585 | 0.35317 | 0 | 22745.9843 | 0 | 0 | 0 | 0 | 0 | 0 | 0 | 47.232 | 18.368 | -4.2468e-07 | -4.4703e-08 | -1.5646e-07 | 0.00013821 | 0.00013721 | 0.00014044 | 0.00013944 | 0.00013842 | 0.025931 | 0.0096238 | -2.3822e-10 | -2.5081e-11 | -8.7608e-11 | 0 | 62 | 4.9742e-05 | 2.5753 | ST-OT | ST-NG
North Valmy 2 ST-NG | SPPC | SW_NVE | NV | Thermal | Steam-Gas | 268 | 60.069 | NG_Nevada_North | 2026-01-01 | 2051-12-31 | 239.8928 | -52.5994 | -12.7116 | 234.9696 | 200.7042 | 33611.7946 | 0 | 0 | 0.014317 | 6.6282 | 8.0632 | 1.4351 | 8424 | 1543 | 307 | 0 | 0 | 0.034839 | 2.7548 | 0 | 30.3982 | -53.0101 | -3.2823 | -103.1553 | 1771.7888 | 68.49 | 0.51735 | 0 | 33611.7946 | 0 | 0.1552 | 20.694 | 30264.9684 | 0 | 0 | 2388.5719 | 0 | 0 | 69.3568 | 0 | 29460.4104 | 0.19614 | 0.00021973 | 4.6327 | 0.031824 | 4.6009 | 0 | 0 | 2615.878 | 0 | 2084344.396 | 16 | 61 | 0.80908 | 10.1502 | ST-NG | ST-NG
Merritt Green Energy 1 ST | BCHA | BC_BCHA | BC | Thermal | Bio | 37.6 | 18 | Bio_Wood | 2018-02-01 | 2050-12-31 | 116.5468 | 18.4025 | 3.3288 | 32.534 | 31.9766 | 253165.2786 | 0 | 0 | 0.76862 | 10.4373 | 29.5056 | 19.0683 | 8592 | 1234 | 7176 | 0 | 0 | 0.51342 | 10.133 | 0 | 106.055 | 16.4974 | 2.867 | -29.3286 | 1080.631 | 85.1136 | 3.127 | 0 | 253165.2786 | 0 | 9.0526 | 276.1695 | 203254.1059 | 0 | 0 | 0 | 339.152 | 277.488 | -4.53e-06 | 30.832 | 4.8711 | 0.00013821 | 0.00013721 | 0.00014044 | 0.00013944 | 0.00013842 | 0.18964 | 0.14896 | -2.5409e-09 | 0.01726 | 0.0010122 | 14 | 60 | 0.15213 | 29.5056 | ST-OT | ST-NG
Qualco Dairy Digester IC | BPAT | NW_BPAT | WA | Thermal | ICE | 0.5 | 0.1 | Bio_Landfill_Gas | 2014-10-16 | 2050-12-31 | 117.7634 | 18.2375 | 7.9245 | 0.48559 | 0.49007 | 3933.6005 | 0 | 0 | 0.89808 | 0.12352 | 0.46324 | 0.33972 | 8592 | 220 | 8220 | 0 | 0 | 0.0079773 | 0.11536 | 0 | 111.7308 | 17.4788 | 7.5614 | -35.2864 | 1602.8441 | 97.4844 | 0.045367 | 0 | 3933.6 | 0 | 0.13134 | 4.0067 | 2948.8578 | 0 | 0 | 0 | 0.4 | 10.8 | 1.6 | 4.6566e-08 | 36 | 0.13517 | 0.13517 | 0.67195 | 0.031824 | 0.68397 | 0.00040821 | 481.2119 | 3.2925 | 5.8097e-07 | 1825.9842 | 0 | 60 | 0.00025956 | 0.46555 | IC | IC
Texaco Cogen 3 OT | LDWP | CA_LDWP | CA | Thermal | Steam-Gas | 8.4 | 4.748 | NG_Cal_SoCalGas | 1991-04-01 | 2050-12-31 | 386.5498 | 22.8054 | 0.075697 | 7.2486 | 7.1576 | 1193.136 | 0 | 0 | 0.016215 | 0.32752 | 0.46121 | 0.13369 | 8592 | 1240 | 370 | 0 | 0 | 0.00053691 | 0.14692 | 0 | 88.5015 | 4.2177 | -2.4068 | -11.7519 | 1990.679 | 68.4694 | 0.021125 | 0 | 1193.136 | 0 | 0.0063374 | 0.84498 | 1235.7849 | 0 | 0 | 135.5236 | 0 | 0 | 41.328 | 385.7279 | 1046.9758 | 0.51018 | 0.0002031 | 10.9758 | 5.1679 | 5.9579 | 0 | 0 | 4482.9616 | 27232.6666 | 72587.6219 | 0 | 59 | 0.015985 | 0.56551 | ST-OT | ST-NG
Flathead County Landfill Agg IC | BPAT | NW_BPAT | MT | Thermal | ICE | 1.6 | 0.32 | Bio_Landfill_Gas | 2009-06-01 | 2050-12-31 | 114.8775 | 21.6634 | 2.344 | 1.567 | 1.5492 | 12522.9394 | 0 | 0 | 0.89347 | 0.37242 | 1.4386 | 1.0662 | 8592 | 221 | 8225 | 0 | 0 | 0 | 0.34648 | 0 | 109.4337 | 20.6248 | 2.1183 | -45.4232 | 1825.3639 | 105.7525 | 0.13625 | 0 | 12522.9394 | 0 | 0.39446 | 12.0337 | 8856.5325 | 0 | 0 | 0 | 2.56 | 42.24 | 5.12 | 1.28 | 136.96 | 0.13517 | 0.13517 | 0.67195 | 0.031824 | 0.68397 | 0.0027458 | 1540.6793 | 15.1842 | 1.3954 | 6084.6383 | 1 | 58 | 0.0017288 | 1.4462 | IC | IC
Lake Side CC2a | PAUT | BS_PACE | UT | Thermal | CombinedCycle Gas | 323.5 | 175 | NG_Utah_Opal Kern | 2014-05-30 | 2054-12-31 | 140.1354 | 39.5682 | -1.1265 | 305.1709 | 309.0389 | 1468692.6371 | 0 | 0 | 0.51827 | 58.1932 | 205.8159 | 147.6226 | 8424 | 453 | 7572 | 0 | 0 | 3.0843 | 52.6216 | 0 | 112.2717 | 26.7074 | -1.1263 | -25.3384 | 2187.6755 | 145.64 | 10.3156 | 0 | 1468692.6371 | 0 | 3.0947 | 412.6246 | 603463.4578 | 0 | 0 | 0 | 3541.8053 | 26263.8828 | 33353.6932 | 0 | 946733.4799 | 7.007 | 5.9428 | 85.5427 | 0.031824 | 85.5024 | 199662.8547 | 1289994.1623 | 1887981.4791 | 0 | 68993827.1283 | 764 | 58 | 0.049093 | 278.1873 | CC SGT6-5000F | CC F
Farm Power Agg IC | BPAT | NW_BPAT | OR | Thermal | ICE | 2 | 0.4 | Bio_Landfill_Gas | 2012-08-31 | 2050-12-31 | 117.1618 | 17.2234 | 9.6072 | 1.9587 | 1.9371 | 15843.1332 | 0 | 0 | 0.90429 | 0.46649 | 1.8562 | 1.3897 | 8592 | 220 | 8239 | 0 | 0 | 0 | 0.4337 | 0 | 113.1629 | 17.1994 | 9.273 | -37.2971 | 1847.0082 | 99.9558 | 0.17055 | 0 | 15843.1332 | 0 | 0.49375 | 15.063 | 11085.985 | 0 | 0 | 0 | 3.2 | 48 | 7.8231e-07 | 2.0862e-07 | 122.8668 | 0.13517 | 0.13517 | 0.67195 | 0.031824 | 0.68397 | 0.0034212 | 1525.8458 | 4.3517e-06 | 3.4746e-07 | 6465.3009 | 1 | 56 | 0.00068116 | 1.8642 | IC | IC
Rocky Mtn CC1a | PSCO | RM_PSCO | CO | Thermal | CombinedCycle Gas | 307.5 | 106.3547 | NG_Colorado_Cheyenne | 2004-06-01 | 2049-12-31 | 173.3743 | 69.0039 | 4.1762 | 290.9156 | 291.9723 | 1706456.2359 | 0 | 0 | 0.6335 | 62.6725 | 295.8557 | 233.1832 | 8472 | 460 | 7757 | 0 | 0 | 3.0716 | 56.6656 | 0 | 139.2741 | 49.7013 | 2.8823 | -25.6258 | 2510.2363 | 214.1036 | 12.1795 | 0 | 1706456.236 | 0 | 3.6539 | 487.1801 | 712500.9525 | 0 | 0 | 0 | 2143.7359 | 6921.4859 | 2471.2221 | 1289.9237 | 588469.3349 | 0.42135 | 0.055066 | 119.3454 | 43.2396 | 76.1058 | 1359.2242 | 26623.3031 | 90732.5703 | 3588.2769 | 29423678.7434 | 285 | 56 | 0.53361 | 325.4017 | CC 501FD2 | CC F
Sierra Pacific 1 ST | PSEI | NW_PSEI | WA | Thermal | Bio | 29.14 | 8.7 | Bio_Wood | 2007-04-01 | 2050-12-31 | 121.115 | 18.0051 | 6.9799 | 24.9642 | 25.1035 | 190890.7961 | 0 | 0 | 0.74781 | 8.0183 | 23.1197 | 15.1015 | 8592 | 1238 | 7342 | 0 | 0 | 0.38712 | 7.795 | 0 | 110.0373 | 17.142 | 6.2047 | -35.2226 | 1440.943 | 93.74 | 2.4055 | 0 | 190890.7961 | 0 | 6.9639 | 212.4494 | 156357.6436 | 0 | 0 | 0 | 44883.3941 | 92520.9332 | 6624.0892 | 136.7222 | 16294.2687 | 10.1999 | 8.7761 | 20.3774 | 0.031824 | 42.9118 | 292071.9725 | 633552.016 | 278583.4576 | 0.047226 | 1177237.6166 | 106 | 56 | 0.0015369 | 25.5012 | ST-OT | ST-OT
Claribel Generation Station IC | BANC | CA_BANC | CA | Thermal | ICE | 48 | 9.6 | NG_Cal_PG&E LT | 2023-08-15 | 2051-12-31 | 283.9921 | -32.5279 | 6.8536 | 41.4206 | 41.4702 | 9386.6019 | 0 | 0 | 0.022324 | 2.3147 | 2.6657 | 0.35103 | 8424 | 1197 | 364 | 0 | 0 | 0.0097295 | 1.1547 | 0 | 103.5996 | 13.067 | 3.8421 | -23.2801 | 1786.5023 | 62.1229 | 0.14318 | 0 | 9386.6019 | 0 | 0.042955 | 5.7274 | 8376.3176 | 0 | 0 | 918.5972 | 0 | 0 | 0 | 1.0729e-06 | 570.0108 | 0.3521 | 0.050745 | 0.86998 | 0.031824 | 0.83815 | 0 | 0 | 0 | 5.1023e-05 | 34363.3356 | 6 | 55 | 0.37147 | 2.7001 | ST-NG | ST-NG
ENMAX FMC Change 1 GT | AESO | AB_AESO | AB | Thermal | CombustionTurbine Gas | 18 | 7.92 | NG_Alberta_NOVA | 2025-10-04 | 2051-12-31 | 95.4006 | 8.4344 | -1.7397 | 15.347 | 15.6805 | 32464.7958 | 0 | 0 | 0.20589 | 4.5024 | 3.0972 | -1.4052 | 8424 | 1224 | 7191 | 0 | 0 | 0.033651 | 2.1349 | 0 | 96.2648 | 10.9732 | -1.399 | -25.0804 | 764.1141 | 69.388 | 0.49103 | 0 | 32464.7958 | 0 | 0.14731 | 19.6411 | 28725.0497 | 0 | 0 | 2267.0384 | 0 | 0 | 10895.2275 | 22587.7585 | 36081.9599 | 1.8659 | 0.0078726 | 35.0857 | 35.06 | 35.06 | 0 | 0 | 430237.8799 | 791324.5164 | 2095582.0843 | 1 | 55 | 0.78217 | 6.4143 | ST-OT | ST-OT
Harmac_Biomass | BCHA | BC_BCHA | BC | Thermal | Bio | 33.55 | 16.5 | Bio_Wood | 2013-08-12 | 2050-12-31 | 116.7979 | 17.2 | 7.4105 | 28.7683 | 28.9952 | 229171.5148 | 0 | 0 | 0.77977 | 9.5403 | 26.7667 | 17.2264 | 8592 | 1224 | 7233 | 0 | 0 | 0.46476 | 9.2886 | 0 | 108.9163 | 15.6698 | 6.556 | -30.097 | 1093.2771 | 89.9089 | 2.8664 | 0 | 229171.5148 | 0 | 8.2982 | 253.1555 | 186316.3941 | 0 | 0 | 0 | 165.066 | 357.643 | 1.7166e-05 | 27.511 | 6.6757e-06 | 0.00013821 | 0.00013721 | 0.00014044 | 0.00013944 | 0.00013842 | 0.086709 | 0.19982 | 9.6293e-09 | 0.015401 | 3.7379e-09 | 6 | 55 | 0.098842 | 26.7667 | ST-OT | ST-NG
Puente Hills 1 ST | CISC | CA_CISO | CA | Thermal | Bio | 43.858 | 2.5 | Bio_Landfill_Gas | 2017-06-01 | 2050-12-31 | 83.8541 | -9.6945 | -4.2381 | 37.8378 | 37.5286 | 275121.7189 | 0 | 0 | 0.7161 | 8.7887 | 23.0701 | 14.2814 | 8592 | 1228 | 7346 | 0 | 0 | 0.55794 | 8.4616 | 0 | 71.309 | -11.6013 | -3.7803 | -27.5362 | 1990.5723 | 72.7909 | 3.3275 | 0 | 275121.7189 | 0 | 9.6332 | 293.8808 | 216289.1631 | 0 | 0 | 0 | 855.231 | 139230.1773 | 4.2915e-06 | 197.3611 | 46861.809 | 0.15866 | 0.00010078 | 4.7626 | 4.7626 | 4.7626 | 0.38731 | 13.8372 | 4.9807e-05 | 326.1307 | 12939.3493 | 2 | 55 | 0.04266 | 23.0834 | ST-OT | ST-OT
CacheCreekLandfill | BCHA | BC_BCHA | BC | Thermal | Bio | 3.51 | 1.44 | Bio_Wood | 2015-03-30 | 2050-12-31 | 124.3849 | 33.1715 | -1.528 | 3.4123 | 3.4354 | 27134.5424 | 0 | 0 | 0.88249 | 0.97969 | 3.3751 | 2.3954 | 8592 | 220 | 8188 | 0 | 0 | 0 | 0.92354 | 0 | 112.7248 | 27.6432 | -1.609 | -286.5514 | 1034.0513 | 94.6221 | 0.285 | 0 | 27134.5424 | 0 | 0.82507 | 25.1705 | 18524.8762 | 0 | 0 | 0 | 47.736 | 20.126 | 1.2517e-06 | 1.1921e-07 | 4.1723e-07 | 0.00013821 | 0.00013721 | 0.00014044 | 0.00013944 | 0.00013842 | 0.026866 | 0.010446 | 7.0211e-10 | 6.6882e-11 | 2.3362e-10 | 7 | 54 | 0.016252 | 3.3751 | IC | IC
Rio Bravo Fresno 1 ST | CIPV | CA_CISO | CA | Thermal | Bio | 22.675 | 10 | Bio_Wood | 2017-09-07 | 2050-12-31 | 109.2363 | 8.7848 | 4.6411 | 19.4389 | 19.5153 | 144755.0616 | 0 | 0 | 0.72876 | 6.225 | 15.8125 | 9.5875 | 8616 | 1238 | 7358 | 0 | 0 | 0.29356 | 6.0569 | 0 | 95.7512 | 4.8941 | 4.1666 | -29.3334 | 2339.5964 | 95.5197 | 1.8691 | 0 | 144755.0616 | 0 | 5.4111 | 165.077 | 121492.7103 | 0 | 0 | 0 | 34.0125 | 0 | -4.7684e-07 | 17.0062 | 578.2121 | 0.15866 | 0.00010078 | 4.7626 | 4.7626 | 4.7626 | 0.035511 | 0 | -8.3009e-06 | 0.018996 | 2374.7283 | 1 | 54 | 0.0064245 | 15.8149 | ST | ST-OT
Celgar Green Energy 3 ST | BCHA | BC_BCHA | BC | Thermal | Bio | 16.98 | 6.416 | Bio_Blk_Liquor | 2020-09-25 | 2050-12-31 | 101.5967 | 12.501 | 0.71404 | 14.4244 | 14.8481 | 123271.9001 | 0 | 0 | 0.82875 | 0.14568 | 12.524 | 12.3783 | 8592 | 1228 | 7331 | 0 | 0 | 0.24999 | 0.018432 | 0 | 99.7144 | 12.4035 | 0.62033 | -34.311 | 1037.4401 | 80.1989 | 1.6311 | 0 | 123271.9001 | 0 | 4.7221 | 144.0583 | 106023.4566 | 0 | 0 | 0 | 194.9304 | 125.3124 | -7.5102e-06 | -8.3447e-07 | -2.9206e-06 | 0.00013821 | 0.00013721 | 0.00014044 | 0.00013944 | 0.00013842 | 0.10971 | 0.067268 | -4.2128e-09 | -4.6818e-10 | -1.6353e-09 | 2 | 53 | 0 | 12.524 | ST-OT | ST-NG
Lacsd Carson Water Pollution Aggregate 1 CS | CISC | CA_CISO | CA | Thermal | Bio | 39 | 2.4 | Bio_Landfill_Gas | 2017-12-01 | 2050-12-31 | 85.2278 | -9.1275 | -3.963 | 32.986 | 34.4478 | 238491.4283 | 0 | 0 | 0.69808 | 8.9479 | 20.3261 | 11.3781 | 8448 | 1215 | 7224 | 0 | 0 | 0.50083 | 8.6665 | 0 | 72.3408 | -10.8482 | -3.5015 | -25.6762 | 1996.8595 | 72.6223 | 3.4081 | 0 | 238491.4283 | 0 | 9.8665 | 300.9993 | 221528.2662 | 0 | 0 | 0 | 29.25 | 0 | 0 | 106.358 | 3335.6589 | 0.15866 | 0.00010078 | 4.7626 | 4.7626 | 4.7626 | 0.027831 | 0 | 0 | 760.0024 | 13420.8668 | 4 | 53 | 0.060349 | 20.3403 | ST | ST-OT
Pacific Ultrapower Chinese Station 1 ST | CIPV | CA_CISO | CA | Thermal | Bio | 16.797 | 5.25 | Bio_Wood | 2017-03-01 | 2050-12-31 | 106.4029 | 7.8887 | 4.4193 | 14.475 | 14.3776 | 111830.3106 | 0 | 0 | 0.76002 | 4.9286 | 11.8991 | 6.9705 | 8616 | 1232 | 7376 | 0 | 0 | 0.22679 | 4.8038 | 0 | 97.3206 | 6.5055 | 4.1245 | -26.7613 | 1891.781 | 68.9776 | 1.4824 | 0 | 111830.3106 | 0 | 4.2916 | 130.9234 | 96356.4624 | 0 | 0 | 0 | 98.9643 | 0 | -1.0729e-06 | -2.0921e-05 | 351.9659 | 0.15866 | 0.00010078 | 4.7626 | 4.7626 | 4.7626 | 344.1523 | 0 | -1.8677e-05 | -0.00067101 | 4407.118 | 3 | 53 | 0.0058587 | 11.9038 | ST | ST-OT
Columbia Ridge Landfill Agg IC | BPAT | NW_BPAT | OR | Thermal | ICE | 12.8 | 4 | Bio_Landfill_Gas | 2014-08-06 | 2050-12-31 | 109.3923 | 17.2644 | 1.8865 | 12.4436 | 12.528 | 102302.1119 | 0 | 0 | 0.91237 | 2.756 | 11.1911 | 8.4351 | 8592 | 220 | 8249 | 0 | 0 | 0 | 2.5445 | 0 | 105.9609 | 17.3526 | 1.9178 | -35.4587 | 1719.9398 | 95.1116 | 1.0006 | 0 | 102302.1119 | 0 | 2.8969 | 88.3753 | 65042.0963 | 0 | 0 | 0 | 111.1148 | 1121.9618 | 10.24 | 10.24 | 49.379 | 0.13517 | 0.13517 | 0.67195 | 0.031824 | 0.68397 | 21.1785 | 557.2929 | 0.0072737 | 64.5985 | 0.019589 | 6 | 52 | 0.0057321 | 11.1917 | IC | IC
Fort St Vrain CC1a | PSCO | RM_PSCO | CO | Thermal | CombinedCycle Gas | 240 | 140 | NG_Colorado_Cheyenne | 1998-07-01 | 2041-12-31 | 156.0647 | 58.0694 | 3.8169 | 228.4579 | 225.9603 | 1475973.8575 | 0 | 0 | 0.70204 | 53.9547 | 230.3475 | 176.3928 | 8472 | 459 | 7725 | 0 | 0 | 3.0995 | 49.0271 | 0 | 139.4881 | 49.6494 | 3.1482 | -25.8473 | 2503.6953 | 214.6394 | 10.5517 | 0 | 1475973.8442 | 0 | 3.1655 | 422.0691 | 617276.0585 | 0 | 0 | 0 | 2178.1038 | 5410.8045 | 1373.2017 | 160.7243 | 365950.7888 | 0.42135 | 0.055066 | 119.3454 | 43.2396 | 76.1058 | 4018.215 | 9318.653 | 18881.0308 | 150.4087 | 15868922.0429 | 182 | 52 | 0.46337 | 246.2488 | CC 7FA | CC F
Honey Lake Power 1 ST | CIPV | CA_CISO | CA | Thermal | Bio | 27.994 | 23 | Bio_Wood | 2017-06-27 | 2050-12-31 | 87.5771 | 0.89309 | -9.0348 | 24.0969 | 22.664 | 142624.5889 | 0 | 0 | 0.5816 | 6.1025 | 12.4906 | 6.3881 | 8592 | 1405 | 7345 | 0 | 0 | 0.28924 | 5.922 | 0 | 58.4761 | -17.6106 | -10.6038 | -34.7307 | 1571.1483 | 78.4348 | 1.8275 | 0 | 142624.5957 | 0 | 5.2906 | 161.401 | 118787.2341 | 0 | 0 | 0 | 288.2043 | 104.9775 | 5.3644e-07 | 1381.9636 | 16464.8726 | 0.15866 | 0.00010078 | 4.7626 | 4.7626 | 4.7626 | 1621.1642 | 0.050855 | 4.5024e-10 | 19684.0498 | 147744.3 | 173 | 52 | 0.6421 | 12.6597 | ST | ST-OT
Kamloops Green Energy Domtar C ST | BCHA | BC_BCHA | BC | Thermal | Bio | 24.2 | 9.6 | Bio_Wood | 2009-08-04 | 2050-12-31 | 115.223 | 18.827 | 3.0513 | 20.7038 | 20.948 | 163236.9215 | 0 | 0 | 0.77001 | 7.0081 | 18.8086 | 11.8006 | 8592 | 1229 | 7210 | 0 | 0 | 0.33104 | 6.8317 | 0 | 105.3426 | 16.0788 | 2.5733 | -29.3234 | 1128.943 | 84.9305 | 2.1082 | 0 | 163236.9215 | 0 | 6.1033 | 186.1938 | 137034.1277 | 0 | 0 | 0 | 317.504 | 99.22 | 39.688 | 3.3379e-06 | 6.6757e-06 | 0.00013821 | 0.00013721 | 0.00014044 | 0.00013944 | 0.00013842 | 0.16718 | 0.054948 | 0.015292 | 1.8727e-09 | 3.7376e-09 | 4 | 52 | 0.092631 | 18.8087 | ST-OT | ST-NG
Weyerhaeuser Longview ST3 ST | BPAT | NW_BPAT | WA | Thermal | Bio | 31 | 15.5 | Bio_Blk_Liquor | 1954-01-01 | 2050-12-31 | 110.9566 | 17.1855 | 6.7613 | 26.5999 | 26.7058 | 223610.8996 | 0 | 0 | 0.82343 | 0.26769 | 24.8111 | 24.5434 | 8592 | 1231 | 7351 | 0 | 0 | 0.45348 | 0.033162 | 0 | 110.8848 | 17.4691 | 6.7251 | -36.4645 | 1746.4348 | 97.9096 | 2.9347 | 0 | 223610.8996 | 0 | 8.496 | 259.1879 | 190756.0866 | 0 | 0 | 0 | 64.1058 | 580.4299 | 2.3246e-06 | 8.9407e-07 | 1215.5597 | 0.13517 | 0.13517 | 0.67195 | 0.031824 | 0.68397 | 0.069197 | 26258.9467 | 9.0139e-06 | 1.0963e-05 | 87107.6167 | 5 | 52 | 0.00072032 | 24.9245 | ST-OT | ST-OT
150 Mile House Erg 1 OT | BCHA | BC_BCHA | BC | Thermal | Steam-Gas | 3.2 | 2.306 | Waste_Heat | 2008-06-01 | 2050-12-31 | 165.6533 | 78.5388 | -0.77127 | 2.7576 | 2.747 | 22678.6445 | 0 | 0 | 0.80903 | 0.023824 | 3.7568 | 3.733 | 8424 | 1223 | 7190 | 0 | 0 | 0.023507 | 0.00035265 | 0 | 155.8341 | 70.1121 | -0.96851 | -47.4587 | 1260.347 | 143.2306 | 0.35265 | 0 | 22678.6445 | 0 | 0 | 0 | 0 | 0 | 0 | 0 | 47.232 | 18.368 | -4.0233e-07 | -4.4703e-08 | -8.9407e-08 | 0.00013821 | 0.00013721 | 0.00014044 | 0.00013944 | 0.00013842 | 0.025931 | 0.010319 | -2.2569e-10 | -2.5081e-11 | -5.0068e-11 | 4 | 51 | 0.00012177 | 3.7568 | ST-OT | ST-NG
Clearwater Paper Ipp Lewiston 3 ST | AVA | NW_AVA | ID | Thermal | Bio | 25.3 | 8.64 | Bio_Wood | 1950-01-01 | 2050-12-31 | 120.5941 | 20.7806 | 4.9687 | 21.5365 | 22.0537 | 171507.9923 | 0 | 0 | 0.77386 | 7.2336 | 20.6829 | 13.4493 | 8592 | 1229 | 7360 | 0 | 0 | 0.34782 | 7.0557 | 0 | 110.2685 | 19.0929 | 4.485 | -34.3276 | 1820.6747 | 102.019 | 2.1773 | 0 | 171507.9923 | 0 | 6.3034 | 192.2981 | 141526.8082 | 0 | 0 | 0 | 3301.296 | 12809.1367 | 474.1561 | 10060.7772 | 4165.0688 | 0.0011683 | 0.0011677 | 1.4929 | 0.031824 | 2.0045 | 0.64116 | 2.6203 | 32.8947 | 916.616 | 3371.4216 | 10 | 51 | 0.090531 | 20.6872 | ST-OT | ST-OT
Crowsnest Pass Waste Heat 1 ST | BCHA | BC_BCHA | BC | Thermal | Steam-Gas | 5.8 | 1.05 | Waste_Heat | 2012-11-17 | 2050-12-31 | 112.1197 | 22.3867 | -1.4395 | 4.8943 | 5.1502 | 41321.6999 | 0 | 0 | 0.81329 | 0.042715 | 4.633 | 4.5903 | 8424 | 1208 | 7177 | 0 | 0 | 0.047487 | 0.00060877 | 0 | 107.8143 | 22.3134 | -1.1896 | -77.1805 | 1036.6355 | 87.562 | 0.60877 | 0 | 41321.6999 | 0 | 0 | 0 | 0 | 0 | 0 | 0 | 90.364 | 42.804 | -2.9802e-06 | -2.9802e-07 | -1.1921e-06 | 0.00013821 | 0.00013721 | 0.00014044 | 0.00013944 | 0.00013842 | 0.049677 | 0.022787 | -1.6716e-09 | -1.6721e-10 | -6.6744e-10 | 5 | 51 | 0.00036901 | 4.633 | ST-OT | ST-NG
Humboldt Redwood 1 | CIPV | CA_CISO | CA | Thermal | Bio | 10.597 | 2.1 | Bio_Wood | 2017-06-01 | 2050-12-31 | 101.7822 | 10.4245 | -3.6677 | 9.0991 | 9.1115 | 71185.0743 | 0 | 0 | 0.76683 | 3.2742 | 7.2454 | 3.9712 | 8592 | 1234 | 7346 | 0 | 0 | 0.14436 | 3.198 | 0 | 93.1048 | 9.4965 | -3.0822 | -38.8233 | 1554.6864 | 60.219 | 0.98689 | 0 | 71185.0743 | 0 | 2.857 | 87.1601 | 64147.7056 | 0 | 0 | 0 | 79.4775 | 0 | 5.9605e-07 | 1.2517e-05 | 206.642 | 0.15866 | 0.00010078 | 4.7626 | 4.7626 | 4.7626 | 900.8377 | 0 | 1.0376e-05 | 0.00043136 | 831.0357 | 1 | 51 | 0.0019326 | 7.2471 | ST-BIO | ST-OT
Lethbridge Burdett 1 GT | AESO | AB_AESO | AB | Thermal | CombustionTurbine Gas | 7 | 3.08 | NG_Alberta_NOVA | 2001-08-01 | 2051-12-31 | 90.2322 | 6.6037 | -4.8331 | 5.9669 | 6.1308 | 12656 | 0 | 0 | 0.20639 | 1.9267 | 1.142 | -0.78474 | 8424 | 1208 | 7199 | 0 | 0 | 0.013118 | 0.91644 | 0 | 91.6244 | 9.1368 | -4.2029 | -24.5973 | 783.3034 | 73.0526 | 0.2109 | 0 | 12656 | 0 | 0.06327 | 8.436 | 12337.7159 | 0 | 0 | 973.7173 | 0 | 0 | 10127.4809 | 12365.5729 | 5759.5828 | 1.8659 | 0.0078726 | 35.0857 | 35.06 | 35.06 | 0 | 0 | 343666.8542 | 471186.2267 | 424537.2938 | 0 | 51 | 0.42793 | 2.3814 | ST-OT | ST-OT
River Bend Landfill Agg IC | BPAT | NW_BPAT | OR | Thermal | ICE | 4.8 | 0.96 | Bio_Landfill_Gas | 2010-01-01 | 2050-12-31 | 118.6736 | 18.1943 | 9.3863 | 4.6607 | 4.7046 | 38150.984 | 0 | 0 | 0.90732 | 1.0775 | 4.5275 | 3.45 | 8592 | 221 | 8252 | 0 | 0 | 0 | 0.99867 | 0 | 112.8079 | 17.1986 | 8.9187 | -37.2866 | 1843.808 | 99.6637 | 0.39273 | 0 | 38150.9802 | 0 | 1.137 | 34.6851 | 25527.4367 | 0 | 0 | 0 | 11.52 | 122.88 | -1.5646e-06 | -6.2585e-07 | 325.8175 | 0.13517 | 0.13517 | 0.67195 | 0.031824 | 0.68397 | 135.3683 | 4486.6777 | -8.7033e-06 | -6.6516e-06 | 17138.2292 | 1 | 51 | 0.0013079 | 4.5493 | IC | IC
Puget Sound Navy Shipyard IC | BPAT | NW_BPAT | WA | Thermal | CombustionTurbine Gas | 12 | 3.6 | Oil_DistillateFuel_2 | 2001-01-01 | 2050-12-31 | 441.172 | 106.7729 | 28.2247 | 10.8855 | 11.106 | 2748 | 0 | 0 | 0.026142 | 1.6481 | 1.2123 | -0.43578 | 8592 | 747 | 313 | 0 | 0 | 0 | 1.2079 | 0 | 112.1185 | 17.7868 | 7.6412 | -35.6242 | 1692.3568 | 99.1547 | 0.045996 | 0 | 2748 | 0 | 0.13316 | 4.0622 | 3594.5609 | 0 | 0 | 394.2011 | 9.6 | 456 | 288 | 124.8 | 547.1892 | 0.13517 | 0.13517 | 0.67195 | 0.031824 | 0.68397 | 0.0034618 | 778.3414 | 0.20718 | 0.048649 | 0.19548 | 0 | 50 | 0.51803 | 1.2131 | GT | GT
Spi Anderson 2 ST | CIPV | CA_CISO | CA | Thermal | Bio | 25.335 | 6.15 | Bio_Wood | 2015-09-09 | 2050-12-31 | 109.0959 | 9.9233 | 2.6768 | 21.9856 | 21.476 | 169625.4193 | 0 | 0 | 0.7643 | 7.1895 | 18.5054 | 11.3159 | 8592 | 1231 | 7351 | 0 | 0 | 0.344 | 7.01 | 0 | 98.7627 | 9.5764 | 2.4958 | -58.4456 | 1802.7111 | 69.4868 | 2.1632 | 0 | 169625.4193 | 0 | 6.2625 | 191.0522 | 140609.8006 | 0 | 0 | 0 | 956.4664 | 663.6865 | 19.0013 | 6.5565e-05 | 950.0641 | 0.15866 | 0.00010078 | 4.7626 | 4.7626 | 4.7626 | 5569.4081 | 0.25017 | 713.9629 | 0.001469 | 2150.3251 | 4 | 50 | 0.016632 | 18.5139 | ST-OT | ST-OT
Strathcona Ior4 1 GT | AESO | AB_AESO | AB | Thermal | Bio | 43 | 32 | Bio_Other | 2020-08-24 | 2050-12-31 | 98.5535 | 11.3481 | -0.82824 | 37.4324 | 36.2961 | 314067.6489 | 0 | 0 | 0.83378 | 12.6839 | 30.9525 | 18.2686 | 8592 | 1230 | 7352 | 0 | 0 | 0.63692 | 12.3647 | 0 | 97.0779 | 11.0033 | -0.61594 | -25.0017 | 767.7424 | 69.5221 | 3.7894 | 0 | 314067.6222 | 0 | 10.9702 | 334.6696 | 246308.8138 | 0 | 0 | 0 | 68368.3097 | 179791.9485 | 161.3463 | 654.3059 | 1252.6899 | 1.8659 | 0.0078726 | 35.0857 | 35.06 | 35.06 | 369403.1303 | 128.2166 | 389.5643 | 5211.3615 | 23171.3735 | 22 | 50 | 0.019757 | 31.3508 | ST | ST
Woodland Biomass 1 ST | CIPV | CA_CISO | CA | Thermal | Bio | 23.795 | 10.1 | Bio_Wood | 1989-08-31 | 2050-12-31 | 111.7714 | 9.1685 | 7.5192 | 19.996 | 21.0833 | 160419.9418 | 0 | 0 | 0.76961 | 6.8297 | 17.9304 | 11.1007 | 8592 | 1233 | 7350 | 0 | 0 | 0.32533 | 6.6606 | 0 | 101.9093 | 8.3606 | 6.8582 | -28.2403 | 1952.7495 | 71.0559 | 2.0554 | 0 | 160419.9418 | 0 | 5.9504 | 181.5305 | 133602.1088 | 0 | 0 | 0 | 928.005 | 9650.8775 | 0 | 0 | 3408.6339 | 0.15866 | 0.00010078 | 4.7626 | 4.7626 | 4.7626 | 1156.6064 | 2.2379 | 0 | 0 | 4427.9426 | 0 | 50 | 0.022651 | 17.9359 | ST-OT | ST-OT
Front Range CC1a | WACM | RM_WACM | CO | Thermal | CombinedCycle Gas | 240 | 120 | NG_Colorado_Cheyenne | 2003-04-01 | 2050-12-31 | 155.3122 | 56.4828 | 4.1279 | 229.0654 | 225.0993 | 1683678.4131 | 0 | 0 | 0.80084 | 61.919 | 261.4958 | 199.5767 | 8472 | 459 | 7731 | 0 | 0 | 3.5357 | 56.5729 | 0 | 138.8675 | 48.6478 | 3.5292 | -23.658 | 2517.9136 | 211.7547 | 12.194 | 0 | 1683678.306 | 0 | 3.6582 | 487.7592 | 713347.8584 | 0 | 0 | 0 | 0.50366 | 241.8819 | 413.813 | 19542.1774 | 37673.8779 | 0.075305 | 0.00032051 | 86.4793 | 43.2396 | 43.2397 | 0.00038782 | 0.19742 | 3436.0119 | 147541.137 | 371482.9388 | 160 | 49 | 0.43082 | 262.0182 | CC 7FA (7241FA GE) | CC F
Kettle Falls 1 ST | AVA | NW_AVA | WA | Thermal | Bio | 50.7 | 46.7 | Bio_Wood | 1983-01-01 | 2050-12-31 | 122.2248 | 25.0834 | 0.452 | 42.8522 | 44.4464 | 322405.4197 | 0 | 0 | 0.72592 | 15.2804 | 39.4059 | 24.1255 | 8592 | 1242 | 7341 | 0 | 0 | 0.65383 | 14.9279 | 0 | 108.2172 | 21.4288 | 0.09792 | -32.6884 | 2328.5376 | 109.5644 | 4.6067 | 0 | 322405.3956 | 0 | 13.3363 | 406.8506 | 299432.285 | 0 | 0 | 0 | 9717.1817 | 140811.4262 | 8554.8835 | 19330.2907 | 21898.1313 | 0.0011683 | 0.0011677 | 1.4929 | 0.031824 | 2.0045 | 1.784 | 26.1596 | 41.3861 | 2042.6504 | 48605.4225 | 68 | 49 | 0.38774 | 39.4567 | ST-OT | ST-OT
Quincy Biomass 1 ST | CIPV | CA_CISO | CA | Thermal | Bio | 22.395 | 10 | Bio_Wood | 2018-05-17 | 2050-12-31 | 97.3216 | 2.0989 | 0.33089 | 19.3514 | 19.126 | 118444.7453 | 0 | 0 | 0.60375 | 5.1663 | 11.5272 | 6.3609 | 8592 | 1227 | 7350 | 0 | 0 | 0.2402 | 5.0222 | 0 | 71.1671 | -15.5065 | -0.016943 | -136.5027 | 1811.3907 | 81.4894 | 1.5498 | 0 | 118444.7453 | 0 | 4.4867 | 136.8776 | 100738.6498 | 0 | 0 | 0 | 100.7775 | 0 | 12.1118 | 388.527 | 7567.8212 | 0.15866 | 0.00010078 | 4.7626 | 4.7626 | 4.7626 | 871.4937 | 0 | 539.2902 | 12227.073 | 81529.2035 | 115 | 49 | 0.3085 | 11.6224 | ST | ST-OT
Rocky Mtn CC1b | PSCO | RM_PSCO | CO | Thermal | CombinedCycle Gas | 307.5 | 106.3547 | NG_Colorado_Cheyenne | 2004-06-01 | 2049-12-31 | 170.8451 | 66.9888 | 4.0462 | 291.3946 | 291.3783 | 1725151.8697 | 0 | 0 | 0.64044 | 63.2464 | 294.7337 | 231.4873 | 8472 | 459 | 7710 | 0 | 0 | 3.1053 | 57.4335 | 0 | 139.265 | 49.6846 | 2.8898 | -25.6259 | 2510.2646 | 214.0985 | 12.3382 | 0 | 1725151.87 | 0 | 3.7014 | 493.5261 | 721781.8615 | 0 | 0 | 0 | 1261.4667 | 3713.8182 | 7988.0592 | 2192.8835 | 518211.2416 | 0.42135 | 0.055066 | 119.3454 | 43.2396 | 76.1058 | 7979.8556 | 34868.8733 | 507718.8377 | 4441.2274 | 30444740.7979 | 1301 | 49 | 0.52225 | 325.7334 | CC 501FD2 | CC F
Wheelabrator Shasta 1 ST | CIPV | CA_CISO | CA | Thermal | Bio | 37.5 | 7.012 | Bio_Wood | 2017-12-01 | 2050-12-31 | 103.6141 | 10.7082 | 1.6817 | 32.5423 | 31.7053 | 251671.4173 | 0 | 0 | 0.76612 | 10.0733 | 26.0767 | 16.0034 | 8592 | 1239 | 7344 | 0 | 0 | 0.51039 | 9.8106 | 0 | 97.8491 | 9.4868 | 1.6717 | -33.2906 | 1781.7054 | 68.4126 | 3.0275 | 0 | 251671.4173 | 0 | 8.7646 | 267.3823 | 196786.9621 | 0 | 0 | 0 | 1828.125 | 44753.4077 | 0 | 0 | 6836.9547 | 0.15866 | 0.00010078 | 4.7626 | 4.7626 | 4.7626 | 8005.7873 | 7.8751 | 0 | 0 | 3581.2105 | 2 | 49 | 0.024264 | 26.0883 | ST-OT | ST-OT
Celgar Green Energy 2 ST | BCHA | BC_BCHA | BC | Thermal | Bio | 18.42 | 6.959 | Bio_Blk_Liquor | 2020-09-25 | 2050-12-31 | 102.9845 | 13.3233 | 0.72815 | 15.8987 | 15.7109 | 133504.1505 | 0 | 0 | 0.82737 | 0.15287 | 13.7489 | 13.596 | 8592 | 1236 | 7317 | 0 | 0 | 0.27074 | 0.019897 | 0 | 99.7144 | 12.4035 | 0.62033 | -34.311 | 1037.4401 | 80.1989 | 1.7608 | 0 | 133504.1505 | 0 | 5.0975 | 155.5095 | 114451.2748 | 0 | 0 | 0 | 256.7748 | 90.6264 | 2.5749e-05 | 2.861e-06 | 1.0014e-05 | 0.00013821 | 0.00013721 | 0.00014044 | 0.00013944 | 0.00013842 | 0.13737 | 0.05031 | 1.4444e-08 | 1.6052e-09 | 5.6069e-09 | 2 | 48 | 0.0004084 | 13.7488 | ST-OT | ST-NG
Grande Prairie Ecopower Gpec 1 ST | AESO | AB_AESO | AB | Thermal | Bio | 18 | 8.1 | Bio_Wood | 2021-12-02 | 2050-12-31 | 103.1575 | 10.3836 | 4.2765 | 15.5713 | 15.303 | 129290.427 | 0 | 0 | 0.81995 | 5.6504 | 13.3373 | 7.6869 | 8592 | 1236 | 7349 | 0 | 0 | 0.2622 | 5.5225 | 0 | 101.6353 | 10.9805 | 3.9643 | -29.0184 | 749.6047 | 68.1913 | 1.7042 | 0 | 129290.427 | 0 | 4.9337 | 150.513 | 110773.9271 | 0 | 0 | 0 | 35362.6941 | 70106.7347 | 601.6739 | 1309.0195 | 1080.8745 | 1.8659 | 0.0078726 | 35.0857 | 35.06 | 35.06 | 95306.8128 | 48.1388 | 2467.1519 | 15763.3889 | 9400.7069 | 9 | 48 | 0.00444 | 13.4603 | ST | ST
Marina Land Fill Gas 1 ST | CISC | CA_CISO | CA | Thermal | Steam-Gas | 4.227 | 2 | Bio_Landfill_Gas | 2007-09-01 | 2050-12-31 | 91.2594 | -4.7514 | -1.5719 | 3.6632 | 3.5435 | 27435.7432 | 0 | 0 | 0.74094 | 1.0911 | 2.5038 | 1.4126 | 8736 | 1271 | 7456 | 0 | 0 | 0.028438 | 1.0619 | 0 | 79.7686 | -5.496 | -1.4259 | -26.0566 | 2042.7878 | 73.1418 | 0.41759 | 0 | 27435.7432 | 0 | 1.2089 | 36.8808 | 27143.3836 | 0 | 0 | 0 | 12.681 | 0 | 3.1703 | 31.7025 | 257.4496 | 0.15866 | 0.00010078 | 4.7626 | 4.7626 | 4.7626 | 91.0528 | 0 | 119.1207 | 296.7004 | 1301.2534 | 1 | 48 | 0.0038748 | 2.5056 | ST | ST-OT
Seneca Sustainable Energy Proj ST1 ST | BPAT | NW_BPAT | OR | Thermal | Bio | 19 | 9.5 | Bio_Wood | 2011-04-01 | 2050-12-31 | 118.6029 | 16.2638 | 9.2608 | 16.1515 | 16.5516 | 127891.3141 | 0 | 0 | 0.76839 | 5.556 | 15.1683 | 9.6123 | 8592 | 1237 | 7343 | 0 | 0 | 0.25936 | 5.4227 | 0 | 111.606 | 16.3567 | 8.5588 | -37.9829 | 1852.9653 | 97.3435 | 1.6734 | 0 | 127891.3141 | 0 | 4.8445 | 147.7931 | 108772.1954 | 0 | 0 | 0 | 14.25 | 400.4458 | -2.3246e-06 | 14.25 | 1476.6138 | 0.13517 | 0.13517 | 0.67195 | 0.031824 | 0.68397 | 264.6789 | 16878.5245 | -9.0139e-06 | 60.6477 | 57636.6386 | 4 | 48 | 0.049202 | 15.2431 | ST-BIO | ST-OT
Stoltze Biomass ST1 ST | BPAT | NW_BPAT | MT | Thermal | Bio | 2.89 | 1.445 | Bio_Wood | 2013-10-30 | 2050-12-31 | 123.8641 | 25.0859 | 2.9724 | 2.4556 | 2.5216 | 18040.7779 | 0 | 0 | 0.71261 | 0.94233 | 2.2346 | 1.2923 | 8592 | 1234 | 7344 | 0 | 0 | 0.036586 | 0.92289 | 0 | 109.4337 | 20.6248 | 2.1183 | -45.4232 | 1825.3639 | 105.7525 | 0.2848 | 0 | 18040.7779 | 0 | 0.82449 | 25.1528 | 18511.8713 | 0 | 0 | 0 | 2.1675 | 58.5225 | 10.8375 | -4.4703e-08 | 269.4165 | 0.13517 | 0.13517 | 0.67195 | 0.031824 | 0.68397 | 0.0023284 | 1894.2709 | 41.0131 | -5.8289e-08 | 9322.5746 | 3 | 48 | 0.022192 | 2.2459 | ST-BIO | ST-OT
Walnut Energy CC1a | TIDC | CA_TIDC | CA | Thermal | CombinedCycle Gas | 134.5 | 87.5 | NG_Cal_PG&E LT | 2006-03-01 | 2050-12-31 | 132.0535 | 9.8 | 2.9373 | 128.3459 | 127.6711 | 555132.108 | 0 | 0 | 0.47116 | 64.8857 | 73.3071 | 8.4214 | 8496 | 419 | 4451 | 0 | 0 | 1.1658 | 34.9753 | 0 | 104.5699 | 15.0576 | 2.8218 | -11.7812 | 1880.2371 | 65.7869 | 4.3135 | 0 | 555132.108 | 0 | 1.2941 | 172.5415 | 252342.0006 | 0 | 0 | 27673.3374 | 6390.4337 | 14465.7568 | 5202.9886 | 0 | 13851.5531 | 68.9916 | 47.7983 | 72.6541 | 0.031824 | 64.5133 | 279765.1784 | 1156785.717 | 419350.1116 | 0 | 1133512.5488 | 533 | 48 | 1.3842 | 76.2965 | CC 7EA | CC E
Amalgamated Sugar Nampa 1 ST | IPTV | BS_IPCO | ID | Thermal | Steam-Gas | 2.2 | 0.44 | NG_Idaho_Opal | 1948-10-01 | 2051-12-31 | 189.2125 | 55.2045 | 10.783 | 1.8556 | 1.9359 | 5936.3472 | 0 | 0 | 0.30803 | 1.0226 | 1.1232 | 0.10066 | 8424 | 1239 | 7196 | 0 | 0 | 0.0061532 | 0.53194 | 0 | 117.2746 | 24.4421 | 6.1419 | -31.2259 | 1947.9705 | 127.8525 | 0.10374 | 0 | 5936.3472 | 0 | 0.031122 | 4.1495 | 6068.7081 | 0 | 0 | 478.9546 | 6.6 | 3.3 | 66.2659 | 1.65 | 2992.3608 | 0.015242 | 0.010783 | 14.1881 | 0.031824 | 14.1563 | 60.5003 | 22.1871 | 539.0286 | 0.0019922 | 102671.0779 | 1 | 47 | 0.23592 | 1.2265 | ST-OT | ST-OT
Apf Athabasca Afg1 4 ST | AESO | AB_AESO | AB | Thermal | Bio | 32 | 9.6 | Bio_Other | 2012-02-27 | 2050-12-31 | 94.6315 | 10.0645 | -4.167 | 27.6511 | 27.1788 | 229321.7119 | 0 | 0 | 0.81807 | 9.5391 | 21.7011 | 12.1619 | 8592 | 1244 | 7345 | 0 | 0 | 0.46506 | 9.3207 | 0 | 93.6583 | 10.8585 | -3.8907 | -24.9954 | 740.6235 | 67.4047 | 2.8565 | 0 | 229321.7119 | 0 | 8.2695 | 252.278 | 185670.5515 | 0 | 0 | 0 | 48950.3354 | 137574.7453 | 441.9258 | 2011.4064 | 3264.9584 | 1.8659 | 0.0078726 | 35.0857 | 35.06 | 35.06 | 207438.312 | 1775.0532 | 2657.5874 | 29271.3447 | 32768.9326 | 28 | 47 | 0.014774 | 21.975 | ST | ST
Bangor Submarine Base IC2 IC | BPAT | NW_BPAT | WA | Thermal | ICE | 10 | 3 | Oil_DistillateFuel_2 | 2001-12-01 | 2050-12-31 | 476.0077 | 119.9577 | 38.2305 | 9.3049 | 9.3819 | 2040.9952 | 0 | 0 | 0.023299 | 1.2959 | 0.97153 | -0.32436 | 8592 | 581 | 298 | 0 | 0 | 0 | 0.94994 | 0 | 114.2608 | 17.6624 | 9.9079 | -36.652 | 1774.583 | 100.6977 | 0.036172 | 0 | 2040.9952 | 0 | 0.10472 | 3.1947 | 2826.8597 | 0 | 0 | 310.0104 | 20 | 530.9952 | 265 | 95 | 579.0049 | 0.13517 | 0.13517 | 0.67195 | 0.031824 | 0.68397 | 0.008849 | 810.7922 | 0.19554 | 0.0341 | 0.20827 | 1 | 47 | 0.37871 | 0.97234 | GT | GT
Bantry Alp1 1 GT | AESO | AB_AESO | AB | Thermal | CombustionTurbine Gas | 7 | 3.08 | NG_Alberta_NOVA | 1985-01-01 | 2050-12-31 | 94.422 | 10.5073 | -2.835 | 6.0051 | 6.1018 | 12666.5 | 0 | 0 | 0.20656 | 1.9237 | 1.196 | -0.72769 | 8424 | 1195 | 7226 | 0 | 0 | 0.013129 | 0.91579 | 0 | 93.3865 | 9.6673 | -2.9713 | -25.4281 | 760.6649 | 70.7176 | 0.21079 | 0 | 12666.5 | 0 | 0.063238 | 8.4318 | 12331.4342 | 0 | 0 | 973.2215 | 0 | 0 | 14428.7219 | 14836.8013 | 6616.7643 | 1.8659 | 0.0078726 | 35.0857 | 35.06 | 35.06 | 0 | 0 | 376426.1786 | 540711.0789 | 465487.8508 | 0 | 47 | 0.40145 | 2.5786 | ST-OT | ST-OT
Clearwater Paper Ipp Lewiston 4 ST | AVA | NW_AVA | ID | Thermal | Bio | 24 | 19.5 | Bio_Wood | 1950-01-01 | 2050-12-31 | 113.819 | 17.1243 | 4.6674 | 21.2103 | 19.8675 | 160358.4513 | 0 | 0 | 0.76274 | 6.8355 | 18.2518 | 11.4164 | 8592 | 1221 | 7370 | 0 | 0 | 0.3252 | 6.6698 | 0 | 110.4234 | 19.093 | 4.6398 | -34.3713 | 1823.8589 | 102.1589 | 2.0583 | 0 | 160358.4513 | 0 | 5.9587 | 181.7814 | 133786.7156 | 0 | 0 | 0 | 1660.7105 | 4571.6878 | 374.0015 | 11807.1701 | 4340.3817 | 0.0011683 | 0.0011677 | 1.4929 | 0.031824 | 2.0045 | 0.33073 | 0.99708 | 6.3631 | 739.5082 | 5111.9081 | 16 | 47 | 0.089581 | 18.2577 | ST-OT | ST-OT
Edson Tlm2 2 GT | AESO | AB_AESO | AB | Thermal | CombustionTurbine Gas | 6.5 | 2.86 | NG_Alberta_NOVA | 2004-01-01 | 2051-12-31 | 91.8755 | 8.5281 | -3.3692 | 5.6533 | 5.5386 | 11730.875 | 0 | 0 | 0.20602 | 1.7973 | 1.0778 | -0.71947 | 8424 | 1205 | 7213 | 0 | 0 | 0.012159 | 0.85636 | 0 | 94.4197 | 11.0529 | -3.3237 | -25.2123 | 750.0264 | 68.1125 | 0.19695 | 0 | 11730.875 | 0 | 0.059084 | 7.8778 | 11521.335 | 0 | 0 | 909.2868 | 0 | 0 | 9781.6705 | 12578.3985 | 5115.6628 | 1.8659 | 0.0078726 | 35.0857 | 35.06 | 35.06 | 0 | 0 | 319286.3382 | 470672.7433 | 361790.0297 | 0 | 47 | 0.37652 | 2.2295 | ST-OT | ST-OT
Evergreen Biopower Frere 1 ST | PACW | NW_PACW | OR | Thermal | Bio | 10 | 3 | Bio_Wood | 2007-09-01 | 2050-12-31 | 120.3985 | 18.6188 | 8.1054 | 8.7052 | 8.4272 | 66986.0791 | 0 | 0 | 0.76468 | 3.097 | 8.065 | 4.968 | 8592 | 1235 | 7351 | 0 | 0 | 0 | 3.0288 | 0 | 110.7362 | 16.7508 | 7.2949 | -37.1996 | 1823.6718 | 97.4853 | 0.93468 | 0 | 66986.0791 | 0 | 2.7059 | 82.5492 | 60754.1996 | 0 | 0 | 0 | 21173.8942 | 11527.8725 | 2922.144 | 0 | 3601.7791 | 27.0174 | 18.7409 | 65.6973 | 0.031824 | 65.2925 | 885169.6988 | 350156.547 | 182508.8093 | 0 | 247760.1791 | 54 | 47 | 0.0029215 | 9.7306 | ST-OT | ST-OT
Medicine Hat 1 Cmh1 3 GT | AESO | AB_AESO | AB | Thermal | Steam-Gas | 25 | 10 | NG_Alberta_NOVA | 2007-02-01 | 2050-12-31 | 252.4411 | -6.4703 | -13.8924 | 21.2179 | 22.0613 | 2356.5 | 0 | 0 | 0.01076 | 0.53144 | 0.59488 | 0.063441 | 8424 | 1203 | 387 | 0 | 0 | 0.00068338 | 0.20735 | 0 | 98.3972 | 10.0562 | 1.6504 | -26.0275 | 776.4988 | 73.1766 | 0.047086 | 0 | 2356.5 | 0 | 0.014126 | 1.8834 | 2754.5248 | 0 | 0 | 217.3926 | 82 | 533 | 583.038 | 1189 | 5546.462 | 1.8659 | 0.0078726 | 35.0857 | 35.06 | 35.06 | 0.069444 | 0.36911 | 101352.8148 | 83694.3171 | 713625.3472 | 0 | 47 | 0.030654 | 1.4936 | ST | ST
Saddle Hills 1 GT | AESO | AB_AESO | AB | Thermal | CombustionTurbine Gas | 10 | 4.4 | NG_Alberta_NOVA | 2019-07-04 | 2051-12-31 | 106.706 | 9.6082 | 9.1997 | 8.5592 | 8.7224 | 18089.364 | 0 | 0 | 0.2065 | 2.6412 | 1.9302 | -0.71091 | 8424 | 1203 | 7213 | 0 | 0 | 0.01875 | 1.2581 | 0 | 106.7361 | 10.9799 | 9.0656 | -29.9625 | 777.4844 | 70.016 | 0.28922 | 0 | 18089.364 | 0 | 0.086765 | 11.5686 | 16919.141 | 0 | 0 | 1335.2925 | 0 | 0 | 10663.2505 | 16448.6287 | 12025.4541 | 1.8659 | 0.0078726 | 35.0857 | 35.06 | 35.06 | 0 | 0 | 405280.3203 | 659603.9788 | 837267.1499 | 1 | 47 | 0.40377 | 3.8324 | ST-OT | ST-OT
Argus Cogeneration 1 OT | CISC | CA_CISO | CA | Thermal | Coal | 16.783 | 8.283 | Coal_CA_South | 2013-11-15 | 2050-12-31 | 71.4039 | -18.3617 | -7.6698 | 14.11 | 15.0139 | 31021.8917 | 0 | 0 | 0.21101 | 6.1889 | 2.2151 | -3.9739 | 8424 | 1200 | 7217 | 0 | 0 | 0.098562 | 1.1165 | 0 | 58.488 | -20.9661 | -7.2364 | -38.677 | 1970.2103 | 76.3979 | 0.4473 | 0 | 31021.8917 | 0 | 73.8733 | 85.5263 | 45520.1389 | 0 | 0 | 4992.0115 | 0 | 0 | 100.698 | 3428.9689 | 26262.8182 | 0.15866 | 0.00010078 | 4.7626 | 4.7626 | 4.7626 | 0 | 0 | 796.8652 | 30708.9643 | 269708.6578 | 4 | 46 | 4.0267 | 2.5163 | ST-OT | ST-OT
Greater Nanaimo Pcc 1 IC | BCHA | BC_BCHA | BC | Thermal | ICE | 1 | 0.2 | Bio_Landfill_Gas | 2012-09-26 | 2050-12-31 | 113.5707 | 16.279 | 6.9146 | 0.97294 | 0.97765 | 7981.2009 | 0 | 0 | 0.9111 | 0.26134 | 0.90643 | 0.64509 | 8592 | 220 | 8250 | 0 | 0 | 0.016186 | 0.24488 | 0 | 109.0499 | 15.678 | 6.6813 | -30.219 | 1094.7085 | 90.0656 | 0.0963 | 0 | 7981.2 | 0 | 0.27879 | 8.5051 | 6259.5246 | 0 | 0 | 0 | 0 | 0 | 0 | 0 | 0 | 0.00013821 | 0.00013721 | 0.00014044 | 0.00013944 | 0.00013842 | 0 | 0 | 0 | 0 | 0 | 0 | 46 | 0.0010078 | 0.90643 | IC | IC
Pueblo Airport 3 CC | PSCO | RM_PSCO | CO | Thermal | CombinedCycle Gas | 47 | 24.37 | NG_Colorado_Cheyenne | 2012-01-01 | 2050-12-31 | 151.4815 | 53.7596 | 3.8898 | 44.9227 | 44.5488 | 329887.3104 | 0 | 0 | 0.80124 | 13.3883 | 49.9718 | 36.5835 | 8472 | 416 | 7950 | 0 | 0 | 0.69276 | 12.7848 | 0 | 138.6441 | 48.5897 | 3.3638 | -25.0428 | 2511.3755 | 210.6709 | 2.7482 | 0 | 329887.3104 | 0 | 0.82445 | 109.9263 | 160767.1771 | 0 | 0 | 0 | 2410.9703 | 7705.3884 | 2574.8201 | 336.6995 | 40666.34 | 0.42135 | 0.055066 | 119.3454 | 43.2396 | 76.1058 | 1001.2313 | 4731.1228 | 81822.1728 | 892.8707 | 1135370.6365 | 66 | 46 | 0.14599 | 51.1957 | CC LM6000 | CC LM
Snowflake White Mountain 1 ST | AZPS | SW_AZPS | AZ | Thermal | Bio | 14 | 8.4 | Bio_Wood | 2008-06-10 | 2050-12-31 | 63.5001 | -30.911 | -7.0739 | 11.8357 | 12.3157 | 64961.1106 | 0 | 0 | 0.52969 | 2.9912 | 4.125 | 1.1338 | 8592 | 1230 | 7355 | 0 | 0 | 0.13174 | 2.9098 | 0 | 47.9468 | -31.9209 | -6.8228 | -26.4479 | 1939.0466 | 68.5035 | 0.89794 | 0 | 64961.1106 | 0 | 2.5995 | 79.3043 | 58366.0728 | 0 | 0 | 0 | 3256.7154 | 683.1139 | 1909.8708 | 1349.734 | 6848.3383 | 0.94841 | 0.0016464 | 11.9962 | 5.1679 | 6.8283 | 13840.4114 | 0.5623 | 7622.5549 | 1.0385 | 36915.3109 | 25 | 46 | 0.2777 | 4.1834 | ST-OT | ST-OT
Tata Chemicals 2 ST | PAWY | BS_PACE | WY | Thermal | Steam-Gas | 15 | 3 | Coal_WY_SW | 2019-01-01 | 2038-12-31 | 175.3049 | 62.5699 | 1.6357 | 12.8534 | 13.0257 | 30120.2252 | 0 | 0 | 0.22923 | 4.5846 | 5.2802 | 0.69558 | 8424 | 1212 | 7195 | 0 | 0 | 0.03122 | 0.87593 | 0 | 117.1957 | 29.6055 | 0.89965 | -25.7196 | 2079.5439 | 149.8853 | 0.44886 | 0 | 30120.2233 | 0 | 15.71 | 22.4428 | 46052.6261 | 0 | 0 | 3634.5655 | 4.35 | 15.361 | 6712.8568 | 0 | 70279.9809 | 7.007 | 5.9428 | 85.5427 | 0.031824 | 85.5024 | 0.0054054 | 1613.5238 | 337160.1465 | 0 | 5895670.0805 | 2 | 46 | 0.15337 | 11.5147 | ST-OT | ST-OT
Weldwood 1 Wwd1 1 ST | AESO | AB_AESO | AB | Thermal | Bio | 20 | 5.94 | Bio_Other | 2000-01-01 | 2050-12-31 | 101.9135 | 12.9376 | 1.0582 | 17.0911 | 17.3179 | 142385.0414 | 0 | 0 | 0.8127 | 6.2082 | 14.511 | 8.3028 | 8592 | 1233 | 7349 | 0 | 0 | 0.041292 | 6.0684 | 0 | 98.0977 | 10.9352 | 0.47188 | -26.5218 | 776.0897 | 69.2899 | 1.8598 | 0 | 142385.0414 | 0 | 5.384 | 164.2502 | 120884.2064 | 0 | 0 | 0 | 30155.1119 | 83681.2209 | 1695.585 | 1591.615 | 1307.7404 | 1.8659 | 0.0078726 | 35.0857 | 35.06 | 35.06 | 101314.152 | 58.3013 | 17621.6602 | 13351.2893 | 11887.9757 | 7 | 46 | 0.0092941 | 14.6552 | ST-WDS | ST-NG
Weyerhaeuser Wey1 1 ST | AESO | AB_AESO | AB | Thermal | Bio | 48 | 14.4 | Bio_Wood | 2011-03-01 | 2050-12-31 | 104.2059 | 9.7543 | 5.7693 | 41.6636 | 40.5695 | 350782.1566 | 0 | 0 | 0.83424 | 13.9909 | 36.5536 | 22.5627 | 8592 | 1239 | 7353 | 0 | 0 | 0.10173 | 13.6562 | 0 | 103.5184 | 10.9779 | 5.85 | -29.4634 | 763.0597 | 68.9034 | 4.2142 | 0 | 350782.1566 | 0 | 12.2001 | 372.1908 | 273923.4958 | 0 | 0 | 0 | 71964.2008 | 208301.2029 | 132.6139 | 887.9203 | 1141.3168 | 1.8659 | 0.0078726 | 35.0857 | 35.06 | 35.06 | 371346.6183 | 147.7926 | 3579.9257 | 12899.3466 | 11556.9246 | 16 | 46 | 0.0056202 | 36.9531 | ST-WDS | ST-NG
Yellowstone Energy 1 ST | NWMT | NW_NWMT | MT | Thermal | Steam-Gas | 60.89 | 25.6 | Petroleum Coke | 1995-06-01 | 2050-12-31 | 129.7408 | 31.6782 | 1.399 | 53.4329 | 51.2793 | 360107.8881 | 0 | 0 | 0.67512 | 7.1064 | 46.7207 | 39.6143 | 8424 | 1201 | 7222 | 0 | 0 | 1.1441 | 6.7212 | 0 | 114.8923 | 27.0448 | 1.157 | -97.0955 | 1658.5309 | 116.5601 | 4.2365 | 0 | 360107.8881 | 0 | 741.3875 | 59.311 | 474487.9705 | 0 | 0 | 0 | 13133.9964 | 64748.0809 | 14611.8645 | 1765.6451 | 62874.9051 | 9.0549 | 8.0429 | 75.1759 | 0.031824 | 75.1075 | 202037.1459 | 1497861.9373 | 888938.3771 | 635.6239 | 3926715.029 | 1041 | 46 | 0.006469 | 53.2369 | ST-OT | ST-OT
Bangor Submarine Base IC | BPAT | NW_BPAT | WA | Thermal | ICE | 8 | 4 | Oil_DistillateFuel_2 | 2001-12-01 | 2050-12-31 | 489.5353 | 127.9879 | 40.9592 | 7.5779 | 7.3422 | 1620 | 0 | 0 | 0.023116 | 1.0083 | 0.79305 | -0.2152 | 8592 | 569 | 297 | 0 | 0 | 0.0036504 | 0.73938 | 0 | 114.2608 | 17.6624 | 9.9079 | -36.652 | 1774.583 | 100.6977 | 0.028154 | 0 | 1620 | 0 | 0.081507 | 2.4865 | 2200.2696 | 0 | 0 | 241.2948 | 0 | 8 | 0 | -8.9407e-08 | 0 | 0.13517 | 0.13517 | 0.67195 | 0.031824 | 0.68397 | 0 | 648.4818 | 0 | -4.2519e-06 | 0 | 0 | 45 | 0.29987 | 0.7937 | GT | GT
Colmacdesert View 1 ST | IID | CA_IID | CA | Thermal | Bio | 49 | 10.5 | Bio_Wood | 1991-11-01 | 2050-12-31 | 78.3027 | -12.4481 | -10.0362 | 42.0927 | 42.1449 | 281693.417 | 0 | 0 | 0.65626 | 11.3521 | 22.0574 | 10.7053 | 8592 | 1231 | 7356 | 0 | 0 | 0.57127 | 11.041 | 0 | 62.9893 | -14.7829 | -8.9184 | -28.0753 | 1895.2415 | 68.3517 | 3.4072 | 0 | 281693.417 | 0 | 9.8638 | 300.9153 | 221466.4318 | 0 | 0 | 0 | 111.6152 | 1115.7286 | 355.1117 | 384.6385 | 27377.0258 | 0.30887 | 0.0049745 | 15.5549 | 5.1679 | 10.3853 | 0.061631 | 37.0108 | 9281.7286 | 9645.7964 | 794306.4451 | 186 | 45 | 0.097085 | 22.8706 | ST-OT | ST-OT
EDTI Edmonton 3 H2 Plant Cogen 1 GT | AESO | AB_AESO | AB | Thermal | CombustionTurbine Gas | 100 | 44 | NG_Alberta_NOVA | 2024-11-01 | 2051-12-31 | 98.3984 | 10.5178 | -0.6817 | 86.507 | 86.2307 | 181571.1945 | 0 | 0 | 0.20727 | 21.6983 | 17.8663 | -3.832 | 8424 | 1192 | 7224 | 0 | 0 | 0.1882 | 10.3019 | 0 | 97.298 | 10.9265 | -0.319 | -25.5999 | 759.5881 | 68.584 | 2.3688 | 0 | 181571.1944 | 0 | 0.71065 | 94.7538 | 138577.5149 | 0 | 0 | 10936.8151 | 0 | 0 | 9756.0711 | 41074.223 | 362981.3563 | 1.8659 | 0.0078726 | 35.0857 | 35.06 | 35.06 | 0 | 0 | 846168.2894 | 1166414.8763 | 16868259.7555 | 2 | 45 | 2.7698 | 36.7472 | ST-OT | ST-OT
Intenational Paper Energy Cent 4 ST | BPAT | NW_BPAT | OR | Thermal | Steam-Gas | 33 | 6.6 | Bio_Blk_Liquor | 1976-10-01 | 2051-12-31 | 116.6509 | 17.4212 | 9.386 | 28.5345 | 28.2831 | 234448.4216 | 0 | 0 | 0.81102 | 0.2603 | 27.3486 | 27.0883 | 8424 | 1213 | 7205 | 0 | 0 | 0.24301 | 0.032873 | 0 | 111.8448 | 16.3379 | 8.8164 | -38.071 | 1858.1597 | 97.4833 | 2.9091 | 0 | 234448.4216 | 0 | 8.4219 | 256.9277 | 189092.6316 | 0 | 0 | 0 | 92.254 | 428.0072 | 2.861e-06 | 1.1921e-06 | 646.1755 | 0.13517 | 0.13517 | 0.67195 | 0.031824 | 0.68397 | 3356.5453 | 26418.2806 | 1.387e-05 | 1.4618e-05 | 58250.8144 | 3 | 45 | 0.0007253 | 27.4367 | ST-OT | ST-OT
Mcmahon Gas 2 GT | BCHA | BC_BCHA | BC | Thermal | CombustionTurbine Gas | 2.5 | 1.1 | NG_BC_Sumas | 2013-11-11 | 2051-12-31 | 109.4801 | 4.8928 | 2.7224 | 2.1549 | 2.1537 | 11217.3817 | 0 | 0 | 0.51221 | 1.7859 | 1.2281 | -0.55786 | 8424 | 1211 | 7206 | 0 | 0 | 0.011627 | 0.85105 | 0 | 86.8526 | -1.3251 | 1.4872 | -79.7608 | 1061.3909 | 88.3048 | 0.19933 | 0 | 11217.3817 | 0 | 0.059798 | 7.9731 | 11660.6228 | 0 | 0 | 920.2797 | 0 | 0 | 0 | 0 | 0 | 0.00013821 | 0.00013721 | 0.00014044 | 0.00013944 | 0.00013842 | 0 | 0 | 0 | 0 | 0 | 1 | 45 | 0.84829 | 1.2281 | ST-OT | ST-OT
Mcmahon Gas 3 GT | BCHA | BC_BCHA | BC | Thermal | CombustionTurbine Gas | 2.5 | 1.1 | NG_BC_Sumas | 2013-11-11 | 2051-12-31 | 107.5874 | 5.2597 | 2.601 | 2.1929 | 2.0999 | 11220 | 0 | 0 | 0.51233 | 1.8052 | 1.2071 | -0.59805 | 8424 | 1211 | 7201 | 0 | 0 | 0.01163 | 0.86034 | 0 | 86.8526 | -1.3251 | 1.4872 | -79.7608 | 1061.3909 | 88.3048 | 0.20153 | 0 | 11220 | 0 | 0.060459 | 8.0612 | 11789.518 | 0 | 0 | 930.4524 | 0 | 0 | 0 | 0 | 0 | 0.00013821 | 0.00013721 | 0.00014044 | 0.00013944 | 0.00013842 | 0 | 0 | 0 | 0 | 0 | 0 | 45 | 0.83293 | 1.2071 | ST-OT | ST-OT
RathdrumCC-Total | AVA | NW_AVA | ID | Thermal | CombinedCycle Gas | 282 | 182 | NG_Washington_King | 2001-01-01 | 2050-12-31 | 115.4144 | 21.0389 | 1.4872 | 268.6028 | 266.2036 | 2082858.545 | 0 | 0 | 0.84315 | 78.5978 | 240.3919 | 161.7941 | 8280 | 447 | 7632 | 0 | 0 | 4.374 | 72.1904 | 0 | 108.1491 | 20.1344 | 1.3241 | -32.8466 | 1917.1943 | 103.519 | 14.6218 | 0 | 2082858.3439 | 0 | 4.3865 | 584.8701 | 855372.5266 | 0 | 0 | 0 | 26.6915 | 36.126 | 301.6507 | 16449.6251 | 6434.8674 | 0.0011683 | 0.0011677 | 1.4929 | 0.031824 | 2.0045 | 0.0095764 | 0.012926 | 0.26218 | 4810.9916 | 38401.1621 | 61 | 45 | 1.4953 | 240.4351 | CC 7FA+e | CC F
Shepard EC CC1a | AESO | AB_AESO | AB | Thermal | CombinedCycle Gas | 434 | 177.94 | NG_Alberta_NOVA | 2015-02-24 | 2050-12-31 | 105.7949 | 11.5542 | -2.8558 | 409.1565 | 414.5993 | 2827282.8126 | 0 | 0 | 0.74366 | 180.3566 | 299.112 | 118.7554 | 8424 | 456 | 7734 | 0 | 0 | 5.9373 | 83.2883 | 0 | 95.9348 | 11.387 | -2.1427 | -25.5185 | 773.5157 | 70.3875 | 19.0956 | 0 | 2827282.8152 | 0 | 5.7287 | 763.8242 | 1117092.8555 | 0 | 0 | 88163.2045 | 60306.378 | 346113.0848 | 6153.927 | 50377.1062 | 472742.1859 | 1.8659 | 0.0078726 | 35.0857 | 35.06 | 35.06 | 17484.1269 | 307.4244 | 313830.178 | 925356.9734 | 6543181.2481 | 525 | 45 | 4.5691 | 306.9122 | CC G | CC G
Sierra Pacific Ind Sonora 1 ST | CIPV | CA_CISO | CA | Thermal | Bio | 6.999 | 2.25 | Bio_Landfill_Gas | 2018-04-12 | 2050-12-31 | 105.5337 | 7.6056 | 3.4817 | 5.9647 | 6.1241 | 46006.1772 | 0 | 0 | 0.75037 | 1.7367 | 4.8552 | 3.1185 | 8448 | 1212 | 7231 | 0 | 0 | 0.0933 | 1.6899 | 0 | 96.3602 | 6.5064 | 3.1633 | -26.7154 | 1854.7111 | 67.9642 | 0.66457 | 0 | 46006.1772 | 0 | 1.9239 | 58.6936 | 43197.0681 | 0 | 0 | 0 | 110.2342 | 0 | 0 | 5.2492 | 162.7267 | 0.15866 | 0.00010078 | 4.7626 | 4.7626 | 4.7626 | 1070.8052 | 0 | 0 | 1034.741 | 548.3213 | 0 | 45 | 8.6823e-05 | 4.8579 | ST | ST-OT
Battle River 5 (BR5) 5 ST | AESO | AB_AESO | AB | Thermal | Steam-Gas | 395 | 79 | NG_Alberta_NOVA | 1981-01-01 | 2051-12-31 | 103.1626 | 15.0208 | -5.2353 | 346.7786 | 332.2185 | 913649.7648 | 0 | 0 | 0.26405 | 90.2356 | 94.2545 | 4.0189 | 8424 | 1203 | 7210 | 0 | 0 | 0.94702 | 42.867 | 0 | 91.9678 | 10.5456 | -5.2684 | -30.8108 | 746.5969 | 69.5992 | 9.8495 | 0 | 913649.7649 | 0 | 2.9549 | 393.9801 | 576195.8834 | 0 | 0 | 45474.5336 | 4054.6174 | 493.8987 | 3526.703 | 52396.4467 | 1468169.9267 | 1.8659 | 0.0078726 | 35.0857 | 35.06 | 35.06 | 152691.5187 | 0.55351 | 567356.7856 | 530670.3039 | 52658196.6843 | 2150 | 44 | 9.9439 | 148.1635 | ST-OT | ST-OT
Crofton 1 ST | BCHA | BC_BCHA | BC | Thermal | Steam-Gas | 43 | 8.6 | Bio_Blk_Liquor | 2022-11-01 | 2054-12-31 | 115.3277 | 16.7082 | 8.3197 | 37.7004 | 36.4029 | 307267.0391 | 0 | 0 | 0.81572 | 0.32738 | 35.4364 | 35.109 | 8424 | 1189 | 7206 | 0 | 0 | 0.31849 | 0.041932 | 0 | 110.4153 | 15.7555 | 7.9692 | -30.4963 | 1102.3646 | 91.0292 | 3.7108 | 0 | 307267.0391 | 0 | 10.7427 | 327.7298 | 241201.2605 | 0 | 0 | 0 | 0 | 0 | 0 | 0 | 0 | 0.00013821 | 0.00013721 | 0.00014044 | 0.00013944 | 0.00013842 | 0 | 0 | 0 | 0 | 0 | 3 | 44 | 0.0038569 | 35.4364 | ST-NG | ST-NG
ENMAX FMC DER Cogen 1 GT | AESO | AB_AESO | AB | Thermal | CombustionTurbine Gas | 7 | 3.08 | NG_Alberta_NOVA | 2025-10-04 | 2051-12-31 | 96.2249 | 10.197 | 1.4174 | 6.1836 | 5.8507 | 12643.75 | 0 | 0 | 0.20619 | 1.9351 | 1.2166 | -0.71841 | 8424 | 1194 | 7219 | 0 | 0 | 0.013106 | 0.92257 | 0 | 98.9668 | 11.0164 | 1.2599 | -26.2549 | 769.6237 | 69.3492 | 0.21233 | 0 | 12643.75 | 0 | 0.0637 | 8.4934 | 12421.5447 | 0 | 0 | 980.3332 | 0 | 0 | 9180.8908 | 11633.6824 | 5764.4628 | 1.8659 | 0.0078726 | 35.0857 | 35.06 | 35.06 | 0 | 0 | 334094.1658 | 484671.0536 | 436879.2246 | 0 | 44 | 0.382 | 2.4723 | ST-OT | ST-OT
Lincoln Biomass 1 ST | CIPV | CA_CISO | CA | Thermal | Bio | 16.05 | 4.39 | Bio_Wood | 1986-06-03 | 2050-12-31 | 109.9004 | 9.6275 | 6.2653 | 13.8 | 13.7913 | 107101.6449 | 0 | 0 | 0.76176 | 4.7317 | 11.7705 | 7.0388 | 8592 | 1230 | 7357 | 0 | 0 | 0.2172 | 4.6253 | 0 | 101.0329 | 8.5612 | 5.7811 | -28.2763 | 1924.9288 | 70.2796 | 1.4274 | 0 | 107101.6449 | 0 | 4.1322 | 126.0612 | 92778.0011 | 0 | 0 | 0 | 505.575 | 4650.9785 | -5.3644e-07 | -1.0014e-05 | 2527.8741 | 0.15866 | 0.00010078 | 4.7626 | 4.7626 | 4.7626 | 491.0809 | 1.2125 | -6.2259e-06 | -0.00024195 | 655.9687 | 0 | 44 | 0.00067845 | 11.7717 | ST-OT | ST-OT
Longview Fibre 1 ST1 ST | BPAT | NW_BPAT | WA | Thermal | Bio | 10 | 8.75 | Bio_Blk_Liquor | 1949-01-01 | 2050-12-31 | 112.4724 | 16.8922 | 7.168 | 8.16 | 8.7445 | 72433.7522 | 0 | 0 | 0.82687 | 0.078873 | 8.1468 | 8.0679 | 8592 | 1400 | 7356 | 0 | 0 | 0.14689 | 0.011199 | 0 | 111.2407 | 17.473 | 7.0772 | -36.5033 | 1755.2451 | 98.166 | 0.99107 | 0 | 72433.7522 | 0 | 2.8692 | 87.5297 | 64419.7184 | 0 | 0 | 0 | 17103.2121 | 36940.5402 | 7.5001 | 0.0002569 | 1118.7496 | 0.13517 | 0.13517 | 0.67195 | 0.031824 | 0.68397 | 583.9251 | 7448.1326 | 0.0053988 | 1.8306e-05 | 24241.2568 | 5 | 44 | 0.00086937 | 8.1791 | ST-OT | ST-OT
Mcmahon Gas 1 GT | BCHA | BC_BCHA | BC | Thermal | CombustionTurbine Gas | 2.5 | 1.1 | NG_BC_Sumas | 2013-11-11 | 2051-12-31 | 112.9827 | 7.1318 | 3.0084 | 2.1768 | 2.1247 | 11363.2174 | 0 | 0 | 0.51887 | 1.8098 | 1.2838 | -0.52593 | 8424 | 1208 | 7205 | 0 | 0 | 0.011778 | 0.86262 | 0 | 86.8526 | -1.3251 | 1.4872 | -79.7608 | 1061.3909 | 88.3048 | 0.20202 | 0 | 11363.2174 | 0 | 0.060606 | 8.0808 | 11818.1278 | 0 | 0 | 932.7103 | 0 | 0 | 0 | 0 | 0 | 0.00013821 | 0.00013721 | 0.00014044 | 0.00013944 | 0.00013842 | 0 | 0 | 0 | 0 | 0 | 1 | 44 | 0.81795 | 1.2838 | ST-OT | ST-OT
Sierra Pacific Aberdeen ST1 ST | BPAT | NW_BPAT | WA | Thermal | Bio | 16.6 | 8.1 | Bio_Wood | 2003-02-01 | 2050-12-31 | 119.8152 | 19.1183 | 7.4833 | 14.0984 | 14.4563 | 112383.4159 | 0 | 0 | 0.77284 | 4.939 | 13.4652 | 8.5262 | 8592 | 1242 | 7350 | 0 | 0 | 0.22791 | 4.8313 | 0 | 111.0272 | 17.5955 | 6.7412 | -36.3494 | 1720.697 | 97.9737 | 1.4909 | 0 | 112383.4159 | 0 | 4.3162 | 131.6755 | 96910.0304 | 0 | 0 | 0 | 12428.6685 | 69452.25 | 293.639 | 125.9598 | 9206.9877 | 0.13517 | 0.13517 | 0.67195 | 0.031824 | 0.68397 | 732.2048 | 14282.547 | 0.27997 | 104.2495 | 46294.2006 | 2 | 44 | 0.040581 | 13.5267 | ST-OT | ST-OT
SlaveLakePulp | AESO | AB_AESO | AB | Thermal | Bio | 9 | 7 | Bio_Other | 2015-08-03 | 2050-12-31 | 103.1253 | 9.7212 | 3.1229 | 7.8067 | 7.6416 | 64248.4942 | 0 | 0 | 0.81492 | 3.0197 | 6.6256 | 3.606 | 8592 | 1228 | 7358 | 0 | 0 | 0.018632 | 2.9583 | 0 | 100.8382 | 10.9803 | 3.1674 | -26.6254 | 783.0402 | 70.1161 | 0.90663 | 0 | 64248.4942 | 0 | 2.6247 | 80.0716 | 58930.7568 | 0 | 0 | 0 | 14289.6356 | 35862.2262 | 840.544 | 800.8611 | 332.0981 | 1.8659 | 0.0078726 | 35.0857 | 35.06 | 35.06 | 27116.612 | 497.4481 | 9370.0615 | 5702.0958 | 2905.1385 | 1 | 44 | 0.0051606 | 6.6712 | ST-WDS | ST-NG
Wadham Energy Lp 1 ST | CIPV | CA_CISO | CA | Thermal | Bio | 29.07 | 1.77 | Bio_Wood | 1989-03-24 | 2050-12-31 | 102.7827 | 8.8793 | -0.58035 | 25.0797 | 24.8266 | 194100.388 | 0 | 0 | 0.76221 | 8.0822 | 19.9502 | 11.868 | 8592 | 1234 | 7346 | 0 | 0 | 0.39363 | 7.8894 | 0 | 94.4513 | 8.3141 | -0.5533 | -25.858 | 1717.925 | 63.7138 | 2.4346 | 0 | 194100.388 | 0 | 7.0482 | 215.0217 | 158250.7835 | 0 | 0 | 0 | 1410.1548 | 14075.0906 | 3.5763e-07 | 21.8025 | 5011.6951 | 0.15866 | 0.00010078 | 4.7626 | 4.7626 | 4.7626 | 3958.6738 | 3.0852 | 4.1506e-06 | 819.2186 | 1709.4542 | 0 | 44 | 0.011541 | 19.9566 | ST-BIO | ST-OT
Weldwood 1 Wwd1 2 ST | AESO | AB_AESO | AB | Thermal | Bio | 30 | 8.54 | Bio_Other | 2000-01-01 | 2050-12-31 | 101.5847 | 10.7489 | 0.4363 | 26.0631 | 25.4139 | 216636.9283 | 0 | 0 | 0.82434 | 9.0858 | 22.007 | 12.9212 | 8592 | 1228 | 7357 | 0 | 0 | 0.062825 | 8.8804 | 0 | 98.0977 | 10.9352 | 0.47188 | -26.5218 | 776.0897 | 69.2899 | 2.7215 | 0 | 216636.9146 | 0 | 7.8788 | 240.3605 | 176899.5174 | 0 | 0 | 0 | 48233.5162 | 125599.8007 | 597.9912 | 1460.3672 | 2014.7292 | 1.8659 | 0.0078726 | 35.0857 | 35.06 | 35.06 | 198469.9758 | 1662.3883 | 7527.7176 | 19985.3102 | 20395.0233 | 34 | 44 | 0.014061 | 22.255 | ST-WDS | ST-NG
Burney Forest Power 1 ST | CIPV | CA_CISO | CA | Thermal | Bio | 28.927 | 21.42 | Bio_Wood | 2018-08-17 | 2050-12-31 | 102.8642 | 9.4896 | 0.37821 | 24.4325 | 25.4229 | 192360.2974 | 0 | 0 | 0.75912 | 8.0648 | 19.787 | 11.7222 | 8592 | 1237 | 7351 | 0 | 0 | 0.3901 | 7.8759 | 0 | 95.4849 | 8.4731 | 0.32127 | -25.4043 | 1754.6453 | 68.7429 | 2.4305 | 0 | 192360.2847 | 0 | 7.0362 | 214.653 | 157979.4889 | 0 | 0 | 0 | 1531.1748 | 17170.0764 | 2.1458e-06 | 86.781 | 5734.9814 | 0.15866 | 0.00010078 | 4.7626 | 4.7626 | 4.7626 | 5071.4037 | 3.5993 | 2.4903e-05 | 2369.5568 | 3586.9854 | 21 | 43 | 0.021917 | 19.798 | ST-OT | ST-OT
Covanta Energy 1 ST | PGE | NW_PGE | OR | Thermal | Bio | 10 | 0.83 | Bio_Solid_Waste | 1985-12-01 | 2050-12-31 | 108.6512 | 17.1749 | 4.0684 | 8.4949 | 8.2643 | 72220.509 | 0 | 0 | 0.82444 | 0.066791 | 7.8468 | 7.7801 | 8592 | 1402 | 7351 | 0 | 0 | 0.14646 | 0.0010023 | 0 | 107.5573 | 16.8484 | 4.0183 | -36.1403 | 1710.6556 | 94.4396 | 1.0023 | 0 | 72220.509 | 0 | 2.9017 | 88.5237 | 65151.2949 | 0 | 0 | 0 | 16217.659 | 27240.4392 | 58.7808 | 1.4901e-05 | 1230.7123 | 0.37688 | 0.20869 | 12.0258 | 0.031824 | 12.3093 | 7374.0887 | 6347.5693 | 935.3261 | 6.6698e-06 | 47744.5872 | 12 | 43 | 0.00041266 | 7.9092 | ST-OT | ST-OT
Dai1 Daishowa Dai1 1 ST | AESO | AB_AESO | AB | Thermal | CombustionTurbine Gas | 32 | 10 | Bio_Wood | 2010-11-12 | 2050-12-31 | 103.2247 | 10.8814 | 4.5834 | 27.8941 | 26.8786 | 232247.361 | 0 | 0 | 0.82851 | 9.5942 | 23.9737 | 14.3794 | 8592 | 1239 | 7341 | 0 | 0 | 0.13006 | 9.3833 | 0 | 102.2959 | 10.9684 | 4.637 | -28.1467 | 777.1931 | 69.6795 | 2.8956 | 0 | 232247.361 | 0 | 8.3828 | 255.7352 | 188214.9209 | 0 | 0 | 0 | 29103.3757 | 14369.7911 | 837.1825 | 959.8353 | 867.6237 | 1.8659 | 0.0078726 | 35.0857 | 35.06 | 35.06 | 243295.9061 | 13.6798 | 14751.6541 | 12526.5906 | 10804.5222 | 16 | 43 | 0.0071446 | 24.2551 | ST-OT | ST-NG
Georgia Pacific Wauna ST1 ST | BPAT | NW_BPAT | OR | Thermal | Bio | 26 | 12.3 | Bio_Blk_Liquor | 1996-02-01 | 2050-12-31 | 114.2774 | 17.8965 | 7.6575 | 21.8793 | 22.8576 | 190501.0539 | 0 | 0 | 0.83641 | 0.20177 | 21.77 | 21.5682 | 8688 | 1252 | 7430 | 0 | 0 | 0 | 0.02729 | 0 | 111.6006 | 17.4549 | 7.4551 | -36.6693 | 1763.322 | 98.4372 | 2.4151 | 0 | 190501.0539 | 0 | 6.9916 | 213.2949 | 156979.8842 | 0 | 0 | 0 | 176.4503 | 1284.4944 | -2.3603e-05 | -1.7166e-05 | 639.9291 | 0.13517 | 0.13517 | 0.67195 | 0.031824 | 0.68397 | 0.15046 | 23471.7884 | -5.9699e-05 | -8.7083e-06 | 47513.7797 | 3 | 43 | 0.002617 | 21.841 | ST-OT | ST-OT
Simplot Pocatello Don Plant 1 ST | IPFE | BS_IPCO | ID | Thermal | Steam-Gas | 12 | 2.46 | Waste_Heat | 1986-02-01 | 2050-12-31 | 116.8765 | 26.349 | 1.9784 | 10.3107 | 10.4073 | 85361.7 | 0 | 0 | 0.81204 | 0.080675 | 9.9768 | 9.8961 | 8424 | 1204 | 7210 | 0 | 0 | 0.08848 | 0.0011704 | 0 | 114.9589 | 26.2621 | 2.0062 | -27.0041 | 2074.561 | 139.4526 | 1.1704 | 0 | 85361.7 | 0 | 0 | 0 | 0 | 0 | 0 | 0 | 1571.2026 | 1980.3114 | 36.8674 | 194.9032 | 772.6075 | 0.015242 | 0.010783 | 14.1881 | 0.031824 | 14.1563 | 237.5787 | 500.5265 | 278.2468 | 0.059079 | 733.5964 | 4 | 43 | 0 | 9.9785 | ST-OT | ST-OT
Weyerhaeuser Longview ST2 ST | BPAT | NW_BPAT | WA | Thermal | Bio | 4.7 | 1.5 | Bio_Blk_Liquor | 1948-01-01 | 2050-12-31 | 110.0297 | 15.8153 | 6.888 | 4.0439 | 4.036 | 33922.4594 | 0 | 0 | 0.82392 | 0.037057 | 3.7325 | 3.6954 | 8592 | 1229 | 7346 | 0 | 0 | 0.068794 | 0.0057224 | 0 | 111.3185 | 17.469 | 7.1589 | -36.5904 | 1755.5455 | 98.2289 | 0.50641 | 0 | 33922.456 | 0 | 1.4661 | 44.7251 | 32916.5672 | 0 | 0 | 0 | 59.925 | 253.8 | -2.6554e-05 | -3.2991e-05 | 134.9175 | 0.13517 | 0.13517 | 0.67195 | 0.031824 | 0.68397 | 0.046792 | 1939.5452 | -3.1085e-05 | -2.5675e-05 | 8495.9681 | 1 | 43 | 0.00051391 | 3.7429 | ST-OT | ST-OT
Wheelabrator Spokane 1 ST | AVA | NW_AVA | WA | Thermal | Bio | 22.69 | 7.8 | Bio_Solid_Waste | 1991-12-01 | 2050-12-31 | 112.3733 | 20.878 | 4.2143 | 19.3104 | 19.7536 | 165393.0864 | 0 | 0 | 0.83211 | 0.15405 | 18.5858 | 18.4317 | 8592 | 1234 | 7356 | 0 | 0 | 0.33541 | 0.0021226 | 0 | 110.8246 | 20.0671 | 4.067 | -33.6446 | 1996.9463 | 105.6452 | 2.1226 | 0 | 165393.0864 | 0 | 6.145 | 187.4661 | 137970.5648 | 0 | 0 | 0 | 6788.24 | 26784.3223 | 36.6901 | 1164.7402 | 313.1285 | 0.0011683 | 0.0011677 | 1.4929 | 0.031824 | 2.0045 | 1.316 | 5.5076 | 0.018984 | 0.37655 | 0.083323 | 0 | 43 | 0.00037374 | 18.5858 | ST-OT | ST-OT
Apf Athabasca Afg1 2 ST | AESO | AB_AESO | AB | Thermal | Bio | 41 | 14.48 | Bio_Other | 2001-09-01 | 2050-12-31 | 94.3848 | 11.7494 | -3.7618 | 35.5876 | 34.6871 | 296243.6947 | 0 | 0 | 0.82482 | 12.0864 | 27.9609 | 15.8745 | 8592 | 1236 | 7356 | 0 | 0 | 0.60078 | 11.8129 | 0 | 93.6583 | 10.8585 | -3.8907 | -24.9954 | 740.6235 | 67.4047 | 3.6203 | 0 | 296243.6947 | 0 | 10.4807 | 319.7344 | 235316.8476 | 0 | 0 | 0 | 61678.4774 | 179969.9514 | 247.6829 | 1622.197 | 3482.4318 | 1.8659 | 0.0078726 | 35.0857 | 35.06 | 35.06 | 317798.2876 | 125.316 | 4124.2281 | 26991.6493 | 35015.293 | 26 | 42 | 0.00313 | 28.345 | ST | ST
Dai1 Daishowa Dai1 2 ST | AESO | AB_AESO | AB | Thermal | Bio | 20 | 18.13 | Bio_Wood | 2010-11-12 | 2050-12-31 | 103.4196 | 9.8105 | 4.2729 | 17.5935 | 16.617 | 143672.376 | 0 | 0 | 0.82005 | 6.1869 | 14.8585 | 8.6716 | 8592 | 1231 | 7348 | 0 | 0 | 0.041665 | 6.0539 | 0 | 102.1118 | 10.9735 | 4.4478 | -28.1225 | 775.9201 | 69.5824 | 1.8682 | 0 | 143672.376 | 0 | 5.4084 | 164.9948 | 121432.1779 | 0 | 0 | 0 | 32471.8645 | 84698.5229 | 437.3606 | 1620.6831 | 1229.562 | 1.8659 | 0.0078726 | 35.0857 | 35.06 | 35.06 | 122030.9586 | 1108.0684 | 4588.7442 | 15313.2836 | 12490.9937 | 14 | 42 | 0.002621 | 15.0141 | ST-WDS | ST-NG
Front Range CC1b | WACM | RM_WACM | CO | Thermal | CombinedCycle Gas | 240 | 120 | NG_Colorado_Cheyenne | 2003-04-01 | 2050-12-31 | 154.9756 | 55.5008 | 4.112 | 227.7103 | 227.2848 | 1657646.2302 | 0 | 0 | 0.78845 | 60.5503 | 256.8947 | 196.3444 | 8472 | 455 | 7779 | 0 | 0 | 3.4811 | 55.4531 | 0 | 138.8664 | 48.6447 | 3.5311 | -23.658 | 2517.9602 | 211.7428 | 11.9238 | 0 | 1657646.2032 | 0 | 3.5771 | 476.9512 | 697541.1588 | 0 | 0 | 0 | 19.6618 | 6.7382 | 828.8937 | 27627.4315 | 51353.8173 | 0.075305 | 0.00032051 | 86.4793 | 43.2396 | 43.2397 | 0.022804 | 0.0078083 | 22116.6431 | 970806.2863 | 2711410.3034 | 5492 | 42 | 0.46751 | 260.5991 | CC 7FA (7241FA GE) | CC F
Longview Fibre 1 ST3 ST | BPAT | NW_BPAT | WA | Thermal | Bio | 25 | 14 | Bio_Blk_Liquor | 1966-04-01 | 2050-12-31 | 113.176 | 16.7828 | 7.9465 | 21.8799 | 20.8954 | 180329.9288 | 0 | 0 | 0.82342 | 0.19032 | 20.409 | 20.2187 | 8592 | 1236 | 7347 | 0 | 0 | 0.36571 | 0.025937 | 0 | 112.1088 | 17.4729 | 7.9453 | -36.7642 | 1773.005 | 98.8246 | 2.2953 | 0 | 180329.9288 | 0 | 6.6449 | 202.716 | 149194.0694 | 0 | 0 | 0 | 16219.2733 | 118191.9055 | 0 | 0 | 3345.0712 | 0.13517 | 0.13517 | 0.67195 | 0.031824 | 0.68397 | 1565.5587 | 13451.0292 | 0 | 0 | 58481.8997 | 3 | 42 | 0 | 20.4825 | ST-OT | ST-OT
Parkland Alp2 1 GT | AESO | AB_AESO | AB | Thermal | CombustionTurbine Gas | 10 | 3.2 | NG_Alberta_NOVA | 1985-01-01 | 2050-12-31 | 255.4748 | 34.005 | -12.2505 | 9.4354 | 9.2108 | 912 | 0 | 0 | 0.010411 | 0.18653 | 0.23299 | 0.046469 | 8592 | 576 | 152 | 0 | 0 | 0.0004104 | 0.075866 | 0 | 89.6774 | 8.5296 | -5.5428 | -27.9721 | 778.4768 | 71.1239 | 0.017169 | 0 | 912 | 0 | 0.0051508 | 0.68678 | 1004.4128 | 0 | 0 | 79.2703 | 0 | 0 | 128 | 264 | 216 | 1.8659 | 0.0078726 | 35.0857 | 35.06 | 35.06 | 0 | 0 | 14608.3342 | 40714.0749 | 42703.8305 | 0 | 42 | 0.018707 | 0.33102 | GT | GT
PdteJuarezCC-Total | CFE | CA_CFE | MX | Thermal | CombinedCycle Gas | 263 | 142.69 | NG_Cal_Rosarito | 2009-07-14 | 2050-12-31 | 33.1922 | -52.7311 | -9.7651 | 247.0746 | 252.4045 | 1602885.1455 | 0 | 0 | 0.69573 | 65.2973 | 53.2033 | -12.0939 | 8472 | 457 | 7439 | 0 | 0 | 2.8852 | 60.2534 | 0 | 29.146 | -48.4647 | -9.0799 | -274.5997 | 556.0907 | 31.4337 | 11.2105 | 0 | 1602885.1434 | 0 | 3.3631 | 448.418 | 655811.3372 | 0 | 0 | 0 | 6077.8094 | 452864.0513 | 9499.7566 | 0 | 344056.2955 | 4.6199 | 1.2515 | 2.5478 | 0 | 2.5478 | 168.8716 | 18204.7129 | 3054.0674 | 0 | 19041.3345 | 377 | 42 | 16.5084 | 53.2438 | GT F | CC F
WestPointTP Agrr | SCL | NW_SCL | WA | Thermal | ICE | 4.6 | 4.6 | Bio_Landfill_Gas | 2023-03-15 | 2050-12-31 | 118.4482 | 18.2909 | 9.1632 | 4.4997 | 4.4629 | 36874.5192 | 0 | 0 | 0.91509 | 1.0406 | 4.3677 | 3.3271 | 8592 | 220 | 8261 | 0 | 0 | 0.074781 | 0.96464 | 0 | 113.0294 | 17.6873 | 8.6515 | -35.6933 | 1664.7993 | 99.256 | 0.37935 | 0 | 36874.5192 | 0 | 1.0982 | 33.5031 | 24657.4863 | 0 | 0 | 0 | 101.4305 | 476.4292 | 7.36 | -1.3947e-05 | 14.72 | 0.13389 | 0.13389 | 0.49797 | 0.031824 | 0.45874 | 24.0621 | 4046.5727 | 47.6332 | -7.0562e-05 | 2761.8226 | 0 | 42 | 0.0018319 | 4.3746 | IC | IC
ATCO Ethel Lake 717S DER Wasteheat 1 GT | AESO | AB_AESO | AB | Thermal | CombustionTurbine Gas | 19 | 8.36 | NG_Alberta_NOVA | 2024-09-01 | 2051-12-31 | 94.8457 | 7.9937 | -2.8071 | 16.3697 | 16.3943 | 34333 | 0 | 0 | 0.20628 | 4.7435 | 3.2563 | -1.4872 | 8424 | 1208 | 7213 | 0 | 0 | 0.035587 | 2.2597 | 0 | 95.2208 | 10.882 | -2.3518 | -24.9916 | 753.9581 | 69.2627 | 0.51982 | 0 | 34333 | 0 | 0.15594 | 20.7926 | 30409.2369 | 0 | 0 | 2399.9578 | 0 | 0 | 22161.2079 | 34108.6405 | 41040.2121 | 1.8659 | 0.0078726 | 35.0857 | 35.06 | 35.06 | 0 | 0 | 526477.6863 | 914295.3754 | 2182863.2661 | 0 | 41 | 0.79462 | 6.88 | ST-OT | ST-OT
High River 2 (HRV2) 1 ST | AESO | AB_AESO | AB | Thermal | Steam-Gas | 10 | 2 | NG_Alberta_NOVA | 2023-06-21 | 2051-12-31 | 92.105 | 9.1387 | -2.0262 | 8.6643 | 8.5486 | 18012.5 | 0 | 0 | 0.20562 | 2.6667 | 1.659 | -1.0077 | 8424 | 1212 | 7196 | 0 | 0 | 0.01867 | 1.2714 | 0 | 94.9939 | 10.3415 | -2.0381 | -25.3434 | 780.0321 | 70.8369 | 0.29267 | 0 | 18012.5 | 0 | 0.0878 | 11.7067 | 17120.9834 | 0 | 0 | 1351.2223 | 0 | 0 | 10066.8576 | 17102.0756 | 12923.3196 | 1.8659 | 0.0078726 | 35.0857 | 35.06 | 35.06 | 0 | 0 | 347299.6814 | 590308.9413 | 830491.3162 | 0 | 41 | 0.52406 | 3.4271 | ST-OT | ST-OT
Humboldt Redwood ST | CIPV | CA_CISO | CA | Thermal | Bio | 8.139 | 7.1 | Bio_Wood | 2017-06-01 | 2050-12-31 | 101.6465 | 10.5546 | -3.662 | 7.044 | 6.915 | 54349.9745 | 0 | 0 | 0.7623 | 2.5513 | 5.5245 | 2.9732 | 8592 | 1236 | 7355 | 0 | 0 | 0.11022 | 2.5003 | 0 | 92.8813 | 9.5019 | -3.3112 | -38.8167 | 1548.8505 | 60.0391 | 0.77157 | 0 | 54349.9745 | 0 | 2.2337 | 68.1438 | 50152.2048 | 0 | 0 | 0 | 75.7799 | 0 | 6.1042 | -2.6077e-06 | 130.0356 | 0.15866 | 0.00010078 | 4.7626 | 4.7626 | 4.7626 | 658.3782 | 0 | 229.3643 | -7.7293e-05 | 479.404 | 3 | 41 | 0.0024437 | 5.5259 | ST-BIO | ST-OT
Port Townsend Paper Mill ST6 ST | BPAT | NW_BPAT | WA | Thermal | Bio | 7.5 | 3.75 | Bio_Blk_Liquor | 1986-01-01 | 2050-12-31 | 115.3738 | 17.1629 | 11.0722 | 6.4165 | 6.4839 | 54135.9665 | 0 | 0 | 0.82399 | 0.058055 | 6.2459 | 6.1878 | 8592 | 1233 | 7348 | 0 | 0 | 0.10979 | 0.0087257 | 0 | 115.4002 | 17.6415 | 11.0681 | -37.0206 | 1808.1368 | 101.5795 | 0.77218 | 0 | 54135.9631 | 0 | 2.2355 | 68.1979 | 50191.9786 | 0 | 0 | 0 | 0.18315 | 146.25 | -8.9407e-07 | -5.9605e-07 | 162.1697 | 0.13517 | 0.13517 | 0.67195 | 0.031824 | 0.68397 | 0.00021428 | 5363.9129 | -9.4368e-06 | -7.8725e-06 | 10934.9722 | 2 | 41 | 0.00062537 | 6.2622 | ST-BIO | ST-OT
Rimbey 297S DER Gas 2 GT | AESO | AB_AESO | AB | Thermal | CombustionTurbine Gas | 15.1 | 6.644 | NG_Alberta_NOVA | 2024-03-15 | 2051-12-31 | 93.8604 | 9.2662 | 0.25339 | 12.9038 | 13.2083 | 27270.6007 | 0 | 0 | 0.20616 | 3.8495 | 2.5596 | -1.2899 | 8424 | 1201 | 7215 | 0 | 0 | 0.028267 | 1.8356 | 0 | 97.6669 | 11.1001 | -0.12378 | -25.2569 | 768.0893 | 69.3751 | 0.42234 | 0 | 27270.6007 | 0 | 0.1267 | 16.8938 | 24707.1745 | 0 | 0 | 1949.9396 | 0 | 0 | 10657.4387 | 19790.8842 | 28438.5898 | 1.8659 | 0.0078726 | 35.0857 | 35.06 | 35.06 | 0 | 0 | 396638.9757 | 650029.6758 | 1533292.1035 | 0 | 41 | 0.67959 | 5.1396 | ST-OT | ST-OT
Shepard EC CC1b | AESO | AB_AESO | AB | Thermal | CombinedCycle Gas | 434 | 177.94 | NG_Alberta_NOVA | 2017-02-24 | 2050-12-31 | 106.4777 | 11.3817 | -2.928 | 412.1986 | 410.6474 | 2835655.5648 | 0 | 0 | 0.74586 | 181.3752 | 301.9341 | 120.5589 | 8424 | 453 | 7779 | 0 | 0 | 5.9549 | 83.849 | 0 | 95.6346 | 11.086 | -2.1419 | -25.5185 | 771.1877 | 69.8771 | 19.2217 | 0 | 2835655.5671 | 0 | 5.7665 | 768.8687 | 1124470.5211 | 0 | 0 | 88745.4646 | 35802.5353 | 226707.5454 | 6735.4718 | 53131.1079 | 480563.887 | 1.8659 | 0.0078726 | 35.0857 | 35.06 | 35.06 | 8922.9804 | 205.8096 | 235149.4664 | 854655.9935 | 7381836.9826 | 520 | 41 | 4.2456 | 310.4149 | CC G | CC G
Springerville 4 ST | TEPC | SW_TEPC | AZ | Thermal | Coal | 415 | 264.091 | Coal_Springerville | 2009-12-17 | 2050-12-31 | 53.1798 | -33.9743 | -7.057 | 374.5989 | 376.2942 | 2818750.1004 | 0 | 0 | 0.77536 | 64.8104 | 149.9007 | 85.0903 | 8184 | 838 | 7230 | 0 | 0 | 6.765 | 52.9355 | 0 | 46.458 | -33.5378 | -6.6948 | -25.7013 | 1893.9873 | 67.1588 | 28.0252 | 0 | 2818750.1004 | 0 | 9685.1392 | 7747.4004 | 2872438.6 | 0 | 0 | 0 | 75266.3864 | 142207.7058 | 620.0031 | 688.0976 | 21076.9426 | 1.0826 | 0.065843 | 12.0843 | 5.1679 | 6.9163 | 298327.4713 | 19596.3738 | 0.90121 | 0.42583 | 51789.8593 | 135 | 41 | 2.2825 | 150.2704 | ST-Coal | ST-Coal
Westlock Wst1 1 ST | AESO | AB_AESO | AB | Thermal | Bio | 18 | 6.17 | Bio_Wood | 2005-09-01 | 2050-12-31 | 96.1768 | 11.7571 | -4.9363 | 14.7512 | 15.7003 | 127140.8772 | 0 | 0 | 0.80632 | 5.5366 | 12.228 | 6.6914 | 8592 | 1390 | 7366 | 0 | 0 | 0.036871 | 5.4226 | 0 | 92.6359 | 10.9114 | -4.966 | -24.9801 | 743.4346 | 67.5893 | 1.6734 | 0 | 127140.8772 | 0 | 4.8444 | 147.7888 | 108769.0299 | 0 | 0 | 0 | 27907.7464 | 75281.0543 | 1686.013 | 2075.6758 | 1685.4288 | 1.8659 | 0.0078726 | 35.0857 | 35.06 | 35.06 | 90685.0949 | 996.5902 | 10583.3791 | 14251.0053 | 19264.1299 | 13 | 41 | 0.012578 | 12.3638 | ST-WDS | ST-NG
Weyerhaeuser Longview ST4 ST | BPAT | NW_BPAT | WA | Thermal | Bio | 18 | 9.2 | Bio_Blk_Liquor | 1976-01-01 | 2050-12-31 | 107.887 | 15.2361 | 6.6362 | 15.7009 | 15.2334 | 130666.0803 | 0 | 0 | 0.82868 | 0.1355 | 14.0972 | 13.9617 | 8592 | 1213 | 7377 | 0 | 0 | 0.26499 | 0.018438 | 0 | 111.1863 | 17.4692 | 7.0266 | -36.5523 | 1752.7905 | 98.1298 | 1.6317 | 0 | 130666.0803 | 0 | 4.7238 | 144.1105 | 106061.8894 | 0 | 0 | 0 | 412.1961 | 765.2163 | 3.6478e-05 | 4.1306e-05 | 423.0956 | 0.13517 | 0.13517 | 0.67195 | 0.031824 | 0.68397 | 227.1538 | 10128.7254 | 4.2197e-05 | 8.7209e-06 | 34016.5326 | 2 | 41 | 0.00050279 | 14.1416 | ST-OT | ST-OT
Wygen 1 ST | WACM | RM_WACM | WY | Thermal | Coal | 86 | 57.2 | Coal_Wygen | 2003-02-01 | 2050-12-31 | 103.0271 | 22.4332 | -6.9964 | 77.8789 | 79.0944 | 621878.2654 | 0 | 0 | 0.82547 | 8.6229 | 64.0703 | 55.4474 | 8424 | 776 | 7559 | 0 | 0 | 1.1132 | 6.0508 | 0 | 101.1794 | 21.2222 | -6.7333 | -119.2825 | 2069.3716 | 142.1458 | 7.5044 | 0 | 621878.2618 | 0 | 2593.4098 | 2074.5374 | 769196.3054 | 0 | 0 | 0 | 600.8666 | 3851.9308 | 133.0883 | 5900.6853 | 7520.3105 | 0.075305 | 0.00032051 | 86.4793 | 43.2396 | 43.2397 | 0.41879 | 2.5226 | 275.9226 | 386197.7543 | 684007.4151 | 61 | 41 | 0.12697 | 65.1408 | ST-Coal | ST-Coal
Air Liquide Scotford 1 Als1 1 GT | AESO | AB_AESO | AB | Thermal | Steam-Gas | 106 | 82 | NG_Alberta_NOVA | 2000-04-01 | 2050-12-31 | 251.3721 | 17.3591 | -12.9192 | 90.1495 | 92.3113 | 9883.355 | 0 | 0 | 0.010644 | 1.9083 | 2.4844 | 0.57611 | 8592 | 1236 | 356 | 0 | 0 | 0.020755 | 0.74525 | 0 | 98.3158 | 11.3748 | 0.2504 | -25.4091 | 766.5657 | 70.1119 | 0.1684 | 0 | 9883.355 | 0 | 0.05052 | 6.736 | 9851.3291 | 0 | 0 | 777.4866 | 330.2719 | 2760.6033 | 873.351 | 4059.1764 | 22920.1168 | 1.8659 | 0.0078726 | 35.0857 | 35.06 | 35.06 | 0.23225 | 1.7026 | 198879.1498 | 280144.2999 | 2449175.8674 | 0 | 40 | 0.075862 | 5.4126 | ST | ST
Colstrip Energy 1 ST | NWMT | NW_NWMT | MT | Thermal | Coal | 39 | 19.68 | Coal_Colstrip | 1990-02-01 | 2050-12-31 | 113.6304 | 23.0537 | -1.6922 | 34.1022 | 32.9089 | 260146.5938 | 0 | 0 | 0.76146 | 3.3885 | 29.5606 | 26.172 | 8424 | 1211 | 7207 | 0 | 0 | 0.46566 | 3.1441 | 0 | 108.4944 | 23.1629 | -1.359 | -81.5017 | 1611.1555 | 110.8743 | 3.193 | 0 | 260146.5938 | 0 | 1103.4609 | 882.6877 | 327266.6683 | 0 | 0 | 0 | 23089.0663 | 54103.7629 | 5236.3596 | 919.1644 | 14673.0158 | 9.0549 | 8.0429 | 75.1759 | 0.031824 | 75.1075 | 437160.3385 | 1088321.9619 | 349236.3963 | 361.0818 | 1094151.0713 | 465 | 40 | 0 | 32.5298 | ST-OT | ST-OT
Goodsprings Waste Heat Recover HR1 ST | NEVP | SW_NVE | NV | Thermal | Steam-Gas | 6.5 | 5 | Bio_Solid_Waste | 2010-11-01 | 2040-12-31 | 54.4471 | -30.6118 | -7.8943 | 5.6609 | 5.4776 | 43108.9767 | 0 | 0 | 0.75709 | 0.041289 | 2.3472 | 2.3059 | 8592 | 1233 | 7351 | 0 | 0 | 0.090529 | 0.00064516 | 0 | 47.8953 | -31.2811 | -7.5142 | -25.0102 | 1912.5083 | 66.4364 | 0.64516 | 0 | 43108.9767 | 0 | 1.8677 | 56.9795 | 41935.5737 | 0 | 0 | 0 | 504.8807 | 4.875 | -3.9339e-06 | -8.9407e-07 | 53.6248 | 0.19614 | 0.00021973 | 4.6327 | 0.031824 | 4.6009 | 5810.1696 | 0.0059358 | -2.1973e-05 | -1.4233e-06 | 177.2383 | 2 | 40 | 0.00011955 | 2.3531 | ST-OT | ST-OT
Humboldt Redwood 2 | CIPV | CA_CISO | CA | Thermal | Bio | 8.139 | 2.1 | Bio_Wood | 2017-06-01 | 2050-12-31 | 101.8994 | 10.5899 | -3.6105 | 7.0582 | 6.8948 | 54618.2426 | 0 | 0 | 0.76606 | 2.5816 | 5.5656 | 2.9839 | 8592 | 1236 | 7344 | 0 | 0 | 0.11077 | 2.5312 | 0 | 93.1048 | 9.4965 | -3.0822 | -38.8233 | 1554.6864 | 60.219 | 0.78112 | 0 | 54618.2426 | 0 | 2.2613 | 68.9871 | 50772.8374 | 0 | 0 | 0 | 67.1467 | 0 | -1.4901e-07 | -3.5018e-06 | 177.0231 | 0.15866 | 0.00010078 | 4.7626 | 4.7626 | 4.7626 | 589.9004 | 0 | -2.594e-06 | -0.00012354 | 668.6361 | 1 | 40 | 0.0056658 | 5.5668 | ST-BIO | ST-OT
Moorpark QFS 1 OT | CISC | CA_CISO | CA | Thermal | Steam-Gas | 1 | 0.16 | NG_Cal_SoCalGas | 1976-01-01 | 2051-12-31 | 89.7415 | -4.0658 | -2.0026 | 0.81211 | 0.83968 | 1839.5938 | 0 | 0 | 0.21 | 0.43969 | 0.16509 | -0.2746 | 8424 | 1546 | 7202 | 0 | 0 | 0.0019068 | 0.26184 | 0 | 79.0259 | -5.4822 | -2.1825 | -25.8723 | 2028.1564 | 72.6164 | 0.037582 | 0 | 1839.5938 | 0 | 0.011275 | 1.5033 | 2198.5651 | 0 | 0 | 173.5152 | 0 | 0 | 12 | 254.25 | 932.5312 | 0.15866 | 0.00010078 | 4.7626 | 4.7626 | 4.7626 | 0 | 0 | 151.9733 | 5430.6559 | 12737.1294 | 0 | 40 | 0.27348 | 0.18341 | ST-OT | ST-OT
Colstrip 3 ST | NWMT | NW_NWMT | MT | Thermal | Coal | 740 | 219.259 | Coal_Colstrip | 1984-01-01 | 2054-12-31 | 115.3178 | 24.5369 | -0.93556 | 681.7912 | 667.5109 | 5262818.5444 | 0 | 0 | 0.81186 | 77.5432 | 606.8967 | 529.3534 | 8280 | 759 | 7456 | 0 | 0 | 12.6308 | 55.932 | 0 | 108.6284 | 22.9878 | -1.05 | -65.4383 | 1632.5894 | 110.4577 | 56.8027 | 0 | 5262818.1617 | 0 | 19630.2934 | 15702.7928 | 5821992.901 | 0 | 0 | 0 | 353836.1364 | 646491.8196 | 3796.1062 | 0 | 165356.0092 | 9.0549 | 8.0429 | 75.1759 | 0.031824 | 75.1075 | 1655429.7416 | 5370102.7244 | 55824.8521 | 0 | 6050800.5631 | 940 | 39 | 0.32674 | 620.0288 | ST-Coal | ST-Coal
Longview Fibre 1 ST2 ST | BPAT | NW_BPAT | WA | Thermal | Bio | 20 | 14.5 | Bio_Blk_Liquor | 1958-01-01 | 2050-12-31 | 119.9934 | 18.7588 | 11.3372 | 17.1417 | 17.1744 | 143954.5089 | 0 | 0 | 0.82166 | 0.14353 | 17.2736 | 17.1301 | 8592 | 1246 | 7346 | 0 | 0 | 0.29194 | 0.02115 | 0 | 114.9504 | 17.4729 | 10.7869 | -37.4114 | 1824.8544 | 100.8184 | 1.8717 | 0 | 143954.5089 | 0 | 5.4186 | 165.305 | 121660.4926 | 0 | 0 | 0 | 27912.2509 | 79312.258 | 0.00020266 | 0.00050724 | 2965.4948 | 0.13517 | 0.13517 | 0.67195 | 0.031824 | 0.68397 | 10.1046 | 9932.083 | 4.9886e-05 | 3.82e-05 | 42511.8061 | 2 | 39 | 0.00041864 | 17.326 | ST-OT | ST-OT
Sisw Flge 1 OT | IPTV | BS_IPCO | ID | Thermal | Bio | 5 | 2 | Bio_Landfill_Gas | 2022-08-01 | 2050-12-31 | 129.3516 | 29.0028 | 4.681 | 4.3088 | 4.2839 | 32796.8449 | 0 | 0 | 0.74879 | 1.2801 | 4.2423 | 2.9622 | 8592 | 1229 | 7352 | 0 | 0 | 0.066512 | 1.2499 | 0 | 116.4832 | 25.6533 | 4.1393 | -28.6062 | 1937.7834 | 134.8321 | 0.49151 | 0 | 32796.8449 | 0 | 1.4229 | 43.4096 | 31948.4434 | 0 | 0 | 0 | 19.0323 | 26.25 | 75.0833 | 3.75 | 656.2858 | 0.015242 | 0.010783 | 14.1881 | 0.031824 | 14.1563 | 94.5135 | 159.0395 | 1221.5764 | 0.0044156 | 15298.4308 | 7 | 39 | 0.0077688 | 4.2591 | ST | ST-OT
Whitecourt Power Eagl 1 ST | AESO | AB_AESO | AB | Thermal | Bio | 25 | 23.25 | Bio_Wood | 1994-01-01 | 2050-12-31 | 98.9823 | 10.1183 | -1.3096 | 21.1254 | 21.9992 | 179639.8753 | 0 | 0 | 0.82027 | 7.6266 | 17.7812 | 10.1545 | 8592 | 1231 | 7351 | 0 | 0 | 0.052096 | 7.467 | 0 | 96.41 | 10.9757 | -1.2562 | -25.9925 | 749.2183 | 68.1986 | 2.3043 | 0 | 179639.8753 | 0 | 6.6709 | 203.5096 | 149778.1413 | 0 | 0 | 0 | 37788.488 | 108682.4173 | 291.4444 | 1700.0806 | 2143.5984 | 1.8659 | 0.0078726 | 35.0857 | 35.06 | 35.06 | 158929.5455 | 75.0422 | 5435.9823 | 19651.7487 | 25865.4657 | 30 | 39 | 0.024023 | 17.9911 | ST-WDS | ST-NG
Apf Athabasca Afg1 1 ST | AESO | AB_AESO | AB | Thermal | Bio | 41 | 14.48 | Bio_Other | 2001-09-01 | 2050-12-31 | 94.4303 | 11.2708 | -3.717 | 35.5158 | 34.902 | 297879.1621 | 0 | 0 | 0.82938 | 12.0735 | 28.1288 | 16.0553 | 8592 | 1226 | 7364 | 0 | 0 | 0.60409 | 11.8252 | 0 | 93.6583 | 10.8585 | -3.8907 | -24.9954 | 740.6235 | 67.4047 | 3.624 | 0 | 297879.1621 | 0 | 10.4916 | 320.0675 | 235561.9861 | 0 | 0 | 0 | 63161.4254 | 180063.1389 | 255.4425 | 1264.5955 | 2524.8064 | 1.8659 | 0.0078726 | 35.0857 | 35.06 | 35.06 | 364195.1012 | 2278.5867 | 326.909 | 15756.531 | 31155.8239 | 21 | 38 | 0.0065324 | 28.5425 | ST | ST
Fortis Tilley 498S DER Solar 1 GT | AESO | AB_AESO | AB | Thermal | CombustionTurbine Gas | 8 | 3.52 | NG_Alberta_NOVA | 2024-04-08 | 2051-12-31 | 92.6427 | 10.9711 | -4.9912 | 6.8894 | 6.9051 | 14426 | 0 | 0 | 0.20585 | 2.1585 | 1.3365 | -0.82208 | 8424 | 1209 | 7207 | 0 | 0 | 0.014953 | 1.0306 | 0 | 92.6359 | 10.9114 | -4.966 | -24.9801 | 743.4346 | 67.5893 | 0.23713 | 0 | 14426 | 0 | 0.071138 | 9.485 | 13871.8647 | 0 | 0 | 1094.7954 | 0 | 0 | 9715.5564 | 13509.6745 | 8800.367 | 1.8659 | 0.0078726 | 35.0857 | 35.06 | 35.06 | 0 | 0 | 351020.2351 | 529745.3457 | 635940.4303 | 0 | 38 | 0.43503 | 2.8532 | ST-OT | ST-OT
Hunter 1 ST | PAUT | BS_PACE | UT | Thermal | Coal | 446 | 130.0833 | Coal_Hunter | 1978-06-01 | 2042-12-31 | 115.9415 | 26.9066 | -4.6592 | 409.7016 | 402.6798 | 2835084.8758 | 0 | 0 | 0.72565 | 53.5638 | 328.7041 | 275.1403 | 8472 | 770 | 7662 | 0 | 0 | 6.8042 | 41.5811 | 0 | 106.1552 | 23.816 | -4.3514 | -24.8024 | 2136.7844 | 140.0111 | 26.6367 | 0 | 2835084.6095 | 0 | 9205.2918 | 7363.5573 | 2730257.4176 | 0 | 0 | 0 | 219703.8391 | 1039993.8986 | 87547.5996 | 0 | 468992.0336 | 7.007 | 5.9428 | 85.5427 | 0.031824 | 85.5024 | 1102242.4779 | 6834252.7759 | 3934186.7858 | 0 | 36162586.4283 | 3070 | 38 | 0.12906 | 376.7374 | ST-Coal | ST-Coal
Npc2 Jl Landry Npc2 10 GT | AESO | AB_AESO | AB | Thermal | CombustionTurbine Gas | 9 | 3.96 | NG_Alberta_NOVA | 2015-01-13 | 2050-12-31 | 104.0776 | 9.225 | 7.7021 | 7.8505 | 7.6366 | 16276.5 | 0 | 0 | 0.20645 | 2.4002 | 1.694 | -0.70614 | 8424 | 1205 | 7213 | 0 | 0 | 0.016871 | 1.1461 | 0 | 105.0619 | 10.9979 | 7.3734 | -30.0886 | 766.5225 | 69.0118 | 0.26371 | 0 | 16276.5 | 0 | 0.079114 | 10.5485 | 15427.2293 | 0 | 0 | 1217.5479 | 0 | 0 | 16957.4696 | 18773.1437 | 10093.0152 | 1.8659 | 0.0078726 | 35.0857 | 35.06 | 35.06 | 0 | 0 | 388692.6866 | 613727.8131 | 643077.7611 | 0 | 38 | 0.40783 | 3.3395 | ST-OT | ST-OT
Pueblo Airport 4 CC | PSCO | RM_PSCO | CO | Thermal | CombinedCycle Gas | 47 | 24.37 | NG_Colorado_Cheyenne | 2012-01-01 | 2050-12-31 | 152.7771 | 55.6191 | 3.9086 | 44.5658 | 45.0546 | 326343.8678 | 0 | 0 | 0.79264 | 13.239 | 49.8579 | 36.6189 | 8472 | 416 | 7970 | 0 | 0 | 0.68532 | 12.6559 | 0 | 138.5456 | 48.5939 | 3.2611 | -25.0406 | 2513.8242 | 210.5769 | 2.729 | 0 | 326343.8678 | 0 | 0.81871 | 109.1608 | 159647.6689 | 0 | 0 | 0 | 2104.1831 | 5963.5911 | 3708.7617 | 260.4206 | 44001.5514 | 0.42135 | 0.055066 | 119.3454 | 43.2396 | 76.1058 | 1089.7825 | 844.4169 | 151620.2728 | 715.7165 | 1258008.6624 | 77 | 38 | 0.13854 | 51.2701 | CC LM6000 | CC LM
San Manuel Central Plant Cogens CGEN2 IC | CISC | CA_CISO | CA | Thermal | ICE | 2.5 | 0.5 | NG_Cal_SoCalGas | 2021-06-01 | 2051-12-31 | 444.0303 | 39.1461 | -2.437 | 2.1369 | 2.1827 | 187 | 0 | 0 | 0.0085388 | 0.057551 | 0.083035 | 0.025484 | 8424 | 1206 | 186 | 0 | 0 | 0.00019383 | 0.029371 | 0 | 69.0357 | -12.5462 | -5.1086 | -29.3261 | 1973.5812 | 71.8273 | 0.0042355 | 0 | 187 | 0 | 0.0012706 | 0.16942 | 247.7763 | 0 | 0 | 19.555 | 0 | 0 | 2 | 22 | 208 | 0.15866 | 0.00010078 | 4.7626 | 4.7626 | 4.7626 | 0 | 0 | 17.1787 | 2097.8658 | 11115.1697 | 0 | 38 | 0.0060218 | 0.096265 | ST-OT | ST-NG
Tosco Rodeo PlaNT GT | CIPB | CA_CISO | CA | Thermal | CombustionTurbine Gas | 16.617 | 16.617 | NG_Cal_PG&E LT | 1987-05-21 | 2050-12-31 | 101.9391 | 6.8639 | 3.7948 | 15.5073 | 15.512 | 81999.2218 | 0 | 0 | 0.56332 | 15.8717 | 8.3589 | -7.5127 | 8592 | 584 | 8008 | 0 | 0 | 0.0369 | 8.7545 | 0 | 98.029 | 7.6545 | 3.6839 | -26.1604 | 1853.538 | 67.0283 | 1.092 | 0 | 81999.2218 | 0 | 0.32759 | 43.6787 | 63880.0688 | 0 | 0 | 7005.4716 | 11.3037 | 181.1416 | 79.7616 | 3127.5084 | 33685.7227 | 0.15866 | 0.00010078 | 4.7626 | 4.7626 | 4.7626 | 0.0038921 | 0.034447 | 1033.5426 | 36779.6 | 182636.3512 | 765 | 38 | 7.8333 | 8.5794 | GT-OT | GT-OT
Amalgamated Sugar Nampa 2 ST | IPTV | BS_IPCO | ID | Thermal | Steam-Gas | 6 | 1.2 | NG_Idaho_Opal | 1968-10-01 | 2051-12-31 | 184.6164 | 52.9922 | 10.6016 | 5.1402 | 5.2185 | 16811.6111 | 0 | 0 | 0.31986 | 2.6062 | 3.1037 | 0.49747 | 8424 | 1208 | 7209 | 0 | 0 | 0.017426 | 1.357 | 0 | 117.2746 | 24.4421 | 6.1419 | -31.2259 | 1947.9705 | 127.8525 | 0.2649 | 0 | 16811.6111 | 0 | 0.07947 | 10.596 | 15496.6995 | 0 | 0 | 1223.0306 | 4.5 | 22.5 | 121.6573 | 9 | 8050.505 | 0.015242 | 0.010783 | 14.1881 | 0.031824 | 14.1563 | 3.9202 | 221.5908 | 432.6537 | 0.012206 | 279649.9647 | 4 | 37 | 0.49973 | 3.384 | ST-OT | ST-OT
Rio Bravo Rocklin 1 ST | CIPV | CA_CISO | CA | Thermal | Bio | 22.769 | 4.24 | Bio_Wood | 2017-09-07 | 2050-12-31 | 109.7296 | 9.3769 | 5.8563 | 19.5727 | 19.5585 | 152445.2422 | 0 | 0 | 0.7643 | 6.5113 | 16.7278 | 10.2164 | 8592 | 1232 | 7354 | 0 | 0 | 0.30916 | 6.3745 | 0 | 100.5043 | 8.4194 | 5.3944 | -28.0555 | 1919.2653 | 69.9155 | 1.9671 | 0 | 152445.2422 | 0 | 5.6949 | 173.7345 | 127864.4489 | 0 | 0 | 0 | 875.8044 | 6462.0114 | 0 | 1.3411e-05 | 3249.1686 | 0.15866 | 0.00010078 | 4.7626 | 4.7626 | 4.7626 | 905.3246 | 1.6971 | 0 | 0.00027846 | 1257.61 | 5 | 37 | 0.014882 | 16.7299 | ST-OT | ST-OT
Springerville 3 ST | TEPC | SW_TEPC | AZ | Thermal | Coal | 417 | 271.753 | Coal_Springerville | 2006-07-01 | 2050-12-31 | 121.7208 | -37.1992 | -7.6292 | 379.8954 | 381.7897 | 369810.2291 | 0 | 0 | 0.10124 | 42.619 | 45.0136 | 2.3946 | 8424 | 763 | 1258 | 0 | 0 | 0.38332 | 7.3842 | 0 | 46.4778 | -33.518 | -6.6948 | -25.7013 | 1893.9873 | 67.202 | 3.9093 | 0 | 369810.2293 | 0 | 1351.0139 | 1080.7119 | 400686.4867 | 0 | 0 | 31622.9793 | 0 | 0 | 85.0026 | 96.3374 | 72656.5175 | 1.0826 | 0.065843 | 12.0843 | 5.1679 | 6.9163 | 0 | 0 | 8520.0055 | 792.9744 | 2475773.5273 | 24 | 37 | 8.7733 | 47.4987 | ST-Coal | ST-Coal
Hidden Hollow Landfill Gas 1 IC | IPTV | BS_IPCO | ID | Thermal | Bio | 1.6 | 0.9 | Bio_Landfill_Gas | 2007-01-01 | 2050-12-31 | 130.0877 | 26.9064 | 7.6341 | 1.3713 | 1.3806 | 10500.4002 | 0 | 0 | 0.74917 | 0.4554 | 1.366 | 0.91058 | 8592 | 1231 | 7357 | 0 | 0 | 0.021295 | 0.4463 | 0 | 117.841 | 24.425 | 6.7255 | -31.3082 | 1964.1355 | 128.3014 | 0.17551 | 0 | 10500.4002 | 0 | 0.5081 | 15.5006 | 11408.0416 | 0 | 0 | 0 | 2.4 | 15.6 | 36.517 | -1.1176e-07 | 250.7368 | 0.015242 | 0.010783 | 14.1881 | 0.031824 | 14.1563 | 1.0466 | 105.7825 | 741.5697 | -1.8934e-07 | 6074.2685 | 0 | 36 | 0.0037351 | 1.3729 | ST | ST-OT
Louisiana Pacific Samoa 1 ST | CIPV | CA_CISO | CA | Thermal | Bio | 18.663 | 6 | Bio_Wood | 1992-01-01 | 2050-12-31 | 102.3657 | 10.526 | 0.59568 | 16.0285 | 16.0263 | 126251.744 | 0 | 0 | 0.77224 | 5.4781 | 12.9238 | 7.4458 | 8592 | 1237 | 7350 | 0 | 0 | 0.25604 | 5.3671 | 0 | 96.1661 | 9.5148 | -0.039196 | -41.0304 | 1493.6675 | 59.6075 | 1.6562 | 0 | 126251.744 | 0 | 4.7948 | 146.2768 | 107656.2402 | 0 | 0 | 0 | 292.5717 | 0 | -5.9605e-07 | -1.1921e-05 | 321.9362 | 0.15866 | 0.00010078 | 4.7626 | 4.7626 | 4.7626 | 3016.3109 | 0 | -1.0376e-05 | -0.00041362 | 1836.2924 | 1 | 36 | 0.014662 | 12.9287 | ST | ST-OT
Muskeg River Mkr1 2 CT | AESO | AB_AESO | AB | Thermal | CombustionTurbine Gas | 101 | 44.44 | NG_Alberta_NOVA | 2009-09-01 | 2050-12-31 | 116.1056 | 4.3646 | 3.3229 | 87.5294 | 86.452 | 204240.8989 | 0 | 0 | 0.23084 | 23.7654 | 23.7135 | -0.05191 | 8424 | 1207 | 7209 | 0 | 0 | 0.2117 | 11.3299 | 0 | 102.859 | 10.9632 | 5.2053 | -27.3015 | 792.4344 | 71.0156 | 2.6049 | 0 | 204240.8989 | 0 | 0.78147 | 104.1957 | 152386.2316 | 0 | 0 | 12026.6269 | 0 | 0 | 20549.054 | 71930.25 | 406459.0633 | 1.8659 | 0.0078726 | 35.0857 | 35.06 | 35.06 | 0 | 0 | 1178992.8346 | 1582650.8183 | 13333832.6738 | 31 | 36 | 2.3661 | 39.809 | ST-OT | ST-OT
Pdte. Juarez 8 CS | CFE | CA_CFE | MX | Thermal | CombinedCycle Gas | 260 | 130 | NG_Cal_Rosarito | 2023-06-01 | 2051-12-31 | 33.4033 | -48.0265 | -8.7124 | 246.2812 | 246.8709 | 1656641.9624 | 0 | 0 | 0.72736 | 66.8545 | 55.3373 | -11.5172 | 8424 | 454 | 7637 | 0 | 0 | 3.4789 | 61.8685 | 0 | 29.3878 | -48.4647 | -8.8381 | -274.5783 | 557.9751 | 31.564 | 11.4999 | 0 | 1656641.9624 | 0 | 3.45 | 459.9941 | 672741.384 | 0 | 0 | 0 | 8503.1403 | 84374.2677 | 26759.9066 | 0 | 182343.725 | 4.6199 | 1.2515 | 2.5478 | 0 | 2.5478 | 3953.8331 | 56937.1672 | 560.3192 | 0 | 35030.7571 | 317 | 36 | 15.9116 | 55.4338 | GT F | CC F
Weyerhaeuser Longview ST1 ST | BPAT | NW_BPAT | WA | Thermal | Bio | 8 | 4 | Bio_Blk_Liquor | 1948-01-01 | 2050-12-31 | 112.6169 | 17.5359 | 7.3393 | 7.0421 | 6.6777 | 57979.4622 | 0 | 0 | 0.82733 | 0.058238 | 6.5295 | 6.4712 | 8592 | 1214 | 7373 | 0 | 0 | 0.11758 | 0.009846 | 0 | 111.3011 | 17.4691 | 7.1415 | -36.5852 | 1755.1711 | 98.2172 | 0.87133 | 0 | 57979.4622 | 0 | 2.5225 | 76.9541 | 56636.3747 | 0 | 0 | 0 | 6 | 126 | -2.0117e-06 | -6.7055e-07 | 152.5378 | 0.13517 | 0.13517 | 0.67195 | 0.031824 | 0.68397 | 0.0064592 | 4798.2371 | -1.119e-05 | -8.1945e-06 | 13762.7973 | 1 | 36 | 0.000131 | 6.548 | ST-OT | ST-OT
Wygen 3 ST | WACM | RM_WACM | WY | Thermal | Coal | 103 | 71.5 | Coal_Wygen | 2010-04-01 | 2050-12-31 | 99.7105 | 21.2565 | -6.8299 | 93.8351 | 94.2461 | 757920.0543 | 0 | 0 | 0.84001 | 9.9071 | 75.5726 | 65.6655 | 8424 | 765 | 7601 | 0 | 0 | 1.3567 | 6.8312 | 0 | 101.3191 | 21.2422 | -6.6136 | -119.1351 | 2070.7458 | 142.3178 | 8.4722 | 0 | 757920.0543 | 0 | 2927.8876 | 2342.095 | 868401.2332 | 0 | 0 | 0 | 482.6074 | 3011.0649 | 107.2321 | 4685.2789 | 5995.8901 | 0.075305 | 0.00032051 | 86.4793 | 43.2396 | 43.2397 | 188.4991 | 2.0447 | 978.7693 | 322746.8839 | 524157.4159 | 61 | 36 | 0.19849 | 76.4207 | ST-Coal | ST-Coal
Apf Athabasca Afg1 3 GT | AESO | AB_AESO | AB | Thermal | Bio | 17 | 5.56 | Bio_Other | 2001-09-01 | 2050-12-31 | 98.5953 | 13.1096 | -4.0075 | 13.9879 | 14.7061 | 119130.7833 | 0 | 0 | 0.79996 | 5.2756 | 11.7457 | 6.4701 | 8592 | 1399 | 7357 | 0 | 0 | 0.2416 | 5.176 | 0 | 93.6583 | 10.8585 | -3.8907 | -24.9954 | 740.6235 | 67.4047 | 1.5863 | 0 | 119130.7833 | 0 | 4.5922 | 140.0953 | 103106.7377 | 0 | 0 | 0 | 27177.9498 | 69187.5871 | 1638.6623 | 2599.75 | 1699.8111 | 1.8659 | 0.0078726 | 35.0857 | 35.06 | 35.06 | 70671.2873 | 46.9685 | 10013.5106 | 25933.1083 | 16619.9292 | 13 | 35 | 0.011767 | 11.869 | ST | ST
Burney Biomass 1 ST | CIPV | CA_CISO | CA | Thermal | Bio | 20.529 | 6.6 | Bio_Wood | 1986-01-01 | 2050-12-31 | 104.1735 | 10.6887 | 1.1558 | 17.803 | 17.3794 | 134640.9644 | 0 | 0 | 0.7487 | 5.7971 | 14.026 | 8.229 | 8592 | 1238 | 7348 | 0 | 0 | 0.27305 | 5.6804 | 0 | 95.6811 | 7.9199 | 1.0706 | -25.3502 | 1768.621 | 70.605 | 1.7529 | 0 | 134640.9644 | 0 | 5.0747 | 154.8155 | 113940.4881 | 0 | 0 | 0 | 731.1751 | 11732.9608 | 15.3968 | 41.5785 | 5212.5424 | 0.15866 | 0.00010078 | 4.7626 | 4.7626 | 4.7626 | 2965.0641 | 2.4818 | 578.5255 | 174.5206 | 4813.7395 | 40 | 35 | 0.013157 | 14.0345 | ST-OT | ST-OT
Bonanza 1 ST | PAUT | BS_PACE | UT | Thermal | Coal | 458 | 214.98 | Coal_Bonanza | 1986-05-01 | 2050-12-31 | 147.9592 | 52.3999 | -0.73189 | 420.1009 | 413.6407 | 2611766.6074 | 0 | 0 | 0.65098 | 69.0407 | 386.435 | 317.3943 | 8520 | 776 | 7682 | 0 | 0 | 6.2682 | 58.0083 | 0 | 125.5 | 39.7731 | -0.96359 | -27.816 | 2390.4734 | 173.7363 | 29.1571 | 0 | 2611766.5876 | 0 | 10076.3328 | 8060.3264 | 2988605.2084 | 0 | 0 | 0 | 150702.3087 | 667619.7852 | 28963.9163 | 0 | 851329.6183 | 7.007 | 5.9428 | 85.5427 | 0.031824 | 85.5024 | 420062.8257 | 6251164.0286 | 1434637.7019 | 0 | 43057256.305 | 4458 | 34 | 0.022174 | 437.5981 | ST-Coal | ST-Coal
Stockton Biomas 1 ST | CIPV | CA_CISO | CA | Thermal | Bio | 41.992 | 35.992 | Bio_Agri_Res | 2014-02-12 | 2050-12-31 | 100.2754 | 5.8822 | 4.731 | 36.0726 | 36.4186 | 289030.5767 | 0 | 0 | 0.78573 | 2.3801 | 28.9827 | 26.6025 | 8424 | 1205 | 7211 | 0 | 0 | 0.9183 | 2.136 | 0 | 97.2225 | 5.8675 | 4.6645 | -26.5032 | 1892.9025 | 67.4848 | 3.5155 | 0 | 289030.5767 | 0 | 10.1775 | 310.4851 | 228509.5278 | 0 | 0 | 0 | 2266.6208 | 271.0234 | 3.2187e-06 | 0.00013411 | 340.8447 | 0.15866 | 0.00010078 | 4.7626 | 4.7626 | 4.7626 | 25798.5501 | 0.12887 | 3.7355e-05 | 0.0021123 | 6208.4813 | 2 | 34 | 0 | 29.0147 | ST-OT | ST-OT
Tata Chemicals 1 ST | PAWY | BS_PACE | WY | Thermal | Steam-Gas | 15 | 3 | Coal_WY_SW | 2019-01-01 | 2038-12-31 | 167.1348 | 58.6446 | 1.4783 | 13.0841 | 12.7401 | 29845.8026 | 0 | 0 | 0.22714 | 4.6542 | 4.9883 | 0.33411 | 8424 | 1202 | 7218 | 0 | 0 | 0.030936 | 0.8926 | 0 | 117.1957 | 29.6055 | 0.89965 | -25.7196 | 2079.5439 | 149.8853 | 0.4574 | 0 | 29845.8008 | 0 | 16.0089 | 22.8698 | 46928.8648 | 0 | 0 | 3703.72 | 5.9605e-07 | 33.75 | 5555.2343 | 0 | 72083.123 | 7.007 | 5.9428 | 85.5427 | 0.031824 | 85.5024 | 4.2744e-05 | 1613.5482 | 259554.401 | 0 | 5926177.5088 | 2 | 34 | 0.15957 | 11.1756 | ST-OT | ST-OT
Bonnybrook Bon1 1 ST | AESO | AB_AESO | AB | Thermal | Bio | 10 | 5 | Bio_Landfill_Gas | 2021-09-30 | 2050-12-31 | 98.6077 | 11.2518 | -0.9122 | 8.639 | 8.5458 | 73400.0784 | 0 | 0 | 0.8379 | 2.66 | 7.2378 | 4.5779 | 8592 | 1226 | 7364 | 0 | 0 | 0.021286 | 2.6027 | 0 | 97.4068 | 11.3863 | -0.66997 | -25.3786 | 781.1831 | 70.3562 | 1.0235 | 0 | 73400.0784 | 0 | 2.9631 | 90.395 | 66528.5179 | 0 | 0 | 0 | 3954.4516 | 800.4463 | 74.4906 | 79.9564 | 8.1982 | 1.8659 | 0.0078726 | 35.0857 | 35.06 | 35.06 | 93252.627 | 525.7963 | 2609.4415 | 1602.2033 | 209.6053 | 5 | 33 | 0.0038264 | 7.336 | N/A | ST
Douglas 1 GT | AZPS | SW_AZPS | AZ | Thermal | CombustionTurbine Gas | 19 | 18.1 | Oil_DistillateFuel_2 | 1972-05-01 | 2050-12-31 | 466.5823 | -2.6469 | -4.1992 | 17.8051 | 17.726 | 1360.4 | 0 | 0 | 0.0081735 | 0.63148 | 0.63474 | 0.0032585 | 8424 | 566 | 100 | 0 | 0 | 0.0014101 | 0.58462 | 0 | 50.7151 | -32.2262 | -3.7493 | -24.2437 | 1921.155 | 67.9967 | 0.022261 | 0 | 1360.4 | 0 | 0.064447 | 1.9661 | 1739.7324 | 0 | 0 | 0 | 0 | 0 | 15.2 | 0 | 524.4 | 0.94841 | 0.0016464 | 11.9962 | 5.1679 | 6.8283 | 0 | 0 | 3638.0756 | 0 | 43312.3159 | 0 | 33 | 0.10414 | 0.68169 | GT | GT
Neil Simpson 2 ST | WACM | RM_WACM | WY | Thermal | Coal | 80 | 52 | Coal_Neil_Simpson | 1995-09-01 | 2050-12-31 | 102.5954 | 21.4424 | -7.6408 | 72.6947 | 73.4216 | 572240.9135 | 0 | 0 | 0.81655 | 8.3917 | 58.7093 | 50.3176 | 8424 | 767 | 7543 | 0 | 0 | 1.0243 | 6.0941 | 0 | 100.8359 | 21.1231 | -6.9778 | -122.3777 | 2064.8936 | 141.8894 | 7.5522 | 0 | 572240.9135 | 0 | 2609.9379 | 2087.7586 | 774098.4543 | 0 | 0 | 0 | 1458.9291 | 5266.7096 | 244.452 | 5823.126 | 11217.9276 | 0.075305 | 0.00032051 | 86.4793 | 43.2396 | 43.2397 | 0.97778 | 3.3855 | 2143.6864 | 360977.0575 | 959927.4012 | 84 | 33 | 0.12653 | 60.0324 | ST-Coal | ST-Coal
Rocky Mtn Hardin 1 ST | NWMT | NW_NWMT | MT | Thermal | Coal | 107 | 70 | Coal_Centennial_Hard | 2006-04-01 | 2050-12-31 | 114.893 | 24.1931 | -0.61805 | 98.75 | 95.928 | 771853.2991 | 0 | 0 | 0.82347 | 11.0912 | 88.6805 | 77.5894 | 8424 | 771 | 7627 | 0 | 0 | 1.3816 | 8.0299 | 0 | 109.6341 | 23.5073 | -0.56375 | -108.5759 | 1634.0673 | 112.6197 | 9.4493 | 0 | 771853.2991 | 0 | 3265.5546 | 2612.2038 | 968504.8553 | 0 | 0 | 0 | 45858.8353 | 69396.9713 | 11395.635 | 1278.5611 | 31551.4537 | 9.0549 | 8.0429 | 75.1759 | 0.031824 | 75.1075 | 282122.4582 | 1469503.0624 | 632574.9044 | 391.1654 | 2416150.4747 | 692 | 33 | 0.098165 | 93.4813 | ST-Coal | ST-Coal
Cargill Ic Agg IC | PAID | BS_PACE | ID | Thermal | ICE | 1.8 | 0.36 | Bio_Landfill_Gas | 2022-08-02 | 2050-12-31 | 143.1175 | 36.7986 | 5.3675 | 1.7611 | 1.7459 | 9993.1672 | 0 | 0 | 0.63376 | 0.31507 | 1.4302 | 1.1151 | 8592 | 220 | 8314 | 0 | 0 | 0 | 0.29446 | 0 | 117.6912 | 26.8796 | 4.1211 | -82.4606 | 2294.1301 | 145.3326 | 0.1158 | 0 | 9993.1672 | 0 | 0.33523 | 10.227 | 7526.8565 | 0 | 0 | 0 | 200.9918 | 892.0142 | 910.3641 | 0 | 4034.3094 | 7.007 | 5.9428 | 85.5427 | 0.031824 | 85.5024 | 5063.1961 | 51528.9931 | 35792.6509 | 0 | 317710.0024 | 12 | 32 | 0 | 1.8403 | IC | IC
Cnrl Horizon Cnr5 2 ST | AESO | AB_AESO | AB | Thermal | Steam-Gas | 15 | 3 | NG_Alberta_NOVA | 2016-11-01 | 2051-12-31 | 104.8444 | 5.0427 | 3.8218 | 13.0841 | 12.7235 | 27453.2021 | 0 | 0 | 0.20893 | 3.8696 | 2.8783 | -0.99126 | 8424 | 1206 | 7209 | 0 | 0 | 0.028456 | 1.8495 | 0 | 102.342 | 10.9608 | 4.6906 | -27.0735 | 790.3214 | 70.916 | 0.4258 | 0 | 27453.2003 | 0 | 0.12774 | 17.0319 | 24909.2253 | 0 | 0 | 1965.8859 | 0 | 0 | 15676.1116 | 25352.1417 | 28811.1472 | 1.8659 | 0.0078726 | 35.0857 | 35.06 | 35.06 | 0 | 0 | 386261.1021 | 771572.0973 | 1604718.7155 | 1 | 32 | 0.59278 | 5.6409 | ST-OT | ST-OT
Covanta Stanislaus 1 ST | CIPV | CA_CISO | CA | Thermal | Bio | 19.9 | 2.23 | Bio_Solid_Waste | 1988-09-06 | 2050-12-31 | 100.9599 | 7.7463 | 2.7606 | 16.8778 | 17.44 | 141727.5644 | 0 | 0 | 0.81301 | 0.11586 | 14.3088 | 14.1929 | 8592 | 1228 | 7362 | 0 | 0 | 0.28742 | 0.0018536 | 0 | 96.6102 | 7.3048 | 2.6149 | -25.9975 | 1968.4214 | 71.4852 | 1.8536 | 0 | 141727.5644 | 0 | 5.3661 | 163.7056 | 120483.4182 | 0 | 0 | 0 | 2210.5268 | 36641.0194 | -6.5565e-07 | -3.6061e-05 | 1522.3462 | 0.15866 | 0.00010078 | 4.7626 | 4.7626 | 4.7626 | 16399.6417 | 5.8656 | -5.5029e-10 | -0.0008336 | 0.33743 | 1 | 32 | 0 | 14.3252 | ST-OT | ST-OT
Wygen 2 ST | WACM | RM_WACM | WY | Thermal | Coal | 91 | 62 | Coal_Wygen | 2008-01-01 | 2050-12-31 | 103.8185 | 22.3318 | -6.7781 | 82.1055 | 84.3206 | 662854.9922 | 0 | 0 | 0.83152 | 8.8779 | 68.8166 | 59.9387 | 8424 | 768 | 7565 | 0 | 0 | 1.1865 | 6.2391 | 0 | 101.472 | 21.2312 | -6.4498 | -118.847 | 2076.4182 | 142.383 | 7.7379 | 0 | 662854.9922 | 0 | 2674.1318 | 2139.1092 | 793138.1635 | 0 | 0 | 0 | 347.0285 | 3844.8899 | 60.7799 | 5093.5307 | 6388.0446 | 0.075305 | 0.00032051 | 86.4793 | 43.2396 | 43.2397 | 76.3626 | 2.5638 | 0.097301 | 282529.7204 | 506175.5082 | 57 | 32 | 0.14233 | 69.6054 | ST-Coal | ST-Coal
Chevron Usa Coalinga 1 GT | CIPV | CA_CISO | CA | Thermal | CombustionTurbine Gas | 16.5 | 16.335 | NG_Cal_PG&E LT | 1986-01-17 | 2050-12-31 | 92.3602 | -1.5866 | 0.24863 | 15.4463 | 15.3709 | 83392.4862 | 0 | 0 | 0.57695 | 16.2755 | 7.7021 | -8.5733 | 8592 | 576 | 8016 | 0 | 0 | 0.037527 | 8.9771 | 0 | 84.5963 | -2.1254 | 0.031128 | -41.0912 | 2080.9436 | 83.7863 | 1.1216 | 0 | 83392.4862 | 0 | 0.33648 | 44.8635 | 65612.8067 | 0 | 0 | 7195.4939 | 0 | 257.4 | 46.2 | 3039.5786 | 33288.1286 | 0.15866 | 0.00010078 | 4.7626 | 4.7626 | 4.7626 | 0 | 0.036992 | 393.2028 | 18919.3945 | 47555.7154 | 2 | 30 | 8.8921 | 7.769 | GT-OT | GT-OT
Huntington 1 ST | PAUT | BS_PACE | UT | Thermal | Coal | 459 | 103.041 | Coal_Huntington | 1977-06-01 | 2036-12-31 | 115.0235 | 23.6782 | -4.3951 | 420.2137 | 418.3435 | 2721511.706 | 0 | 0 | 0.67685 | 56.7833 | 313.0377 | 256.2544 | 8328 | 755 | 7537 | 0 | 0 | 6.5316 | 45.6679 | 0 | 105.251 | 22.5154 | -3.955 | -24.8846 | 2081.5166 | 137.5151 | 26.1955 | 0 | 2721511.8109 | 0 | 9052.8358 | 7241.6036 | 2685039.4171 | 0 | 0 | 0 | 214853.1675 | 1051155.5612 | 166702.8019 | 0 | 492226.8191 | 7.007 | 5.9428 | 85.5427 | 0.031824 | 85.5024 | 645388.1314 | 5580780.5088 | 9514338.113 | 0 | 46618277.952 | 3581 | 30 | 0.14944 | 375.3965 | ST-Coal | ST-Coal
Pawnee 1 ST | PSCO | RM_PSCO | CO | Thermal | Coal | 505 | 205.741 | Coal_Pawnee | 1981-11-01 | 2041-12-31 | 145.5858 | 51.0076 | 2.723 | 447.3813 | 455.5313 | 3681909.7982 | 0 | 0 | 0.8323 | 62.0288 | 536.0339 | 474.0051 | 8256 | 941 | 7481 | 0 | 0 | 8.8366 | 47.5303 | 0 | 138.5852 | 49.2105 | 2.6842 | -25.6233 | 2504.4324 | 213.7834 | 43.0191 | 0 | 3681910.016 | 0 | 14866.8477 | 11892.3865 | 4409455.3201 | 0 | 0 | 0 | 82491.1144 | 291863.6641 | 875.0843 | 84.024 | 69046.9579 | 0.42135 | 0.055066 | 119.3454 | 43.2396 | 76.1058 | 143086.3773 | 49774.4339 | 34586.7441 | 91.8749 | 1031918.6015 | 243 | 30 | 0.10994 | 537.2933 | ST-Coal | ST-Coal
THUMSGEN | CISC | CA_CISO | CA | Thermal | CombustionTurbine Gas | 45 | 21.6 | NG_Cal_PG&E LT | 2024-03-20 | 2054-12-31 | 77.0807 | -10.7522 | -3.511 | 41.9509 | 42.1565 | 219195.015 | 0 | 0 | 0.55605 | 42.9357 | 16.8957 | -26.04 | 8592 | 577 | 8015 | 0 | 0 | 0.16299 | 23.6958 | 0 | 72.3332 | -10.8822 | -3.4751 | -25.6863 | 1994.0575 | 72.6112 | 2.9563 | 0 | 219195.015 | 0 | 0.88689 | 118.2521 | 172943.7294 | 0 | 0 | 18966.0474 | 0 | 0 | 0 | 1457.9998 | 26833.9182 | 0.15866 | 0.00010078 | 4.7626 | 4.7626 | 4.7626 | 0 | 0 | 0 | 17899.6628 | 302642.7398 | 0 | 30 | 26.5116 | 17.2163 | GT | GT-OT
Dry Fork Station 1 ST | WACM | RM_WACM | WY | Thermal | Coal | 405 | 260 | Coal_Dry_Fork | 2011-11-01 | 2050-12-31 | 99.5342 | 20.6242 | -6.6505 | 367.8592 | 372.4793 | 2955720.0192 | 0 | 0 | 0.83311 | 32.6128 | 294.1951 | 261.5823 | 8448 | 762 | 7614 | 0 | 0 | 7.0937 | 21.1012 | 0 | 99.9628 | 19.6499 | -6.3777 | -150.0383 | 2048.9658 | 141.9981 | 31.0547 | 0 | 2955720.0192 | 0 | 10732.1076 | 8584.8977 | 3183105.5823 | 0 | 0 | 0 | 881.6235 | 8315.8567 | 209.2649 | 11223.5931 | 39801.1425 | 0.075305 | 0.00032051 | 86.4793 | 43.2396 | 43.2397 | 2042.6893 | 6.0512 | 5833.5194 | 402935.1779 | 3788343.1603 | 347 | 29 | 0.67655 | 298.3943 | ST-Coal | ST-Coal
Cherokee CC1a | PSCO | RM_PSCO | CO | Thermal | CombinedCycle Gas | 300 | 153.719 | NG_Colorado_Cheyenne | 2015-08-20 | 2055-12-31 | 154.3393 | 56.5272 | 5.0433 | 285.222 | 283.0298 | 2048141.9102 | 0 | 0 | 0.77935 | 70.5269 | 316.1088 | 245.5819 | 8472 | 458 | 7926 | 0 | 0 | 3.6867 | 64.679 | 0 | 140.9731 | 49.7417 | 4.5408 | -25.6828 | 2535.5391 | 214.9899 | 13.9254 | 0 | 2048141.907 | 0 | 4.1776 | 557.0143 | 814633.4567 | 0 | 0 | 0 | 11246.8871 | 22771.5225 | 12077.6595 | 847.2729 | 312450.8358 | 0.42135 | 0.055066 | 119.3454 | 43.2396 | 76.1058 | 10037.6574 | 49553.3657 | 710961.0539 | 2862.711 | 10313241.1106 | 171 | 28 | 0.42177 | 327.1955 | CC 7F 5 Series | CC F
Berry Cogen Tanne Hills 18 | CIPV | CA_CISO | CA | Thermal | CombustionTurbine Gas | 15.016 | 14.592 | NG_Cal_PG&E LT | 1986-01-01 | 2050-12-31 | 84.6853 | -2.6736 | -3.2757 | 14.0512 | 13.9801 | 73872.3207 | 0 | 0 | 0.5616 | 14.3107 | 6.2559 | -8.0547 | 8592 | 580 | 8012 | 0 | 0 | 0.033243 | 7.8971 | 0 | 80.1344 | -3.3576 | -3.1986 | -25.2228 | 1953.0306 | 75.1777 | 0.98587 | 0 | 73872.3207 | 0 | 0.29576 | 39.4348 | 57673.4691 | 0 | 0 | 6324.8186 | 0 | 84.0896 | 66.0704 | 2804.9884 | 32149.8049 | 0.15866 | 0.00010078 | 4.7626 | 4.7626 | 4.7626 | 0 | 0.014602 | 707.9021 | 24070.4841 | 62934.5771 | 2 | 27 | 8.3474 | 6.3436 | GT-OT | GT-OT
Cascade CC Phs 2 | AESO | AB_AESO | AB | Thermal | CombinedCycle Gas | 450 | 208 | NG_Alberta_NOVA | 2024-01-31 | 2050-12-31 | 99.8979 | 11.1096 | -4.4084 | 425.4673 | 427.8974 | 3116888.1436 | 0 | 0 | 0.79069 | 187.1604 | 311.3706 | 124.2102 | 8472 | 458 | 7922 | 0 | 0 | 6.5455 | 86.5928 | 0 | 93.7091 | 10.9666 | -3.948 | -25.1702 | 745.3789 | 67.7378 | 19.87 | 0 | 3116888.1436 | 0 | 5.961 | 794.7984 | 1162392.6513 | 0 | 0 | 91738.3577 | 30035.6543 | 75878.1562 | 7974.6783 | 44205.0943 | 393697.1584 | 1.8659 | 0.0078726 | 35.0857 | 35.06 | 35.06 | 207497.3981 | 17359.2382 | 144253.2544 | 741387.8724 | 4816184.5083 | 539 | 27 | 3.9319 | 317.2973 | CC H: Siemens SCC6-8000H | CC H
Hunter 3 ST | PAUT | BS_PACE | UT | Thermal | Coal | 471 | 158.554 | Coal_Hunter | 1983-06-01 | 2042-12-31 | 120.3683 | 28.2894 | -4.9229 | 429.6408 | 428.7608 | 2712987.5533 | 0 | 0 | 0.65754 | 55.2741 | 326.5576 | 271.2835 | 8448 | 776 | 7649 | 0 | 0 | 6.5112 | 44.4961 | 0 | 106.1158 | 23.8161 | -4.3909 | -24.837 | 2136.3689 | 139.9799 | 28.504 | 0 | 2712987.5663 | 0 | 9850.6297 | 7879.7803 | 2921662.4729 | 0 | 0 | 0 | 184694.5662 | 1007541.3691 | 73227.1086 | 0 | 779293.7749 | 7.007 | 5.9428 | 85.5427 | 0.031824 | 85.5024 | 806672.3527 | 7029962.5842 | 3329664.4502 | 0 | 55069884.2068 | 3825 | 27 | 0.057024 | 392.7938 | ST-Coal | ST-Coal
Oakland Station C Gt Unit 1 GT | CIPB | CA_CISO | CA | Thermal | CombustionTurbine Gas | 55 | 16.5 | Oil_DistillateFuel_2 | 1978-01-01 | 2050-12-31 | 415.8064 | -34.8395 | 9.9347 | 50.845 | 52.1164 | 3245 | 0 | 0 | 0.0067352 | 1.7948 | 1.3493 | -0.44551 | 8592 | 578 | 87 | 0 | 0 | 0.0065808 | 1.2695 | 0 | 97.885 | 7.6661 | 3.5284 | -26.1654 | 1806.9808 | 65.9973 | 0.048341 | 0 | 3245 | 0 | 0.13995 | 4.2694 | 3777.8297 | 0 | 0 | 414.2994 | 0 | 0 | 0 | 88 | 1430 | 0.15866 | 0.00010078 | 4.7626 | 4.7626 | 4.7626 | 0 | 0 | 0 | 6632.2523 | 51834.6885 | 0 | 27 | 0.58513 | 1.4078 | GT | GT
Texaco Cogen 1 GT | LDWP | CA_LDWP | CA | Thermal | CombustionTurbine Gas | 22.2 | 13 | NG_Cal_SoCalGas | 1982-12-01 | 2050-12-31 | 92.6253 | 3.2689 | -2.4889 | 20.5402 | 19.9763 | 109688.939 | 0 | 0 | 0.56403 | 19.8846 | 10.16 | -9.7246 | 8592 | 747 | 8013 | 0 | 0 | 0.04936 | 10.2729 | 0 | 88.5015 | 4.2177 | -2.4068 | -11.7519 | 1990.679 | 68.4694 | 1.478 | 0 | 109688.939 | 0 | 0.44339 | 59.1185 | 86460.8289 | 0 | 0 | 9481.8134 | 0 | 0 | 1250.5205 | 5626.6729 | 15920.8404 | 0.51018 | 0.0002031 | 10.9758 | 5.1679 | 5.9579 | 0 | 0 | 20285.7514 | 72128.3901 | 163876.0123 | 3 | 27 | 10.0624 | 10.4163 | GT-OT | GT-OT
Cherokee CC1b | PSCO | RM_PSCO | CO | Thermal | CombinedCycle Gas | 300 | 153.719 | NG_Colorado_Cheyenne | 2015-08-20 | 2055-12-31 | 152.3727 | 55.89 | 5.0962 | 286.507 | 280.7947 | 2051442.5321 | 0 | 0 | 0.78061 | 70.7006 | 312.5837 | 241.8831 | 8472 | 463 | 7932 | 0 | 0 | 3.6926 | 64.9447 | 0 | 140.9789 | 49.7433 | 4.5451 | -25.683 | 2535.5889 | 215.0037 | 13.99 | 0 | 2051442.5292 | 0 | 4.197 | 559.5987 | 818413.088 | 0 | 0 | 0 | 8179.0317 | 17647.8523 | 10507.0333 | 561.1428 | 309537.8969 | 0.42135 | 0.055066 | 119.3454 | 43.2396 | 76.1058 | 9145.0135 | 51426.7733 | 661413.7468 | 1931.7273 | 10099558.9528 | 188 | 26 | 0.44004 | 323.4072 | CC 7F 5 Series | CC F
Laramie River Station 2 ST | WACM | RM_WACM | WY | Thermal | Coal | 570 | 203.902 | Coal_Laramie_River | 1981-07-01 | 2050-12-31 | 121.1545 | 32.0926 | -1.2549 | 522.1671 | 520.1407 | 4134071.5903 | 0 | 0 | 0.82794 | 59.5109 | 500.8613 | 441.3504 | 8208 | 748 | 7419 | 0 | 0 | 9.9218 | 43.5713 | 0 | 118.6014 | 33.0984 | -1.1875 | -25.7119 | 2375.2468 | 162.3762 | 44.2496 | 0 | 4134071.5964 | 0 | 15292.1008 | 12232.5574 | 4535583.7092 | 0 | 0 | 0 | 11701.2505 | 352861.982 | 9.7694 | 7453.1878 | 38651.5435 | 0.075305 | 0.00032051 | 86.4793 | 43.2396 | 43.2397 | 3759.4252 | 117.4188 | 0.025324 | 284471.1233 | 993884.6185 | 133 | 26 | 0.0313 | 502.1435 | ST-Coal | ST-Coal
Ncpa Geo Plant 2 Unit 4-1 BT | CIPV | CA_CISO | CA | Thermal | Geothermal | 50.61 | 26.23 | Geothermal | 1986-01-01 | 2050-12-31 | 63.354 | -24.7436 | -0.60628 | 48.6491 | 48.9621 | 390386.9325 | 0 | 0 | 0.88055 | 1.2118 | 24.7326 | 23.5208 | 8592 | 317 | 8275 | 0 | 0 | 1.2095 | 0.0015809 | 0 | 60.4683 | -25.584 | -0.63816 | -27.7646 | 1495.5793 | 64.7082 | 1.5809 | 0 | 390386.9325 | 0 | 4.5767 | 139.6223 | 15809.0231 | 0 | 0 | 0 | 902.6101 | 0 | -3.5763e-06 | 353.4412 | 8383.2872 | 0.15866 | 0.00010078 | 4.7626 | 4.7626 | 4.7626 | 15029.7843 | 0 | -4.1488e-05 | 1596.2126 | 114431.4558 | 263 | 26 | 0.055158 | 24.8636 | GEO | GEO
Pdte Juarez 5 GT | CFE | CA_CFE | MX | Thermal | Steam-Gas | 147.06 | 16 | NG_Cal_Rosarito | 1991-01-08 | 2050-12-31 | 129.5571 | -213.4983 | -26.7447 | 125.1556 | 129.0427 | 6994.7378 | 0 | 0 | 0.0054297 | 0.99906 | 0.90622 | -0.092843 | 8424 | 1209 | 163 | 0 | 0 | 0.0020285 | 0.65214 | 0 | 29.761 | -48.4647 | -8.4649 | -274.4785 | 556.9663 | 31.6518 | 0.12215 | 0 | 6994.7376 | 0 | 0.036644 | 4.8859 | 7145.5612 | 0 | 0 | 0 | 224.9731 | 1585.2771 | 834.0932 | 0 | 16135.126 | 4.6199 | 1.2515 | 2.5478 | 0 | 2.5478 | 0.057394 | 0.27633 | 23052.6059 | 0 | 360472.0144 | 24 | 26 | 0.23258 | 1.2897 | ST-NG | ST-NG
Rainbow Lake 1 Rl1 4 GT | AESO | AB_AESO | AB | Thermal | CombustionTurbine Gas | 47 | 22.25 | NG_Alberta_NOVA | 1999-02-01 | 2050-12-31 | 256.9494 | 8.8212 | 13.1844 | 40.9603 | 39.5168 | 2683.0663 | 0 | 0 | 0.0065167 | 0.52659 | 0.68941 | 0.16283 | 8592 | 1237 | 152 | 0 | 0 | 0.0012074 | 0.20363 | 0 | 109.0344 | 11.3754 | 10.9685 | -32.36 | 767.8881 | 70.0395 | 0.045897 | 0 | 2683.0663 | 0 | 0.013769 | 1.8359 | 2684.9455 | 0 | 0 | 211.9013 | 77.08 | 1320.0663 | 402.7284 | 784.4324 | 3273.773 | 1.8659 | 0.0078726 | 35.0857 | 35.06 | 35.06 | 0.060211 | 0.90377 | 100682.1019 | 64318.2973 | 479779.0809 | 6 | 26 | 0.022383 | 1.3342 | ST | ST
Yucca 4 GT | AZPS | SW_AZPS | AZ | Thermal | CombustionTurbine Gas | 61 | 35.3 | Oil_DistillateFuel_2 | 1974-07-01 | 2050-12-31 | 525.0933 | 23.9789 | -47.9437 | 56.7362 | 57.3306 | 2750.1349 | 0 | 0 | 0.0051466 | 1.1449 | 1.4441 | 0.29916 | 8592 | 577 | 62 | 0 | 0 | 0.0012376 | 1.0269 | 0 | 42.709 | -34.6015 | -9.3801 | -35.2547 | 1794.2112 | 61.8596 | 0.039104 | 0 | 2750.1349 | 0 | 0.11321 | 3.4536 | 3056.0036 | 0 | 0 | 0 | 0 | 0 | 24.4 | 0 | 1007.465 | 0.94841 | 0.0016464 | 11.9962 | 5.1679 | 6.8283 | 0 | 0 | 3907.9224 | 0 | 153498.9229 | 23 | 26 | 0.12608 | 1.6015 | GT | GT
Pdte Juarez 6 GT | CFE | CA_CFE | MX | Thermal | Steam-Gas | 145.29 | 16 | NG_Cal_Rosarito | 1991-06-10 | 2050-12-31 | 130.2893 | -212.1839 | -25.9111 | 118.0198 | 122.839 | 5710.9522 | 0 | 0 | 0.0044871 | 0.89207 | 0.74408 | -0.14799 | 8424 | 1524 | 148 | 0 | 0 | 0.0016562 | 0.56288 | 0 | 29.7678 | -48.4647 | -8.4581 | -274.4785 | 557.0098 | 31.6584 | 0.10517 | 0 | 5710.9522 | 0 | 0.031552 | 4.2069 | 6152.5629 | 0 | 0 | 0 | 117.2032 | 1507.1902 | 357.9468 | 0 | 15434.021 | 4.6199 | 1.2515 | 2.5478 | 0 | 2.5478 | 0.01554 | 0.13674 | 9438.9087 | 0 | 367046.4375 | 6 | 25 | 0.23302 | 1.1206 | ST-NG | ST-NG
Suncor Base Plant Cogen 2 GT | AESO | AB_AESO | AB | Thermal | CombustionTurbine Gas | 403 | 80.6 | NG_Alberta_NOVA | 2024-12-01 | 2050-12-31 | 103.7452 | 10.253 | 0.52031 | 384.0114 | 378.313 | 3005136.6105 | 0 | 0 | 0.85125 | 177.7499 | 311.7684 | 134.0185 | 8592 | 464 | 8096 | 0 | 0 | 1.6829 | 82.252 | 0 | 98.3148 | 10.8944 | 0.72988 | -26.0156 | 766.1598 | 69.2127 | 18.8799 | 0 | 3005136.7876 | 0 | 5.664 | 755.1953 | 1104473.1367 | 0 | 0 | 87167.2309 | 18838.4324 | 23959.3584 | 8429.1959 | 46196.0601 | 192914.6931 | 1.8659 | 0.0078726 | 35.0857 | 35.06 | 35.06 | 169524.1968 | 12924.2634 | 163423.7462 | 421629.7537 | 1401757.6397 | 253 | 25 | 2.7995 | 313.9377 | CC J: MHI 501JAC | CC J
CP Genesee Unit 7 Gas 1 GT | AESO | AB_AESO | AB | Thermal | CombustionTurbine Gas | 411 | 180.84 | NG_Alberta_NOVA | 2024-07-01 | 2051-12-31 | 99.8705 | 9.5929 | -1.1579 | 391.8744 | 386.6167 | 2911290.3372 | 0 | 0 | 0.80861 | 172.5547 | 290.7521 | 118.1974 | 8424 | 454 | 7925 | 0 | 0 | 3.0176 | 79.8352 | 0 | 96.577 | 10.9042 | -1.0177 | -24.999 | 764.7177 | 69.3114 | 18.332 | 0 | 2911290.3372 | 0 | 5.4996 | 733.2782 | 1072419.4264 | 0 | 0 | 84637.4876 | 2542.1233 | 1732.635 | 4844.6865 | 39168.4027 | 143016.8629 | 1.8659 | 0.0078726 | 35.0857 | 35.06 | 35.06 | 60815.2883 | 11870.142 | 149580.7187 | 401730.2243 | 2564984.9278 | 338 | 24 | 3.5359 | 293.9411 | CC J: MHI 501JAC | CC J
CHARMIN | CISC | CA_CISO | CA | Thermal | CombustionTurbine Gas | 18.64 | 8.947 | NG_Cal_PG&E LT | 2024-03-20 | 2054-12-31 | 83.1757 | -6.0063 | -2.3632 | 17.4387 | 17.3747 | 91203.6629 | 0 | 0 | 0.55855 | 17.866 | 7.5859 | -10.2801 | 8592 | 577 | 8015 | 0 | 0 | 0.067819 | 9.8657 | 0 | 78.8524 | -5.4903 | -2.3478 | -25.8407 | 2023.2661 | 72.4072 | 1.231 | 0 | 91203.6629 | 0 | 0.3693 | 49.2399 | 72013.3304 | 0 | 0 | 7897.4135 | 0 | 0 | 74.56 | 1736.3171 | 9837.8724 | 0.15866 | 0.00010078 | 4.7626 | 4.7626 | 4.7626 | 0 | 0 | 1555.8172 | 28388.5845 | 85263.7317 | 4 | 23 | 10.4798 | 7.7011 | GT | GT-OT
Gold Creek Facility Goc1 1 ST | AESO | AB_AESO | AB | Thermal | CombustionTurbine Gas | 5 | 3 | Waste_Heat | 1999-06-01 | 2050-12-31 | 105.4362 | 11.3568 | 5.9265 | 4.6466 | 4.702 | 40064.9999 | 0 | 0 | 0.91473 | 0.040766 | 4.2243 | 4.1835 | 8592 | 579 | 8013 | 0 | 0 | 0.022436 | 0.00068356 | 0 | 103.5535 | 10.9177 | 5.9453 | -29.4073 | 764.4358 | 68.8589 | 0.68356 | 0 | 40064.9999 | 0 | 0 | 0 | 0 | 0 | 0 | 0 | 5566.5988 | 10457.4013 | -3.1024e-05 | -5.1275e-05 | -0.0002688 | 1.8659 | 0.0078726 | 35.0857 | 35.06 | 35.06 | 26151.149 | 134.9931 | -0.0011977 | -0.00096786 | -0.010733 | 0 | 23 | 0 | 4.2506 | GT | GT
Hunter 2 ST | PAUT | BS_PACE | UT | Thermal | Coal | 446 | 130.0837 | Coal_Hunter | 1980-06-01 | 2042-12-31 | 125.6945 | 31.917 | -4.8033 | 403.1889 | 414.2484 | 2368329.8516 | 0 | 0 | 0.60618 | 48.8224 | 297.6861 | 248.8637 | 8280 | 751 | 7522 | 0 | 0 | 5.684 | 39.4861 | 0 | 106.1558 | 23.816 | -4.3508 | -24.8246 | 2136.7234 | 140.0072 | 25.2946 | 0 | 2368329.8472 | 0 | 8741.491 | 6992.551 | 2592695.7488 | 0 | 0 | 0 | 189893.2889 | 954380.9308 | 65099.9391 | 0 | 883548.6552 | 7.007 | 5.9428 | 85.5427 | 0.031824 | 85.5024 | 659998.5698 | 6522706.394 | 3210123.6266 | 0 | 61241137.816 | 4390 | 23 | 0.027704 | 369.3201 | ST-Coal | ST-Coal
Jim Bridger 4 ST | PAWY | BS_PACE | WY | Thermal | Coal | 526 | 165.1839 | Coal_Jim_Bridger | 1979-11-01 | 2039-12-31 | 119.5961 | 28.5642 | -2.4701 | 480.5281 | 478.8284 | 3654898.1324 | 0 | 0 | 0.7932 | 100.9687 | 437.1115 | 336.1428 | 8448 | 769 | 7660 | 0 | 0 | 8.7718 | 87.0323 | 0 | 110.2078 | 25.7853 | -2.268 | -25.3761 | 2026.1959 | 136.7667 | 36.3184 | 0 | 3654898.1412 | 0 | 12551.2199 | 10046.7883 | 3732359.1755 | 0 | 0 | 0 | 180282.3632 | 1136574.5024 | 3755.735 | 0 | 329727.1557 | 7.007 | 5.9428 | 85.5427 | 0.031824 | 85.5024 | 988392.0247 | 7200843.7387 | 125258.3292 | 0 | 15368650.542 | 2026 | 23 | 0.19873 | 460.7946 | ST-Coal | ST-Coal
Metro Wastewater Treatment Pla IC | BPAT | NW_BPAT | OR | Thermal | ICE | 1 | 0.2 | Bio_Solid_Waste | 2013-04-24 | 2050-12-31 | 112.8611 | 16.3684 | 7.6643 | 0.96807 | 0.98455 | 8162.1316 | 0 | 0 | 0.93175 | 0.016789 | 0.92119 | 0.9044 | 8592 | 220 | 8330 | 0 | 0 | 0.016553 | 9.059e-05 | 0 | 110.5685 | 16.2962 | 7.5818 | -37.9052 | 1837.0642 | 96.3666 | 0.09059 | 0 | 8162.1306 | 0 | 0.26226 | 8.0008 | 5888.3771 | 0 | 0 | 0 | 1.6 | 20.8 | 2.794e-07 | 1.1176e-07 | 43.0694 | 0.13517 | 0.13517 | 0.67195 | 0.031824 | 0.68397 | 62.2776 | 900.1469 | 1.5542e-06 | 1.1878e-06 | 2978.7974 | 1 | 23 | 0 | 0.92513 | IC | IC
Nrgreen Nrg3 1 ST | AESO | AB_AESO | AB | Thermal | CombustionTurbine Gas | 16 | 7.2 | Waste_Heat | 2013-08-15 | 2050-12-31 | 97.7859 | 10.4617 | -1.1072 | 14.8255 | 15.1082 | 128201.6 | 0 | 0 | 0.91468 | 0.13135 | 12.5363 | 12.405 | 8592 | 579 | 8013 | 0 | 0 | 0.071793 | 0.0019236 | 0 | 96.7233 | 10.9349 | -0.9022 | -25.9563 | 757.7013 | 68.3436 | 1.9236 | 0 | 128201.6 | 0 | 0 | 0 | 0 | 0 | 0 | 0 | 15743.2777 | 34686.3144 | -0.00036746 | -0.00064319 | 6.3968 | 1.8659 | 0.0078726 | 35.0857 | 35.06 | 35.06 | 96627.4177 | 433.2714 | -0.01367 | -0.011683 | 287.8624 | 0 | 23 | 0 | 12.6337 | GT | GT
Pdte Juarez 9 CS | CFE | CA_CFE | MX | Thermal | CombinedCycle Gas | 248 | 124 | NG_Cal_Rosarito | 2001-04-07 | 2050-12-31 | 34.6409 | -49.5433 | -9.1323 | 235.4455 | 234.6556 | 1611046.0482 | 0 | 0 | 0.74157 | 65.1212 | 55.8081 | -9.3131 | 8424 | 455 | 7668 | 0 | 0 | 3.3832 | 60.6216 | 0 | 29.3779 | -48.4647 | -8.848 | -274.5741 | 558.1365 | 31.5574 | 11.2225 | 0 | 1611046.0482 | 0 | 3.3668 | 448.9003 | 656516.7227 | 0 | 0 | 0 | 24996.2743 | 223865.2473 | 16865.0554 | 0 | 242624.1468 | 4.6199 | 1.2515 | 2.5478 | 0 | 2.5478 | 3433.0941 | 53402.6581 | 1034.9448 | 0 | 40896.3115 | 323 | 23 | 14.1102 | 55.9069 | GT F | CC F
Texaco Cogen 2 GT | LDWP | CA_LDWP | CA | Thermal | CombustionTurbine Gas | 23.6 | 13 | NG_Cal_SoCalGas | 1982-12-02 | 2050-12-31 | 93.8193 | 3.3711 | -2.4759 | 22.0745 | 22.011 | 116753.201 | 0 | 0 | 0.56475 | 21.0476 | 10.9537 | -10.0939 | 8592 | 576 | 8016 | 0 | 0 | 0.052539 | 10.8744 | 0 | 88.5015 | 4.2177 | -2.4068 | -11.7519 | 1990.679 | 68.4694 | 1.565 | 0 | 116753.1937 | 0 | 0.4695 | 62.6 | 91552.4493 | 0 | 0 | 10040.1906 | 0 | 0 | 1276.314 | 6103.0034 | 16120.4069 | 0.51018 | 0.0002031 | 10.9758 | 5.1679 | 5.9579 | 0 | 0 | 21107.7461 | 83652.9348 | 170685.1297 | 1 | 23 | 10.5366 | 11.2292 | GT-OT | GT-OT
Cheyenne Prairie Generation St 2 GT | WACM | RM_WACM | WY | Thermal | CombustionTurbine Gas | 37 | 20 | NG_Colorado_Cheyenne | 2014-10-01 | 2050-12-31 | 125.9736 | 34.4719 | 2.3265 | 34.6659 | 34.3965 | 216219.3874 | 0 | 0 | 0.6671 | 10.175 | 27.2379 | 17.0629 | 8592 | 579 | 8013 | 0 | 0 | 0.097299 | 9.9426 | 0 | 122.0055 | 33.141 | 2.174 | -25.5417 | 2417.5818 | 165.0643 | 2.1463 | 0 | 216219.3874 | 0 | 0.64389 | 85.8525 | 125559.2646 | 0 | 0 | 0 | 151.4863 | 70.4013 | 699.3967 | 9373.8965 | 37402.1039 | 0.075305 | 0.00032051 | 86.4793 | 43.2396 | 43.2397 | 0.10044 | 0.050004 | 5316.8061 | 456888.679 | 2538060.6671 | 6418 | 22 | 0.39404 | 30.2382 | GT LM6000 PF Sprint | GT-OT
Huntington 2 ST | PAUT | BS_PACE | UT | Thermal | Coal | 450 | 142.35 | Coal_Huntington | 1974-07-01 | 2036-12-31 | 119.2202 | 28.148 | -4.2979 | 412.7629 | 409.0232 | 2347864.0831 | 0 | 0 | 0.5956 | 50.8974 | 279.9128 | 229.0154 | 8280 | 755 | 7504 | 0 | 0 | 5.6349 | 41.6847 | 0 | 105.2273 | 22.5154 | -3.9787 | -24.8792 | 2081.0796 | 137.4953 | 23.9107 | 0 | 2347864.0831 | 0 | 8263.2342 | 6609.9807 | 2450846.4293 | 0 | 0 | 0 | 150025.6566 | 879218.8598 | 35396.9646 | 0 | 917126.7375 | 7.007 | 5.9428 | 85.5427 | 0.031824 | 85.5024 | 642532.005 | 7177946.3724 | 1606171.9564 | 0 | 69704169.3832 | 4924 | 22 | 0.13378 | 359.0436 | ST-Coal | ST-Coal
Laramie River Station 3 ST | WACM | RM_WACM | WY | Thermal | Coal | 570 | 211.452 | Coal_Laramie_River | 1982-11-01 | 2050-12-31 | 124.5674 | 34.1366 | -1.3063 | 517.5058 | 527.2185 | 4128810.4923 | 0 | 0 | 0.82689 | 64.4579 | 514.3153 | 449.8574 | 8208 | 745 | 7451 | 0 | 0 | 9.9091 | 48.8891 | 0 | 118.5961 | 33.0872 | -1.1817 | -25.693 | 2375.2373 | 162.3476 | 49.6501 | 0 | 4128810.4881 | 0 | 17158.4616 | 13725.5091 | 5089139.8987 | 0 | 0 | 0 | 52094.3926 | 543947.9555 | 72.177 | 7019.782 | 62250.0942 | 0.075305 | 0.00032051 | 86.4793 | 43.2396 | 43.2397 | 2016.0723 | 171.5381 | 56.0152 | 225508.4096 | 1191944.5946 | 199 | 22 | 0.20267 | 515.735 | ST-Coal | ST-Coal
South Belridge Cogen Facility 1 GT | CIPV | CA_CISO | CA | Thermal | CombustionTurbine Gas | 63 | 9 | NG_Cal_PG&E LT | 1985-01-01 | 2050-12-31 | 86.135 | -3.2003 | -3.201 | 59.3446 | 58.0977 | 311977.356 | 0 | 0 | 0.5653 | 61.0092 | 26.8722 | -34.137 | 8592 | 580 | 8012 | 0 | 0 | 0.14039 | 33.6849 | 0 | 80.2987 | -3.3573 | -3.0346 | -27.7344 | 1954.0913 | 75.881 | 4.2045 | 0 | 311977.356 | 0 | 1.2613 | 168.178 | 245960.3964 | 0 | 0 | 26973.4929 | 0 | 0 | 75.6 | 5127.3788 | 61785.0251 | 0.15866 | 0.00010078 | 4.7626 | 4.7626 | 4.7626 | 0 | 0 | 266.052 | 28261.3327 | 317302.7682 | 6 | 22 | 34.9306 | 27.218 | GT-OT | GT-OT
Chevron Usa Taftcadet 1 GT | CIPV | CA_CISO | CA | Thermal | Steam-Gas | 11.5 | 1 | NG_Cal_PG&E LT | 1982-07-26 | 2050-12-31 | 82.0894 | -3.2298 | -3.226 | 10.6514 | 10.8622 | 56432.8026 | 0 | 0 | 0.56018 | 11.0719 | 4.6325 | -6.4394 | 8688 | 580 | 8108 | 0 | 0 | 0.016366 | 6.1138 | 0 | 80.1143 | -3.3609 | -3.2154 | -25.2842 | 1962.1871 | 75.5153 | 0.76305 | 0 | 56432.8026 | 0 | 0.22891 | 30.522 | 44638.4231 | 0 | 0 | 4895.3171 | 0 | 0 | 106.4819 | 2624.4512 | 9381.9961 | 0.15866 | 0.00010078 | 4.7626 | 4.7626 | 4.7626 | 0 | 0 | 1115.5352 | 31583.249 | 114150.873 | 349 | 21 | 6.4753 | 4.7794 | GT | GT-OT
Phillips_RodeoA | CIPB | CA_CISO | CA | Thermal | CombustionTurbine Gas | 16.617 | 16.617 | NG_Cal_PG&E LT | 1987-05-21 | 2050-12-31 | 101.3938 | 6.7579 | 3.7347 | 15.5428 | 15.512 | 82076.1265 | 0 | 0 | 0.56385 | 16.0507 | 8.322 | -7.7287 | 8592 | 573 | 8019 | 0 | 0 | 0.036934 | 8.8633 | 0 | 98.029 | 7.6545 | 3.6839 | -26.1604 | 1853.538 | 67.0283 | 1.1063 | 0 | 82076.1265 | 0 | 0.33189 | 44.2522 | 64718.8245 | 0 | 0 | 7097.4546 | 11.3037 | 186.5103 | 76.5642 | 3100.0924 | 32406.9699 | 0.15866 | 0.00010078 | 4.7626 | 4.7626 | 4.7626 | 0.0038921 | 0.035471 | 1694.0717 | 29944.289 | 169862.3581 | 752 | 21 | 7.9287 | 8.5235 | GT-OT | GT-OT
Salton Sea 4-1 BT | IID | CA_IID | CA | Thermal | Geothermal | 49 | 28 | Geothermal | 1996-02-01 | 2050-12-31 | 57.4842 | -14.3789 | -18.51 | 47.0633 | 47.4721 | 388685.3108 | 0 | 0 | 0.90552 | 1.2065 | 22.3433 | 21.1368 | 8592 | 316 | 8276 | 0 | 0 | 1.2043 | 0.0015732 | 0 | 54.1887 | -14.7817 | -17.7202 | -31.4976 | 1668.4553 | 61.3746 | 1.5732 | 0 | 388685.3108 | 0 | 4.5546 | 138.9464 | 15732.4929 | 0 | 0 | 0 | 405.3948 | 29.4 | 2.1458e-06 | 14.7001 | 1063.5738 | 0.30887 | 0.0049745 | 15.5549 | 5.1679 | 10.3853 | 4510.2578 | 0.013528 | 9.8416e-05 | 0.0092099 | 936.0856 | 2 | 21 | 0 | 22.3487 | GEO | GEO
Wyodak 1 ST | PAWY | BS_PACE | WY | Thermal | Coal | 335 | 107.8897 | Coal_Wyodak | 1978-09-01 | 2039-12-31 | 125.3585 | 35.2376 | -6.4134 | 307.866 | 302.7387 | 1688983.0711 | 0 | 0 | 0.57554 | 29.0962 | 211.7284 | 182.6323 | 8400 | 765 | 7619 | 0 | 0 | 4.0536 | 22.4321 | 0 | 101.1384 | 20.7709 | -6.3231 | -115.5997 | 2072.9004 | 142.3494 | 20.9789 | 0 | 1688983.0758 | 0 | 7250.0365 | 5799.4968 | 2150230.636 | 0 | 0 | 0 | 111833.0061 | 623730.4468 | 21724.2733 | 0 | 813362.5763 | 7.007 | 5.9428 | 85.5427 | 0.031824 | 85.5024 | 471862.968 | 6984847.6944 | 1260282.057 | 0 | 53908809.5245 | 4571 | 21 | 0.0059115 | 274.3542 | ST-Coal | ST-Coal
BULLD 12 | CIPV | CA_CISO | CA | Thermal | CombustionTurbine Gas | 2.8 | 1.344 | NG_Cal_PG&E LT | 2024-03-20 | 2054-12-31 | 114.5374 | 10.7028 | 8.4399 | 2.595 | 2.6462 | 14667.3648 | 0 | 0 | 0.59798 | 2.8103 | 1.68 | -1.1304 | 8592 | 575 | 8017 | 0 | 0 | 0.010907 | 1.5522 | 0 | 101.6018 | 7.5487 | 7.3625 | -36.5998 | 2534.5593 | 105.8417 | 0.19368 | 0 | 14667.3648 | 0 | 0.058103 | 7.747 | 11330.0058 | 0 | 0 | 1242.5164 | 0 | 0 | 16.8 | 296.8 | 939.321 | 0.15866 | 0.00010078 | 4.7626 | 4.7626 | 4.7626 | 0 | 0 | 224.4364 | 2390.3857 | 5057.931 | 1 | 20 | 1.2771 | 1.6876 | GT | GT-OT
Cerro Prieto II 1 BT | CFE | CA_CFE | MX | Thermal | Geothermal | 98.005 | 55 | Geothermal | 1986-01-13 | 2050-12-31 | 29.7519 | -49.2777 | -10.8007 | 94.9519 | 89.2159 | 776547.5699 | 0 | 0 | 0.90451 | 2.4105 | 23.1038 | 20.6933 | 8592 | 485 | 8275 | 0 | 0 | 2.406 | 0.0031527 | 0 | 27.6795 | -48.5935 | -10.4176 | -275.168 | 546.2276 | 30.7644 | 3.1527 | 0 | 776547.5699 | 0 | 9.1271 | 278.4405 | 31526.9998 | 0 | 0 | 0 | 10120.2158 | 198205.2804 | 1384.6149 | 0 | 33059.1611 | 4.6199 | 1.2515 | 2.5478 | 0 | 2.5478 | 107926.5537 | 157645.3297 | 143.4882 | 0 | 1151.5021 | 196 | 20 | 0.15661 | 23.3706 | GEO | GEO
ChevGen2 | CIPB | CA_CISO | CA | Thermal | CombustionTurbine Gas | 54 | 25.92 | NG_Cal_PG&E LT | 2024-03-20 | 2054-12-31 | 106.4122 | 6.2193 | 3.1089 | 51.4871 | 51.2583 | 317405.6695 | 0 | 0 | 0.67099 | 38.0407 | 33.7758 | -4.2649 | 8592 | 423 | 8166 | 0 | 0 | 0.23602 | 20.5869 | 0 | 97.2299 | 7.6468 | 2.8926 | -26.0864 | 1813.4152 | 65.6857 | 2.5639 | 0 | 317405.649 | 0 | 0.76916 | 102.5552 | 149986.9668 | 0 | 0 | 16448.4699 | 0 | 0 | 0 | 635.5879 | 21130.7153 | 0.15866 | 0.00010078 | 4.7626 | 4.7626 | 4.7626 | 0 | 0 | 0 | 2920.9748 | 323366.4912 | 11 | 20 | 7.5347 | 34.1021 | CC | CC-OT
CP Genesee Unit 6 Gas 1 GT | AESO | AB_AESO | AB | Thermal | CombustionTurbine Gas | 411 | 180.84 | NG_Alberta_NOVA | 2024-04-16 | 2051-12-31 | 99.8354 | 10.0366 | -1.0306 | 387.6332 | 392.6275 | 2922474.5022 | 0 | 0 | 0.81172 | 174.3047 | 291.7664 | 117.4617 | 8424 | 454 | 7926 | 0 | 0 | 3.0292 | 80.7375 | 0 | 96.5335 | 10.8767 | -1.0337 | -24.999 | 764.2578 | 69.2311 | 18.5493 | 0 | 2922474.5022 | 0 | 5.5648 | 741.9708 | 1085132.3289 | 0 | 0 | 85640.8153 | 4850.1036 | 3233.9477 | 9121.4667 | 42266.4805 | 179661.7058 | 1.8659 | 0.0078726 | 35.0857 | 35.06 | 35.06 | 74369.9581 | 13158.748 | 221335.4704 | 387147.7259 | 2382316.1434 | 394 | 20 | 3.6044 | 294.8447 | CC J: MHI 501JAC | CC J
Greater_Imperial_Geothermal_Imperial Valley 2 ST | CISD | CA_CISO | CA | Thermal | Geothermal | 55.2 | 11.04 | Geothermal | 2030-05-01 | 2051-12-31 | 66.9453 | -14.6911 | -8.8684 | 53.4266 | 52.9609 | 432013.4646 | 0 | 0 | 0.89342 | 1.341 | 28.9213 | 27.5803 | 8424 | 312 | 8112 | 0 | 0 | 0.44779 | 0.0017565 | 0 | 63.6818 | -14.4696 | -8.5392 | -25.1487 | 1898.3126 | 67.4654 | 1.7565 | 0 | 432013.4646 | 0 | 5.0851 | 155.1324 | 17565.1835 | 0 | 0 | 0 | 724.8471 | 0 | 5.9605e-07 | 16.56 | 420.007 | 0.15866 | 0.00010078 | 4.7626 | 4.7626 | 4.7626 | 14320.5833 | 0 | 1.0376e-05 | 81.6744 | 942.9811 | 1 | 20 | 0 | 28.9366 | GEO | GEO
Jim Bridger 3 ST | PAWY | BS_PACE | WY | Thermal | Coal | 523 | 170.82 | Coal_Jim_Bridger | 1976-09-01 | 2039-12-31 | 123.5777 | 30.233 | -2.5912 | 476.7691 | 478.9837 | 3472133.7218 | 0 | 0 | 0.75786 | 106.0657 | 429.0784 | 323.0127 | 8352 | 759 | 7585 | 0 | 0 | 8.3331 | 93.1485 | 0 | 110.2068 | 25.7853 | -2.2691 | -25.3763 | 2026.126 | 136.7631 | 38.9716 | 0 | 3472133.7289 | 0 | 13468.1346 | 10778.7584 | 4002105.0333 | 0 | 0 | 0 | 183066.0509 | 959057.0515 | 13790.3815 | 21.7178 | 411449.3811 | 7.007 | 5.9428 | 85.5427 | 0.031824 | 85.5024 | 1067419.4295 | 6328007.3108 | 576293.0702 | 2.4017 | 19178785.9722 | 2406 | 20 | 0.11301 | 456.2289 | ST-Coal | ST-Coal
Ncpa Geo Plant 2 Unit 3 ST | CIPV | CA_CISO | CA | Thermal | Geothermal | 40.714 | 12.42 | Geothermal | 1985-01-01 | 2050-12-31 | 61.0629 | -26.6852 | -0.54871 | 39.2237 | 39.2647 | 325658.9727 | 0 | 0 | 0.91309 | 1.0109 | 19.8857 | 18.8748 | 8592 | 317 | 8275 | 0 | 0 | 1.009 | 0.001318 | 0 | 60.5489 | -25.5852 | -0.55645 | -27.7659 | 1497.2239 | 64.7553 | 1.318 | 0 | 325658.9727 | 0 | 3.8155 | 116.3997 | 13179.5993 | 0 | 0 | 0 | 868.6012 | 0 | -1.1921e-07 | 642.5383 | 1914.3671 | 0.15866 | 0.00010078 | 4.7626 | 4.7626 | 4.7626 | 13227.1472 | 0 | -1.0377e-06 | 8736.4076 | 13529.6907 | 1227 | 20 | 0.050637 | 19.9212 | GEO | GEO
Rhodia Inc Rhone Poulenc 1 GT | CIPB | CA_CISO | CA | Thermal | CombustionTurbine Gas | 4.6 | 3.5 | NG_Cal_PG&E LT | 1977-06-01 | 2050-12-31 | 105.5145 | 5.7413 | 4.7015 | 4.2552 | 4.3512 | 23674.3599 | 0 | 0 | 0.58751 | 4.5972 | 2.498 | -2.0992 | 8616 | 581 | 8035 | 0 | 0 | 0.017604 | 2.5395 | 0 | 98.8745 | 7.6562 | 4.5277 | -26.2907 | 1870.4834 | 67.6359 | 0.31679 | 0 | 23674.3599 | 0 | 0.095037 | 12.6716 | 18532.1476 | 0 | 0 | 2032.3464 | 0 | 0 | 34.96 | 693.075 | 2391.9998 | 0.15866 | 0.00010078 | 4.7626 | 4.7626 | 4.7626 | 0 | 0 | 337.4872 | 12765.8523 | 28538.8826 | 0 | 20 | 2.1874 | 2.5396 | GT | GT-OT
Vulcan 2 BT | IID | CA_IID | CA | Thermal | Geothermal | 9.19 | 3.82 | Geothermal | 1985-12-01 | 2050-12-31 | 59.044 | -14.2126 | -17.5123 | 8.8822 | 8.8147 | 71627.3918 | 0 | 0 | 0.88973 | 0.22234 | 4.2292 | 4.0068 | 8592 | 320 | 8272 | 0 | 0 | 0.22192 | 0.00029037 | 0 | 55.1852 | -14.7848 | -16.7206 | -30.0251 | 1695.9309 | 62.1986 | 0.29037 | 0 | 71627.391 | 0 | 0.84062 | 25.6449 | 2903.6975 | 0 | 0 | 0 | 597.6783 | 428.2019 | 147.8567 | 55.1401 | 1349.2304 | 0.30887 | 0.0049745 | 15.5549 | 5.1679 | 10.3853 | 405.7699 | 41.9377 | 5169.7227 | 586.0485 | 45147.6481 | 11 | 20 | 0 | 4.2805 | GEO | GEO
Brea2CC-Total | CISC | CA_CISO | CA | Thermal | Bio | 26.221 | 25.849 | Bio_Landfill_Gas | 2012-11-01 | 2050-12-31 | 75.005 | -11.6986 | -4.4538 | 24.7098 | 25.36 | 170810.5244 | 0 | 0 | 0.74364 | 5.3439 | 12.8116 | 7.4678 | 8472 | 415 | 8054 | 0 | 0 | 0.19629 | 4.8118 | 0 | 70.7832 | -11.6601 | -4.2473 | -27.8015 | 1981.9131 | 72.4235 | 1.8922 | 0 | 170810.5229 | 0 | 5.4781 | 167.1197 | 122996.0748 | 0 | 0 | 0 | 253.6755 | 446.0192 | 69.7479 | 2509.5105 | 9911.988 | 0.15866 | 0.00010078 | 4.7626 | 4.7626 | 4.7626 | 0.11727 | 0.1594 | 553.4596 | 26247.531 | 118994.749 | 6529 | 19 | 0.11552 | 12.9574 | CC | CC-OT
Castroville Qf Aggregate OT | CIPV | CA_CISO | CA | Thermal | Coal | 2 | 2 | NG_Cal_PG&E LT | 2006-06-01 | 2050-12-31 | 591.4484 | 15.6796 | 11.4145 | 1.7076 | 1.745 | 93.08 | 0 | 0 | 0.0053128 | 0.031305 | 0.055053 | 0.023748 | 8424 | 1213 | 90 | 0 | 0 | 4.1886e-05 | 0.015433 | 0 | 98.177 | 9.7097 | 1.7768 | -25.872 | 1945.8889 | 68.8836 | 0.0019351 | 0 | 93.08 | 0 | 0.00058053 | 0.077404 | 113.2031 | 0 | 0 | 12.4145 | 0 | 0 | 0 | 3.28 | 49.2 | 0.15866 | 0.00010078 | 4.7626 | 4.7626 | 4.7626 | 0 | 0 | 0 | 60.9252 | 4873.1492 | 0 | 19 | 0.0038744 | 0.059987 | ST | ST
FOSTER W1 | CIPB | CA_CISO | CA | Thermal | CombustionTurbine Gas | 46 | 22.08 | NG_Cal_PG&E LT | 2024-03-20 | 2054-12-31 | 106.1275 | 6.6124 | 2.7075 | 43.8415 | 43.7152 | 268855.8637 | 0 | 0 | 0.6672 | 32.3107 | 28.533 | -3.7777 | 8592 | 421 | 8167 | 0 | 0 | 0.19992 | 17.4878 | 0 | 96.8505 | 7.7038 | 2.4562 | -26.023 | 1836.5927 | 66.4754 | 2.1784 | 0 | 268855.8529 | 0 | 0.65353 | 87.1378 | 127439.0839 | 0 | 0 | 13975.7339 | 0 | 0 | 13.4898 | 890.3254 | 17271.7581 | 0.15866 | 0.00010078 | 4.7626 | 4.7626 | 4.7626 | 0 | 0 | 30.9947 | 15518.9082 | 249852.0892 | 13 | 19 | 6.507 | 28.7984 | CC | CC-OT
Heber HGC 1 BT | IID | CA_IID | CA | Thermal | Geothermal | 26.5 | 5.3 | Geothermal | 2023-04-01 | 2051-12-31 | 64.3759 | -15.3204 | -11.3247 | 25.4681 | 25.6883 | 207712.1493 | 0 | 0 | 0.89477 | 0.64475 | 13.3717 | 12.7269 | 8424 | 311 | 8113 | 0 | 0 | 0.2153 | 0.00084028 | 0 | 60.7411 | -15.142 | -10.8075 | -26.6819 | 1835.6466 | 65.6244 | 0.84028 | 0 | 207712.1358 | 0 | 2.4326 | 74.2118 | 8402.7866 | 0 | 0 | 0 | 1478.7546 | 82.1223 | 21.2099 | 31.7999 | 298.0217 | 0.30887 | 0.0049745 | 15.5549 | 5.1679 | 10.3853 | 13799.3854 | 141.6278 | 657.6394 | 1197.265 | 13366.8762 | 8 | 19 | 0.0023938 | 13.4008 | GEO | GEO
Humboldt House Fka Presco Energy 1 BT | SPPC | SW_NVE | NV | Thermal | Geothermal | 15 | 10 | Geothermal | 2016-01-01 | 2050-12-31 | 32.2016 | -49.8091 | -7.9592 | 14.5327 | 14.346 | 111224.7775 | 0 | 0 | 0.84646 | 0.34525 | 3.5816 | 3.2364 | 8592 | 318 | 8274 | 0 | 0 | 0 | 0.00045044 | 0 | 26.6992 | -52.4436 | -7.5478 | -46.7188 | 1694.108 | 63.7077 | 0.45044 | 0 | 111224.7775 | 0 | 1.304 | 39.7824 | 4504.4483 | 0 | 0 | 0 | 74.8527 | 0 | 2.1195 | 4.5 | 51.1077 | 0.19614 | 0.00021973 | 4.6327 | 0.031824 | 4.6009 | 1016.6605 | 0 | 0.0026203 | 0.0053002 | 7.6463 | 4 | 19 | 0.038224 | 3.5826 | GEO | GEO
Neal Hot Springs 1 BT | IPTV | BS_IPCO | OR | Thermal | Geothermal | 9.5 | 1.9 | Geothermal | 2012-07-09 | 2050-12-31 | 109.306 | 25.0772 | -3.9673 | 9.1856 | 9.1173 | 78183.1 | 0 | 0 | 0.93947 | 0.24269 | 8.5459 | 8.3032 | 8592 | 316 | 8276 | 0 | 0 | 0 | 0.00031742 | 0 | 106.8685 | 24.07 | -3.8921 | -28.3556 | 1765.856 | 118.4541 | 0.31742 | 0 | 78183.1 | 0 | 0.91894 | 28.0343 | 3174.242 | 0 | 0 | 0 | 22.8 | 30.7741 | 2.85 | -8.9407e-08 | 54.1498 | 0.015242 | 0.010783 | 14.1881 | 0.031824 | 14.1563 | 18.9241 | 244.8558 | 21.6827 | -1.3456e-10 | 2579.7851 | 0 | 19 | 0 | 8.5487 | GEO | GEO
Neal Road Landfill Generating Facility 1 GT | CISC | CA_CISO | CA | Thermal | CombustionTurbine Gas | 1.96 | 0.941 | Bio_Landfill_Gas | 2012-09-27 | 2054-12-31 | 78.5847 | -9.1766 | -6.0775 | 1.8478 | 1.8124 | 14384.9287 | 0 | 0 | 0.83781 | 0.45123 | 1.1304 | 0.67921 | 8424 | 567 | 7857 | 0 | 0 | 0.01491 | 0.43714 | 0 | 70.6967 | -10.3451 | -5.6488 | -25.2536 | 1916.4084 | 71.7375 | 0.17191 | 0 | 14384.9271 | 0 | 0.49767 | 15.1826 | 11174.0087 | 0 | 0 | 0 | 1.568 | 0 | 0.686 | 3.43 | 52.5276 | 0.15866 | 0.00010078 | 4.7626 | 4.7626 | 4.7626 | 0.001783 | 0 | 25.7761 | 25.224 | 174.9613 | 0 | 19 | 0.0093729 | 1.1307 | GT | GT-OT
Patua 1A5 | SPPC | SW_NVE | NV | Thermal | Geothermal | 10 | 4 | Geothermal | 2013-12-31 | 2043-12-31 | 29.2561 | -50.245 | -10.8118 | 9.6301 | 9.6523 | 74046.6784 | 0 | 0 | 0.84528 | 0.22984 | 2.1663 | 1.9365 | 8592 | 316 | 8276 | 0 | 0 | 0.22942 | 0.00029794 | 0 | 24.1753 | -52.1911 | -10.3242 | -37.1497 | 1655.0933 | 61.7945 | 0.29794 | 0 | 74046.6784 | 0 | 0.86255 | 26.3139 | 2979.4494 | 0 | 0 | 0 | 75 | 6 | 45 | 9 | 417.9991 | 0.19614 | 0.00021973 | 4.6327 | 0.031824 | 4.6009 | 583.6923 | 0.0039159 | 0.052015 | 0.0083686 | 86.4716 | 2 | 19 | 0.024376 | 2.167 | GEO | GEO
Suncor Base Plant Cogen 1 GT | AESO | AB_AESO | AB | Thermal | CombustionTurbine Gas | 403 | 80.6 | NG_Alberta_NOVA | 2024-12-01 | 2050-12-31 | 103.1275 | 10.5326 | 0.44414 | 380.8727 | 382.6499 | 3013496.0342 | 0 | 0 | 0.85361 | 179.4943 | 310.7742 | 131.2799 | 8592 | 465 | 8097 | 0 | 0 | 1.6876 | 83.2529 | 0 | 98.3275 | 10.9025 | 0.73454 | -26.0482 | 766.8324 | 69.2257 | 19.0947 | 0 | 3013496.2132 | 0 | 5.7284 | 763.7881 | 1117040.1116 | 0 | 0 | 88159.0417 | 22209.8342 | 43461.26 | 12015.4105 | 34351.2332 | 198996.181 | 1.8659 | 0.0078726 | 35.0857 | 35.06 | 35.06 | 162675.9318 | 12943.6969 | 219271.193 | 285816.0465 | 1345992.5276 | 261 | 19 | 3.1508 | 312.8009 | CC J: MHI 501JAC | CC J
Battle River 4 Br4 4 ST | AESO | AB_AESO | AB | Thermal | Steam-Gas | 155 | 75 | NG_Alberta_NOVA | 1975-01-01 | 2050-12-31 | 251.1078 | 67.2423 | -5.4576 | 132.3958 | 135.0262 | 5989.4683 | 0 | 0 | 0.0044112 | 1.2056 | 1.504 | 0.29844 | 8568 | 1216 | 184 | 0 | 0 | 0.0017369 | 0.46766 | 0 | 92.3975 | 10.959 | -5.2521 | -26.5098 | 738.4841 | 70.0333 | 0.10492 | 0 | 5989.4683 | 0 | 0.031475 | 4.1967 | 6137.676 | 0 | 0 | 484.3977 | 0 | 0 | 205.8897 | 1216.3846 | 20853.7677 | 1.8659 | 0.0078726 | 35.0857 | 35.06 | 35.06 | 0 | 0 | 23277.4319 | 117076.0314 | 2867064.7669 | 1 | 18 | 0 | 4.5114 | ST-NG | ST-NG
Cascade CC Phs 1 | AESO | AB_AESO | AB | Thermal | CombinedCycle Gas | 450 | 208 | NG_Alberta_NOVA | 2024-01-31 | 2050-12-31 | 100.3209 | 11.5821 | -4.4314 | 430.8119 | 420.1987 | 3135927.5803 | 0 | 0 | 0.79552 | 188.5286 | 314.5992 | 126.0706 | 8472 | 459 | 7952 | 0 | 0 | 6.5854 | 87.4623 | 0 | 93.6971 | 10.9543 | -3.9477 | -25.1281 | 745.3789 | 67.7024 | 20.0763 | 0 | 3135927.5803 | 0 | 6.0229 | 803.0515 | 1174462.9363 | 0 | 0 | 92690.9687 | 49898.5977 | 123936.3318 | 10587.2246 | 44282.4927 | 387214.527 | 1.8659 | 0.0078726 | 35.0857 | 35.06 | 35.06 | 222038.1358 | 119.8471 | 252444.5116 | 701487.7549 | 4724349.6639 | 589 | 18 | 3.775 | 320.4996 | CC H: Siemens SCC6-8000H | CC H
Cerro Prieto IV 2 BT | CFE | CA_CFE | MX | Thermal | Geothermal | 22.281 | 11.875 | Geothermal | 2000-07-26 | 2050-12-31 | 28.3328 | -49.253 | -10.276 | 21.3613 | 21.6416 | 181291.4757 | 0 | 0 | 0.92884 | 0.56274 | 5.1365 | 4.5738 | 8592 | 316 | 8276 | 0 | 0 | 0.5617 | 0.00073601 | 0 | 27.9379 | -48.597 | -10.1557 | -275.2149 | 548.5692 | 30.9311 | 0.73601 | 0 | 181291.4757 | 0 | 2.1307 | 65.0026 | 7360.0545 | 0 | 0 | 0 | 26068.6765 | 26144.509 | 1761.933 | 0 | 1344.1509 | 4.6199 | 1.2515 | 2.5478 | 0 | 2.5478 | 164041.352 | 25859.4963 | 27.4199 | 0 | 0.94662 | 156 | 18 | 0.037033 | 5.3264 | GEO | GEO
Coso Navy 1 GT | CISC | CA_CISO | CA | Thermal | Geothermal | 25.594 | 17.167 | Geothermal | 1989-12-23 | 2050-12-31 | 59.3729 | -18.4093 | -13.2318 | 24.8316 | 24.4428 | 195346.1799 | 0 | 0 | 0.87129 | 0.60637 | 11.5983 | 10.9919 | 8592 | 316 | 8276 | 0 | 0 | 0.60524 | 0.00079492 | 0 | 53.0038 | -20.9713 | -12.7155 | -41.2185 | 1850.1128 | 72.5424 | 0.79492 | 0 | 195346.1799 | 0 | 2.3013 | 70.2059 | 7949.2038 | 0 | 0 | 0 | 141.5264 | 30048.8879 | -6.2585e-07 | 64.4756 | 16397.6079 | 0.15866 | 0.00010078 | 4.7626 | 4.7626 | 4.7626 | 766.9272 | 2.7352 | -7.2635e-06 | 151.4956 | 1819.114 | 3 | 18 | 0 | 11.601 | GEO | GEO
FOSTER W3 | CIPB | CA_CISO | CA | Thermal | CombustionTurbine Gas | 35 | 16.8 | NG_Cal_PG&E LT | 2024-03-20 | 2054-12-31 | 105.5655 | 6.4888 | 2.6978 | 33.1328 | 33.5706 | 203628.4195 | 0 | 0 | 0.66415 | 24.4037 | 21.4961 | -2.9075 | 8592 | 422 | 8161 | 0 | 0 | 0.15142 | 13.2093 | 0 | 96.8505 | 7.7038 | 2.4562 | -26.023 | 1836.5927 | 66.4754 | 1.6454 | 0 | 203628.4195 | 0 | 0.49363 | 65.8172 | 96257.6681 | 0 | 0 | 10556.193 | 0 | 0 | 28.7 | 1539.5989 | 12226.994 | 0.15866 | 0.00010078 | 4.7626 | 4.7626 | 4.7626 | 0 | 0 | 659.6372 | 43126.0919 | 167834.6205 | 4 | 18 | 4.9509 | 21.7078 | CC | CC-OT
Geo East Mesa Gem III 2 ST | IID | CA_IID | CA | Thermal | Geothermal | 21.6 | 10.6 | Geothermal | 1989-05-01 | 2050-12-31 | 61.6475 | -14.4247 | -14.3573 | 20.8388 | 20.7894 | 171690.3041 | 0 | 0 | 0.90738 | 0.53294 | 10.5843 | 10.0513 | 8592 | 317 | 8275 | 0 | 0 | 0.53195 | 0.00070099 | 0 | 58.174 | -14.7847 | -13.7319 | -28.7978 | 1775.1595 | 64.5799 | 0.70099 | 0 | 171690.3041 | 0 | 2.0294 | 61.9098 | 7009.8642 | 0 | 0 | 0 | 674.8703 | 225.8327 | 61.1567 | 66.4039 | 364.1499 | 0.30887 | 0.0049745 | 15.5549 | 5.1679 | 10.3853 | 6295.7489 | 115.5507 | 195.4827 | 1551.7907 | 3090.5813 | 17 | 18 | 0 | 10.5955 | GEO | GEO
Geysers Unit 17 Healdsburg 1 BT | CIPV | CA_CISO | CA | Thermal | Geothermal | 72.464 | 47.5 | Geothermal | 1982-01-01 | 2050-12-31 | 96.7189 | 8.131 | 0.31062 | 69.5575 | 70.2645 | 591588.516 | 0 | 0 | 0.93195 | 1.8363 | 57.2178 | 55.3815 | 8592 | 316 | 8276 | 0 | 0 | 1.8329 | 0.0024131 | 0 | 94.7514 | 7.7809 | 0.27989 | -25.7014 | 1785.7245 | 64.6071 | 2.4131 | 0 | 591588.4543 | 0 | 6.9859 | 213.1189 | 24130.8239 | 0 | 0 | 0 | 3259.1981 | 43362.0248 | 1.967e-06 | 8.3923e-05 | 2224.5896 | 0.15866 | 0.00010078 | 4.7626 | 4.7626 | 4.7626 | 23277.7339 | 7.7509 | 2.2828e-05 | 0.0018135 | 0.68582 | 4 | 18 | 0 | 57.2411 | GEO | GEO
Greater_Imperial_Geothermal_Mirage_230kV 2 ST | CISC | CA_CISO | CA | Thermal | Geothermal | 268.64 | 53.728 | Geothermal | 2028-05-01 | 2051-12-31 | 69.5944 | -13.0965 | -7.9327 | 258.179 | 260.4859 | 2098191.2015 | 0 | 0 | 0.8916 | 6.5129 | 146.0223 | 139.5094 | 8424 | 310 | 8114 | 0 | 0 | 2.1748 | 0.008493 | 0 | 65.7211 | -13.326 | -7.6434 | -25.1993 | 1928.7699 | 69.3296 | 8.4929 | 0 | 2098191.2015 | 0 | 24.5871 | 750.0812 | 84929.4955 | 0 | 0 | 0 | 1885.6011 | 0 | 1.1444e-05 | 80.5923 | 1801.7976 | 0.15866 | 0.00010078 | 4.7626 | 4.7626 | 4.7626 | 42336.8755 | 0 | 0.00019922 | 0.10635 | 5300.7596 | 5 | 18 | 0 | 146.0699 | GEO | GEO
MarchPointCC-Total | PSEI | NW_PSEI | WA | Thermal | CombinedCycle Gas | 140 | 93.856 | NG_Washington_Sumas | 1991-09-01 | 2050-12-31 | 122.1077 | 21.2482 | 7.3052 | 131.5226 | 130.0331 | 693180.0106 | 0 | 0 | 0.56522 | 113.1895 | 84.6426 | -28.5469 | 8472 | 569 | 7903 | 0 | 0 | 1.4557 | 52.1126 | 0 | 110.375 | 17.1479 | 6.5366 | -35.2424 | 1448.7555 | 94.0544 | 9.4067 | 0 | 693180.0106 | 0 | 2.822 | 376.2696 | 550294.3771 | 0 | 0 | 60348.5805 | 267.3346 | 0 | 12399.5559 | 27633.4013 | 341454.7624 | 10.1999 | 8.7761 | 20.3774 | 0.031824 | 42.9118 | 31273.8161 | 0 | 299626.8014 | 164.3363 | 14469354.4402 | 273 | 18 | 36.5494 | 99.443 | GT B | GT-OT
Ncpa Geo Plant 1 Unit 1 BT | CIPV | CA_CISO | CA | Thermal | Geothermal | 37.288 | 23.35 | Geothermal | 1983-01-01 | 2050-12-31 | 95.9537 | 7.8401 | -0.32454 | 35.8432 | 36.0739 | 304402.496 | 0 | 0 | 0.93191 | 0.94489 | 29.2085 | 28.2637 | 8592 | 317 | 8275 | 0 | 0 | 0.94313 | 0.0012427 | 0 | 94.1885 | 7.7561 | -0.2582 | -25.6108 | 1759.3517 | 63.7897 | 1.2427 | 0 | 304402.496 | 0 | 3.5977 | 109.7553 | 12427.2662 | 0 | 0 | 0 | 918.1811 | 0 | -4.4703e-07 | -8.9407e-06 | 44.7452 | 0.15866 | 0.00010078 | 4.7626 | 4.7626 | 4.7626 | 13288.9967 | 0 | -5.1882e-06 | -0.00023063 | 0.048166 | 1 | 18 | 0 | 29.2218 | GEO | GEO
North Brawley 4 BT | IID | CA_IID | CA | Thermal | Geothermal | 16 | 8 | Geothermal | 2009-10-01 | 2050-12-31 | 63.1578 | -15.1291 | -11.3898 | 15.5078 | 15.3068 | 127209.5998 | 0 | 0 | 0.9076 | 0.39486 | 8.0343 | 7.6394 | 8592 | 315 | 8277 | 0 | 0 | 0.39414 | 0.00051468 | 0 | 60.6768 | -14.9812 | -11.0326 | -26.202 | 1827.9006 | 65.4619 | 0.51468 | 0 | 127209.5998 | 0 | 1.49 | 45.4559 | 5146.8382 | 0 | 0 | 0 | 283.2 | 4.8 | -4.4703e-07 | -1.3709e-05 | 316.7996 | 0.30887 | 0.0049745 | 15.5549 | 5.1679 | 10.3853 | 3731.6165 | 0.0025714 | -2.0503e-05 | -0.00034462 | 117.2074 | 0 | 18 | 0.0029438 | 8.0381 | GEO | GEO
Ormat Galena 2 BT | SPPC | SW_NVE | NV | Thermal | Geothermal | 10.4 | 6.75 | Geothermal | 2007-05-01 | 2040-12-31 | 32.1723 | -50.0901 | -8.4786 | 10.0274 | 10.0183 | 75528.4859 | 0 | 0 | 0.82904 | 0.23444 | 2.4299 | 2.1955 | 8592 | 317 | 8275 | 0 | 0 | 0 | 0.0003039 | 0 | 26.1772 | -52.4721 | -8.0412 | -43.4782 | 1719.9724 | 63.4875 | 0.3039 | 0 | 75528.4813 | 0 | 0.87979 | 26.8398 | 3038.9933 | 0 | 0 | 0 | 106.08 | 0 | 12.2138 | 157.4983 | 789.6444 | 0.19614 | 0.00021973 | 4.6327 | 0.031824 | 4.6009 | 122.2369 | 0 | 0.01285 | 0.061141 | 111.1812 | 1 | 18 | 0.011 | 2.4302 | GEO | GEO
Ormat Galena 3-2 BT | SPPC | SW_NVE | NV | Thermal | Geothermal | 11.19 | 7.5 | Geothermal | 2008-02-01 | 2053-12-31 | 32.4091 | -50.9707 | -7.9289 | 10.8458 | 10.7052 | 82901.7539 | 0 | 0 | 0.84573 | 0.25733 | 2.6868 | 2.4294 | 8592 | 315 | 8277 | 0 | 0 | 0.25686 | 0.0003359 | 0 | 26.7154 | -52.4721 | -7.503 | -43.1541 | 1736.3951 | 63.9394 | 0.3359 | 0 | 82901.7539 | 0 | 0.97242 | 29.6658 | 3358.9714 | 0 | 0 | 0 | 120.852 | 10.071 | 62.1746 | 11.6795 | 473.8146 | 0.19614 | 0.00021973 | 4.6327 | 0.031824 | 4.6009 | 973.7246 | 0.0063676 | 0.073409 | 0.010546 | 38.5785 | 3 | 18 | 0.0071775 | 2.6878 | GEO | GEO
Central_Nevada_Geothermal_Beatty_138kV 1 ST | VEA | CA_CISO | NV | Thermal | Geothermal | 202.4 | 40.48 | Geothermal | 2026-05-01 | 2051-12-31 | -223.1444 | -267.5386 | -43.953 | 194.9125 | 195.698 | 1152612.3367 | 0 | 0 | 0.65008 | 3.5778 | -257.199 | -260.7767 | 8424 | 310 | 8114 | 0 | 0 | 1.1947 | 0.0046633 | 0 | -213.4058 | -257.6556 | -42.4407 | -422.1065 | 797.9905 | 73.0232 | 4.6633 | 0 | 1152612.3367 | 0 | 13.5002 | 411.8524 | 46632.8412 | 0 | 0 | 0 | 0 | 0 | 0 | 1252.1566 | 107534.3235 | 0.15866 | 0.00010078 | 4.7626 | 4.7626 | 4.7626 | 0 | 0 | 0 | 22274.3144 | 2364388.0316 | 10 | 17 | 258.3901 | -254.8123 | GEO | GEO
Cerro Prieto III 2 BT | CFE | CA_CFE | MX | Thermal | Geothermal | 63.36 | 54.65 | Geothermal | 1986-01-09 | 2050-12-31 | 29.9395 | -49.5761 | -10.8147 | 60.7817 | 61.4019 | 504777.2663 | 0 | 0 | 0.90945 | 1.5669 | 15.1128 | 13.5459 | 8592 | 321 | 8271 | 0 | 0 | 1.564 | 0.0020451 | 0 | 27.7337 | -48.5939 | -10.363 | -275.1611 | 546.5768 | 30.7898 | 2.0451 | 0 | 504777.2663 | 0 | 5.9206 | 180.6197 | 20451.0424 | 0 | 0 | 0 | 9692.7071 | 128249.1583 | 2315.7365 | 0 | 16957.557 | 4.6199 | 1.2515 | 2.5478 | 0 | 2.5478 | 90241.6742 | 95391.6266 | 78.1754 | 0 | 518.4338 | 90 | 17 | 0.07829 | 15.299 | GEO | GEO
Cerro Prieto IV 3 BT | CFE | CA_CFE | MX | Thermal | Geothermal | 22.175 | 11.875 | Geothermal | 2000-07-26 | 2050-12-31 | 28.933 | -48.4431 | -10.2191 | 21.2597 | 21.5325 | 180384.6251 | 0 | 0 | 0.92861 | 0.55992 | 5.2191 | 4.6591 | 8592 | 317 | 8275 | 0 | 0 | 0.55889 | 0.00073226 | 0 | 27.9371 | -48.597 | -10.1564 | -275.2145 | 548.5812 | 30.9285 | 0.73226 | 0 | 180384.6251 | 0 | 2.1199 | 64.6716 | 7322.5781 | 0 | 0 | 0 | 24775.8527 | 27160.0927 | 1663.7073 | 0 | 1449.7889 | 4.6199 | 1.2515 | 2.5478 | 0 | 2.5478 | 154096.8819 | 27778.1928 | 27.2248 | 0 | 1.0176 | 164 | 17 | 0.038096 | 5.401 | GEO | GEO
Coachella 1 GT | IID | CA_IID | CA | Thermal | CombustionTurbine Gas | 18.6 | 13.1 | Oil_DistillateFuel_2 | 1973-06-01 | 2050-12-31 | 797.8831 | 72.9336 | -20.192 | 17.213 | 17.6248 | 405.48 | 0 | 0 | 0.0024886 | 0.23009 | 0.32353 | 0.093433 | 8592 | 573 | 25 | 0 | 0 | 0.00022707 | 0.15583 | 0 | 64.2376 | -14.7262 | -7.7268 | -27.9501 | 1920.8723 | 69.5309 | 0.0059338 | 0 | 405.48 | 0 | 0.017178 | 0.52406 | 463.7281 | 0 | 0 | 50.8552 | 0 | 0 | 0 | 14.88 | 44.64 | 0.30887 | 0.0049745 | 15.5549 | 5.1679 | 10.3853 | 0 | 0 | 0 | 1778.1805 | 4097.642 | 0 | 17 | 0.023563 | 0.3294 | GT | GT Old
Coachella 4 GT | IID | CA_IID | CA | Thermal | CombustionTurbine Gas | 19.2 | 13.1 | Oil_DistillateFuel_2 | 1976-12-01 | 2050-12-31 | 827.9353 | 79.1081 | -21.9697 | 17.8355 | 18.0768 | 418.56 | 0 | 0 | 0.0024886 | 0.24425 | 0.34654 | 0.10229 | 8592 | 577 | 25 | 0 | 0 | 0.00023439 | 0.16594 | 0 | 64.2359 | -14.7264 | -7.7283 | -27.9501 | 1920.3531 | 69.5165 | 0.0063186 | 0 | 418.56 | 0 | 0.018292 | 0.55804 | 493.7954 | 0 | 0 | 54.1526 | 0 | 0 | 0 | 37.6098 | 23.8302 | 0.30887 | 0.0049745 | 15.5549 | 5.1679 | 10.3853 | 0 | 0 | 0 | 2980.1741 | 4102.3541 | 0 | 17 | 0.024327 | 0.35362 | GT | GT Old
Coso5_Navy2 | CISC | CA_CISO | CA | Thermal | Geothermal | 28.794 | 20.5 | Geothermal | 1989-12-23 | 2050-12-31 | 59.9612 | -19.0478 | -11.1688 | 27.6055 | 27.9438 | 217818.1725 | 0 | 0 | 0.86355 | 0.67612 | 13.0606 | 12.3845 | 8592 | 319 | 8273 | 0 | 0 | 0.67487 | 0.00088695 | 0 | 53.297 | -22.556 | -10.8376 | -40.257 | 1808.0813 | 73.7416 | 0.88695 | 0 | 217818.1725 | 0 | 2.5677 | 78.3336 | 8869.4866 | 0 | 0 | 0 | 142.9221 | 16877.0948 | 4.4703e-07 | 51.8292 | 20221.8202 | 0.15866 | 0.00010078 | 4.7626 | 4.7626 | 4.7626 | 0.060146 | 1.9509 | 5.1882e-06 | 46.3992 | 1907.0894 | 9 | 17 | 0 | 13.0626 | GEO | GEO
Enel Cove Fort 2-GIA BT | PAUT | BS_PACE | UT | Thermal | Geothermal | 12.5 | 2.5 | Geothermal | 2013-12-01 | 2051-12-31 | 113.3461 | 27.0131 | -4.7687 | 12.1398 | 11.9343 | 95741.772 | 0 | 0 | 0.87435 | 0.29719 | 10.852 | 10.5548 | 8424 | 312 | 8112 | 0 | 0 | 0.099239 | 0.0003894 | 0 | 106.903 | 24.767 | -4.5546 | -24.4425 | 2298.0925 | 145.844 | 0.3894 | 0 | 95741.772 | 0 | 1.1273 | 34.391 | 3893.9895 | 0 | 0 | 0 | 1938.5357 | 630.6304 | 1085.7068 | 0 | 4572.5225 | 7.007 | 5.9428 | 85.5427 | 0.031824 | 85.5024 | 147045.1747 | 16124.0045 | 53220.5601 | 0 | 311818.7693 | 30 | 17 | 0 | 11.3802 | GEO | GEO
Greater_Imperial_Geothermal_Mirage_230kV 1 ST | CISC | CA_CISO | CA | Thermal | Geothermal | 458.16 | 91.632 | Geothermal | 2026-05-01 | 2051-12-31 | 69.4531 | -13.2057 | -7.978 | 440.3189 | 443.7477 | 3571211.2035 | 0 | 0 | 0.8898 | 11.0852 | 248.0316 | 236.9463 | 8424 | 314 | 8110 | 0 | 0 | 3.7017 | 0.014472 | 0 | 65.7211 | -13.326 | -7.6434 | -25.1993 | 1928.7699 | 69.3296 | 14.4721 | 0 | 3571211.2035 | 0 | 41.8966 | 1278.1441 | 144720.5053 | 0 | 0 | 0 | 3655.5305 | 0 | 0 | 8.8692e-05 | 3666.5635 | 0.15866 | 0.00010078 | 4.7626 | 4.7626 | 4.7626 | 74609.9851 | 0 | 0 | 0.0026488 | 8565.5974 | 33 | 17 | 0 | 248.1147 | GEO | GEO
Lone Mountain 1 BT | SPPC | SW_NVE | NV | Thermal | Geothermal | 15 | 3 | Geothermal | 2026-01-01 | 2053-12-31 | 13.7615 | -50.874 | -22.2028 | 14.5035 | 14.4164 | 104727.3029 | 0 | 0 | 0.79701 | 0.32508 | 1.4412 | 1.1161 | 8424 | 311 | 8113 | 0 | 0 | 0.10855 | 0.00042469 | 0 | 7.9654 | -56.4085 | -22.3166 | -635.5535 | 1124.8286 | 62.2358 | 0.42469 | 0 | 104727.3029 | 0 | 1.2295 | 37.5078 | 4246.8961 | 0 | 0 | 0 | 98.0138 | 0 | 50.5725 | 13.5 | 690.1976 | 0.19614 | 0.00021973 | 4.6327 | 0.031824 | 4.6009 | 1719.4705 | 0 | 823.9829 | 145.6279 | 28643.6206 | 52 | 17 | 0.28268 | 1.4725 | GEO | GEO
Ormat Don A Campbell 2 BT | SPPC | SW_NVE | NV | Thermal | Geothermal | 20 | 12.5 | Geothermal | 2015-09-18 | 2035-09-18 | 16.8401 | -49.6767 | -21.4852 | 19.3185 | 19.2163 | 138822.5305 | 0 | 0 | 0.79237 | 0.43091 | 2.3378 | 1.9069 | 8592 | 317 | 8275 | 0 | 0 | 0.43012 | 0.00056262 | 0 | 11.1658 | -54.3441 | -21.1807 | -431.0913 | 1252.4575 | 57.4636 | 0.56262 | 0 | 138822.5305 | 0 | 1.6288 | 49.6895 | 5626.2014 | 0 | 0 | 0 | 84 | 0 | 30 | 494.7303 | 3000.6589 | 0.19614 | 0.00021973 | 4.6327 | 0.031824 | 4.6009 | 115.855 | 0 | 0.032533 | 0.18017 | 32014.575 | 14 | 17 | 0.22074 | 2.3699 | GEO | GEO
Salinas River Cogeneration 1 GT | CIPV | CA_CISO | CA | Thermal | CombustionTurbine Gas | 35 | 28.875 | NG_Cal_PG&E LT | 1991-10-11 | 2050-12-31 | 93.1563 | 3.8336 | -0.87872 | 32.4309 | 33.0395 | 235466.7431 | 0 | 0 | 0.76799 | 45.285 | 21.9352 | -23.3497 | 8592 | 580 | 8012 | 0 | 0 | 0.10596 | 25.0227 | 0 | 90.1632 | 4.157 | -0.68434 | -25.2196 | 1909.9623 | 73.3983 | 3.1222 | 0 | 235466.7431 | 0 | 0.93666 | 124.8883 | 182649.1668 | 0 | 0 | 20030.4038 | 6.125 | 494.9127 | 55.125 | 2940.3008 | 30730.8611 | 0.15866 | 0.00010078 | 4.7626 | 4.7626 | 4.7626 | 0.0020617 | 0.069849 | 577.8115 | 25842.7259 | 69959.1876 | 4 | 17 | 23.8722 | 22.0316 | GT-OT | GT-OT
Salton Sea 2 BT | IID | CA_IID | CA | Thermal | Geothermal | 11.1 | 6.1 | Geothermal | 1989-12-01 | 2050-12-31 | 58.1774 | -14.3912 | -17.3858 | 10.7261 | 10.662 | 86608.0502 | 0 | 0 | 0.8907 | 0.26884 | 5.0386 | 4.7698 | 8592 | 316 | 8276 | 0 | 0 | 0.26834 | 0.00035264 | 0 | 55.1889 | -14.7792 | -16.7224 | -30.3405 | 1693.7667 | 62.1924 | 0.35264 | 0 | 86608.0502 | 0 | 1.0209 | 31.1443 | 3526.3791 | 0 | 0 | 0 | 573.3505 | 447.3812 | 273.2523 | 61.1533 | 1473.424 | 0.30887 | 0.0049745 | 15.5549 | 5.1679 | 10.3853 | 679.7685 | 52.0456 | 9446.9229 | 1049.3895 | 49453.9328 | 6 | 17 | 0 | 5.0993 | GEO | GEO
Second Imperial Geothermal 2 BT | IID | CA_IID | CA | Thermal | Geothermal | 16 | 3.2 | Geothermal | 2023-01-01 | 2051-12-31 | 60.2451 | -14.1719 | -16.1587 | 15.3769 | 15.5099 | 124160.2881 | 0 | 0 | 0.88585 | 0.3854 | 7.4801 | 7.0947 | 8424 | 311 | 8113 | 0 | 0 | 0.1287 | 0.00050312 | 0 | 56.4845 | -14.7846 | -15.4215 | -29.2969 | 1727.0166 | 63.1421 | 0.50312 | 0 | 124160.2881 | 0 | 1.4565 | 44.4344 | 5031.1782 | 0 | 0 | 0 | 10.4928 | 14.4 | 70.1363 | 43.2 | 244.3909 | 0.30887 | 0.0049745 | 15.5549 | 5.1679 | 10.3853 | 242.6832 | 74.6473 | 3061.0397 | 2401.7145 | 9546.0118 | 14 | 17 | 0 | 7.4954 | GEO | GEO
Sri International 1 GT | CIPB | CA_CISO | CA | Thermal | CombustionTurbine Gas | 6.9 | 3.105 | NG_Cal_PG&E LT | 1987-03-10 | 2050-12-31 | 108.2043 | 5.978 | 6.155 | 6.4392 | 6.4545 | 35573.4013 | 0 | 0 | 0.58853 | 6.8511 | 3.8492 | -3.0019 | 8592 | 577 | 8015 | 0 | 0 | 0.016008 | 3.785 | 0 | 100.4969 | 8.0992 | 5.7072 | -26.277 | 1974.4017 | 70.4043 | 0.47216 | 0 | 35573.4013 | 0 | 0.14165 | 18.8865 | 27621.4504 | 0 | 0 | 3029.1338 | 2.76 | 201.5397 | 38.64 | 1624.7368 | 12625.7549 | 0.15866 | 0.00010078 | 4.7626 | 4.7626 | 4.7626 | 0.00093398 | 0.039041 | 413.0165 | 18239.198 | 32489.5008 | 3 | 17 | 3.1841 | 3.9003 | GT-OT | GT-OT
Aera Energy Coalinga 1 GT | CIPV | CA_CISO | CA | Thermal | CombustionTurbine Gas | 8.5 | 4.95 | NG_Cal_PG&E LT | 1988-06-03 | 2050-12-31 | 91.8226 | -1.1663 | 0.21018 | 7.9903 | 7.4727 | 42914.54 | 0 | 0 | 0.57634 | 8.3728 | 3.9405 | -4.4322 | 8592 | 746 | 8014 | 0 | 0 | 0.019312 | 4.6253 | 0 | 84.5963 | -2.1254 | 0.031128 | -41.0912 | 2080.9436 | 83.7863 | 0.57724 | 0 | 42914.54 | 0 | 0.17317 | 23.0894 | 33768.3012 | 0 | 0 | 3703.2345 | 0 | 0 | 54.4 | 1137.4154 | 4044.5748 | 0.15866 | 0.00010078 | 4.7626 | 4.7626 | 4.7626 | 0 | 0 | 481.4784 | 10443.5529 | 23630.4362 | 1 | 16 | 4.5981 | 3.9751 | GT | GT-OT
Altamont Landfill Gas To Energy 1 GT | CIPV | CA_CISO | CA | Thermal | Bio | 6.905 | 4 | Bio_Landfill_Gas | 2018-02-01 | 2050-12-31 | 98.0576 | 8.2869 | 1.4064 | 6.5138 | 6.3582 | 53414.1049 | 0 | 0 | 0.88306 | 1.6685 | 5.2377 | 3.5692 | 8592 | 578 | 8014 | 0 | 0 | 0.10832 | 1.6177 | 0 | 95.5309 | 7.3879 | 1.4524 | -25.8024 | 1869.703 | 68.3649 | 0.63615 | 0 | 53414.1049 | 0 | 1.8416 | 56.1834 | 41349.6038 | 0 | 0 | 0 | 259.628 | 5199.4122 | -2.2352e-08 | -4.6939e-07 | 573.4918 | 0.15866 | 0.00010078 | 4.7626 | 4.7626 | 4.7626 | 1483.3929 | 0.91929 | -2.5941e-07 | -9.2007e-06 | 136.4655 | 1 | 16 | 0.0026836 | 5.2393 | GT-OT | GT-OT
Blundell 1 BT | PAUT | BS_PACE | UT | Thermal | Geothermal | 23 | 13.6 | Geothermal | 1984-07-01 | 2037-12-31 | 100.2704 | 25.8672 | -14.255 | 22.3193 | 21.9655 | 174431.3695 | 0 | 0 | 0.86575 | 0.54144 | 17.4903 | 16.9489 | 8592 | 315 | 8277 | 0 | 0 | 0.54044 | 0.00070758 | 0 | 97.5233 | 24.7422 | -13.9094 | -21.6113 | 2208.0376 | 138.6685 | 0.70758 | 0 | 174431.3695 | 0 | 2.0485 | 62.4924 | 7075.8293 | 0 | 0 | 0 | 22047.6672 | 19124.0018 | 7814.7507 | 0 | 8124.8779 | 7.007 | 5.9428 | 85.5427 | 0.031824 | 85.5024 | 65233.5596 | 257274.2741 | 472988.8816 | 0 | 813024.9522 | 35 | 16 | 0 | 19.0988 | GEO | GEO
Coachella 2 GT | IID | CA_IID | CA | Thermal | CombustionTurbine Gas | 19 | 13.1 | Oil_DistillateFuel_2 | 1973-06-01 | 2050-12-31 | 812.684 | 75.2794 | -21.338 | 17.609 | 17.9672 | 406.6 | 0 | 0 | 0.0024429 | 0.21731 | 0.33044 | 0.11313 | 8592 | 573 | 25 | 0 | 0 | 0.0002277 | 0.14686 | 0 | 64.237 | -14.7262 | -7.7274 | -27.9501 | 1920.6843 | 69.5259 | 0.0055923 | 0 | 406.6 | 0 | 0.01619 | 0.4939 | 437.0414 | 0 | 0 | 47.9286 | 0 | 0 | 0 | 21.7551 | 46.6449 | 0.30887 | 0.0049745 | 15.5549 | 5.1679 | 10.3853 | 0 | 0 | 0 | 2246.4371 | 5655.7544 | 0 | 16 | 0.024073 | 0.33834 | GT | GT Old
Coachella 3 GT | IID | CA_IID | CA | Thermal | CombustionTurbine Gas | 20.3 | 13.1 | Oil_DistillateFuel_2 | 1974-04-01 | 2050-12-31 | 844.6397 | 83.4294 | -22.8072 | 18.9206 | 19.0116 | 410.06 | 0 | 0 | 0.0023059 | 0.23216 | 0.34635 | 0.1142 | 8592 | 579 | 23 | 0 | 0 | 0.00022963 | 0.15691 | 0 | 64.2374 | -14.7259 | -7.7273 | -27.9501 | 1920.7013 | 69.5282 | 0.005975 | 0 | 410.06 | 0 | 0.017298 | 0.5277 | 466.9442 | 0 | 0 | 51.2079 | 0 | 0 | 0 | 24.36 | 32.48 | 0.30887 | 0.0049745 | 15.5549 | 5.1679 | 10.3853 | 0 | 0 | 0 | 1259.1795 | 6090.0056 | 0 | 16 | 0.015547 | 0.3537 | GT | GT Old
FOSTER W2 | CIPB | CA_CISO | CA | Thermal | CombustionTurbine Gas | 46 | 22.08 | NG_Cal_PG&E LT | 2024-03-20 | 2054-12-31 | 105.9705 | 6.67 | 2.6743 | 43.537 | 44.1341 | 268393.0538 | 0 | 0 | 0.66605 | 32.2488 | 28.4417 | -3.807 | 8592 | 422 | 8166 | 0 | 0 | 0.19958 | 17.4607 | 0 | 96.8505 | 7.7038 | 2.4562 | -26.023 | 1836.5927 | 66.4754 | 2.1755 | 0 | 268393.043 | 0 | 0.65266 | 87.0213 | 127268.6442 | 0 | 0 | 13957.0424 | 0 | 0 | 0 | 805.6088 | 17606.1285 | 0.15866 | 0.00010078 | 4.7626 | 4.7626 | 4.7626 | 0 | 0 | 0 | 13985.1041 | 254711.8655 | 16 | 16 | 6.5534 | 28.7104 | CC | CC-OT
Geysers Unit 18 Healdsburg 1 BT | CIPV | CA_CISO | CA | Thermal | Geothermal | 69.105 | 49.5 | Geothermal | 1983-01-01 | 2050-12-31 | 95.5727 | 8.1029 | -0.21039 | 66.9253 | 66.0921 | 564071.4497 | 0 | 0 | 0.9318 | 1.7509 | 53.9098 | 52.1589 | 8592 | 320 | 8272 | 0 | 0 | 1.7477 | 0.0022891 | 0 | 94.2295 | 7.7594 | -0.22042 | -25.6169 | 1760.1932 | 63.8449 | 2.2891 | 0 | 564071.4497 | 0 | 6.627 | 202.1697 | 22891.0785 | 0 | 0 | 0 | 3088.9939 | 42535.3809 | 7.1526e-07 | 2.5511e-05 | 2052.4201 | 0.15866 | 0.00010078 | 4.7626 | 4.7626 | 4.7626 | 22277.9597 | 7.5957 | 8.3011e-06 | 0.00060774 | 0.63107 | 1 | 16 | 0 | 53.9321 | GEO | GEO
Heber 1 Geothermal1ST35 | IID | CA_IID | CA | Thermal | Geothermal | 37 | 16 | Geothermal | 1985-06-01 | 2050-12-31 | 63.7328 | -15.3868 | -11.304 | 35.5736 | 35.7748 | 294533.4041 | 0 | 0 | 0.90872 | 0.91425 | 18.7714 | 17.8572 | 8592 | 318 | 8274 | 0 | 0 | 0.91256 | 0.0011967 | 0 | 60.7938 | -15.0893 | -10.8075 | -26.6819 | 1838.1244 | 65.844 | 1.1967 | 0 | 294533.4041 | 0 | 3.4644 | 105.6897 | 11966.9397 | 0 | 0 | 0 | 694.8734 | 22.2 | -7.1526e-07 | 21.1146 | 711.4847 | 0.30887 | 0.0049745 | 15.5549 | 5.1679 | 10.3853 | 8869.5312 | 0.011893 | -3.2805e-05 | 0.015759 | 294.6113 | 1 | 16 | 0 | 18.7806 | GEO | GEO
J J Elmore 2 BT | IID | CA_IID | CA | Thermal | Geothermal | 8.8 | 1.76 | Geothermal | 2019-04-15 | 2051-12-31 | 61.2364 | -14.4614 | -15.1955 | 8.507 | 8.4649 | 68544.5995 | 0 | 0 | 0.88917 | 0.21277 | 4.1974 | 3.9847 | 8424 | 309 | 8115 | 0 | 0 | 0.071048 | 0.00027845 | 0 | 57.3738 | -14.7847 | -14.532 | -28.9751 | 1757.4484 | 64.0239 | 0.27845 | 0 | 68544.5995 | 0 | 0.80612 | 24.5924 | 2784.5235 | 0 | 0 | 0 | 84.5726 | 5.5302 | 7.5703 | 21.1201 | 23.7609 | 0.30887 | 0.0049745 | 15.5549 | 5.1679 | 10.3853 | 1792.0865 | 39.9145 | 242.2202 | 1000.5317 | 926.9734 | 3 | 16 | 0.00020846 | 4.2014 | GEO | GEO
John L Featherstone 1 BT | IID | CA_IID | CA | Thermal | Geothermal | 49 | 17.49 | Geothermal | 2012-03-09 | 2050-12-31 | 62.6463 | -14.0975 | -12.2423 | 47.4831 | 46.9042 | 393918.6934 | 0 | 0 | 0.91771 | 1.2228 | 24.6776 | 23.4548 | 8592 | 314 | 8278 | 0 | 0 | 1.2205 | 0.0016045 | 0 | 59.9846 | -14.7825 | -11.9234 | -28.6652 | 1825.7339 | 66.244 | 1.6045 | 0 | 393918.6934 | 0 | 4.645 | 141.7051 | 16044.8563 | 0 | 0 | 0 | 17758.4488 | 13277.6965 | 44.1001 | 26.9954 | 955.0417 | 0.30887 | 0.0049745 | 15.5549 | 5.1679 | 10.3853 | 24263.3463 | 246.1956 | 0.065269 | 1785.2511 | 20649.3189 | 6 | 16 | 0 | 24.7245 | GEO | GEO
Northern_Nevada_Geothermal_Eldorado_500kV 1 ST | SPPC | SW_NVE | NV | Thermal | Geothermal | 64.4 | 12.88 | Geothermal | 2032-05-01 | 2051-12-31 | 33.1894 | -49.4239 | -8.4962 | 62.3185 | 61.8588 | 471132.9288 | 0 | 0 | 0.83513 | 1.4624 | 15.6366 | 14.1742 | 8424 | 309 | 8115 | 0 | 0 | 0.48834 | 0.0019047 | 0 | 27.6269 | -50.9386 | -8.1251 | -97.6159 | 1752.7371 | 63.6907 | 1.9047 | 0 | 471132.8873 | 0 | 5.514 | 168.2172 | 19046.7364 | 0 | 0 | 0 | 502.32 | 0 | 19.32 | -1.9073e-06 | 179.6839 | 0.19614 | 0.00021973 | 4.6327 | 0.031824 | 4.6009 | 7410.0255 | 0 | 0.045463 | -3.3945e-06 | 395.5659 | 11 | 16 | 0.013436 | 15.6444 | GEO | GEO
Ormat Don A Campbell 1 BT | SPPC | SW_NVE | NV | Thermal | Geothermal | 22 | 12.5 | Geothermal | 2013-12-01 | 2035-09-18 | 16.7937 | -50.1045 | -21.6055 | 21.1476 | 21.2958 | 152649.9096 | 0 | 0 | 0.79208 | 0.47383 | 2.5636 | 2.0897 | 8592 | 315 | 8277 | 0 | 0 | 0.47296 | 0.0006179 | 0 | 11.0986 | -54.3441 | -21.2479 | -431.4711 | 1250.6874 | 57.4323 | 0.6179 | 0 | 152649.9096 | 0 | 1.7888 | 54.5715 | 6178.9706 | 0 | 0 | 0 | 93.4584 | 0 | 26.4 | 535.9111 | 3358.9318 | 0.19614 | 0.00021973 | 4.6327 | 0.031824 | 4.6009 | 106.7278 | 0 | 0.030448 | 0.19872 | 40874.2484 | 29 | 16 | 0.25084 | 2.6045 | GEO | GEO
Ormat Reg Peetz 1 OT | WACM | RM_WACM | CO | Thermal | Steam-Gas | 4.5 | 3.7 | Waste_Heat | 2009-03-01 | 2050-12-31 | 138.3745 | 48.8967 | 1.8055 | 4.3134 | 4.238 | 36580.5531 | 0 | 0 | 0.92797 | 0.11049 | 5.0618 | 4.9513 | 8616 | 424 | 8178 | 0 | 0 | 0.076819 | 0.00028716 | 0 | 135.3963 | 47.0085 | 1.6973 | -25.5124 | 2588.3528 | 213.1632 | 0.28716 | 0 | 36580.5531 | 0 | 0 | 0 | 0 | 0 | 0 | 0 | 91.1925 | 25.9957 | 5.535 | 1.8449 | -0.00030228 | 0.075305 | 0.00032051 | 86.4793 | 43.2396 | 43.2397 | 632.6045 | 0.028878 | 170.5385 | 3.4906 | -0.027973 | 2 | 16 | 0 | 5.0626 | CC | CC
Rockwood 1 GT | IID | CA_IID | CA | Thermal | CombustionTurbine Gas | 21.2 | 12.4 | Oil_DistillateFuel_2 | 1979-06-01 | 2050-12-31 | 778.4021 | 77.8385 | -60.8295 | 19.8296 | 19.7726 | 483.36 | 0 | 0 | 0.0026027 | 0.25429 | 0.37625 | 0.12196 | 8592 | 576 | 26 | 0 | 0 | 0.00021751 | 0.17276 | 0 | 61.8562 | -15.0162 | -9.8182 | -26.575 | 1823.7683 | 66.117 | 0.0065785 | 0 | 483.36 | 0 | 0.019045 | 0.581 | 514.1121 | 0 | 0 | 56.3806 | 0 | 0 | 0 | 8.6583 | 59.1817 | 0.30887 | 0.0049745 | 15.5549 | 5.1679 | 10.3853 | 0 | 0 | 0 | 1041.4624 | 7747.2808 | 0 | 16 | 0.017466 | 0.38504 | GT | GT Old
Salton Sea 1 BT | IID | CA_IID | CA | Thermal | Geothermal | 9.59 | 4.795 | Geothermal | 1981-10-01 | 2050-12-31 | 56.8828 | -15.1743 | -18.0987 | 9.196 | 9.3254 | 74592.9395 | 0 | 0 | 0.88792 | 0.23154 | 4.2431 | 4.0115 | 8472 | 311 | 8161 | 0 | 0 | 0.15665 | 0.00030169 | 0 | 54.526 | -14.9671 | -17.1975 | -28.0808 | 1656.9154 | 60.1713 | 0.30169 | 0 | 74592.9395 | 0 | 0.8734 | 26.645 | 3016.9348 | 0 | 0 | 0 | 341.6555 | 34.524 | 128.5532 | 17.2621 | 575.9642 | 0.30887 | 0.0049745 | 15.5549 | 5.1679 | 10.3853 | 4497.5176 | 44.7685 | 6000.4988 | 702.0864 | 31670.1883 | 10 | 16 | 0 | 4.286 | GEO | GEO
Salton Sea 3 BT | IID | CA_IID | CA | Thermal | Geothermal | 51.89 | 25.945 | Geothermal | 1989-02-01 | 2050-12-31 | 58.9887 | -14.6174 | -16.6762 | 50.2735 | 49.6993 | 400166.9793 | 0 | 0 | 0.88035 | 1.2421 | 23.6053 | 22.3632 | 8472 | 313 | 8159 | 0 | 0 | 0.84035 | 0.0016204 | 0 | 55.9296 | -14.7814 | -15.9795 | -29.9142 | 1708.2782 | 62.6498 | 1.6204 | 0 | 400166.9793 | 0 | 4.6909 | 143.1065 | 16203.5241 | 0 | 0 | 0 | 66.1931 | 145.9259 | 116.7731 | 108.243 | 4305.6194 | 0.30887 | 0.0049745 | 15.5549 | 5.1679 | 10.3853 | 1154.1697 | 235.4852 | 5219.3556 | 7122.1793 | 181077.7588 | 97 | 16 | 0 | 23.8001 | GEO | GEO
Second Imperial Geothermal 13 BT | IID | CA_IID | CA | Thermal | Geothermal | 16 | 8 | Geothermal | 2006-01-01 | 2050-12-31 | 58.0328 | -15.0573 | -17.2515 | 15.4642 | 15.3863 | 123244.6319 | 0 | 0 | 0.87931 | 0.38256 | 7.1522 | 6.7697 | 8472 | 311 | 8161 | 0 | 0 | 0.25881 | 0.00050152 | 0 | 55.4178 | -14.7819 | -16.4909 | -30.2694 | 1696.1256 | 62.2378 | 0.50152 | 0 | 123244.6319 | 0 | 1.4519 | 44.2931 | 5015.1798 | 0 | 0 | 0 | 64.579 | 76.5851 | 140.5733 | 43.2 | 1566.0126 | 0.30887 | 0.0049745 | 15.5549 | 5.1679 | 10.3853 | 530.7403 | 69.9734 | 3756.5159 | 2597.3147 | 67184.448 | 15 | 16 | 0 | 7.2264 | GEO | GEO
Swan Hills Geothermal Srl1 1 ST | AESO | AB_AESO | AB | Thermal | Geothermal | 20 | 4 | Geothermal | 2022-09-02 | 2054-12-31 | 97.9458 | 10.9583 | 0.27955 | 19.4237 | 19.1004 | 162249.697 | 0 | 0 | 0.92608 | 0.50363 | 15.8917 | 15.388 | 8424 | 311 | 8113 | 0 | 0 | 0.16818 | 0.00066029 | 0 | 97.9843 | 10.9188 | 0.37497 | -26.069 | 763.7403 | 68.8294 | 0.66029 | 0 | 162249.697 | 0 | 1.9115 | 58.3153 | 6602.8679 | 0 | 0 | 0 | 3561.2591 | 512.1948 | 4.303 | -0.00013344 | 5.9992 | 1.8659 | 0.0078726 | 35.0857 | 35.06 | 35.06 | 94101.8339 | 384.6541 | 324.1345 | -0.0026883 | 269.9572 | 1 | 16 | 0 | 15.9868 | GEO | GEO
Veyo Waste Heat Generator 1 OT | PAUT | BS_PACE | UT | Thermal | Steam-Gas | 8.6 | 8.6 | Waste_Heat | 2016-05-01 | 2050-12-31 | 114.2133 | 27.4037 | -3.5204 | 8.2166 | 8.1349 | 63446.4185 | 0 | 0 | 0.84218 | 0.19208 | 7.2464 | 7.0543 | 8592 | 425 | 8162 | 0 | 0 | 0.13324 | 0.00050222 | 0 | 107.5045 | 24.3191 | -3.5052 | -24.3285 | 2355.1575 | 149.0984 | 0.50222 | 0 | 63446.4183 | 0 | 0 | 0 | 0 | 0 | 0 | 0 | 2918.9945 | 1501.5838 | 1479.7879 | 0 | 5263.4753 | 7.007 | 5.9428 | 85.5427 | 0.031824 | 85.5024 | 171337.5435 | 6177.7547 | 75787.5661 | 0 | 400500.1584 | 18 | 16 | 0 | 7.9002 | CC | CC
Casa Diablo IV ST | CISC | CA_CISO | CA | Thermal | Steam-Gas | 38.392 | 33.7 | Geothermal | 2023-03-31 | 2050-12-31 | 53.523 | -19.5953 | -16.7663 | 36.8447 | 37.2796 | 278532.6086 | 0 | 0 | 0.82819 | 0.86458 | 14.9079 | 14.0433 | 8472 | 312 | 8160 | 0 | 0 | 0.58492 | 0.0011268 | 0 | 46.3537 | -24.1237 | -16.2132 | -115.5299 | 1905.1619 | 82.7979 | 1.1268 | 0 | 278532.6086 | 0 | 3.262 | 99.5138 | 11267.6513 | 0 | 0 | 0 | 93.1589 | 0 | 2.3842e-07 | 99.1385 | 1624.7867 | 0.15866 | 0.00010078 | 4.7626 | 4.7626 | 4.7626 | 2165.0913 | 0 | 4.1505e-06 | 1035.0031 | 6340.1835 | 63 | 15 | 0.005464 | 14.9174 | GEO | GEO
Ce Turbo 1 ST | IID | CA_IID | CA | Thermal | Geothermal | 11.5 | 5.75 | Geothermal | 2000-07-01 | 2050-12-31 | 57.3366 | -14.6587 | -17.2077 | 11.144 | 11.0113 | 91337.6 | 0 | 0 | 0.90667 | 0.28352 | 5.237 | 4.9535 | 8496 | 313 | 8183 | 0 | 0 | 0.19181 | 0.00037288 | 0 | 55.1852 | -14.7848 | -16.7206 | -30.0251 | 1695.9309 | 62.1986 | 0.37288 | 0 | 91337.6 | 0 | 1.0795 | 32.9323 | 3728.831 | 0 | 0 | 0 | 2450.4045 | 30.4699 | 6.9 | -8.0466e-07 | 196.6496 | 0.30887 | 0.0049745 | 15.5549 | 5.1679 | 10.3853 | 6308.6274 | 0.0093441 | 980.6917 | -3.0839e-08 | 1692.3995 | 0 | 15 | 0 | 5.246 | GEO | GEO
Chevron Usa Eastridge 1 GT | CIPV | CA_CISO | CA | Thermal | CombustionTurbine Gas | 48.8 | 18 | NG_Cal_PG&E LT | 1988-06-13 | 2050-12-31 | 84.759 | -3.8938 | -2.8595 | 45.2844 | 45.9991 | 241356.4158 | 0 | 0 | 0.56459 | 47.4525 | 20.4571 | -26.9953 | 8592 | 578 | 8014 | 0 | 0 | 0.10861 | 26.2133 | 0 | 80.6238 | -3.3544 | -2.7123 | -25.2415 | 1991.9952 | 75.8868 | 3.2722 | 0 | 241356.4158 | 0 | 0.98166 | 130.8879 | 191423.5888 | 0 | 0 | 20992.6592 | 0 | 560.591 | 19.52 | 2321.3251 | 110277.0411 | 0.15866 | 0.00010078 | 4.7626 | 4.7626 | 4.7626 | 0 | 0.080794 | 0.027029 | 20551.5621 | 262815.0593 | 5 | 15 | 27.4944 | 20.7405 | GT-OT | GT-OT
CHEVRONSTG | CIPB | CA_CISO | CA | Thermal | CombustionTurbine Gas | 17.85 | 8.568 | NG_Cal_PG&E LT | 2024-03-20 | 2054-12-31 | 106.0906 | 6.4846 | 3.1698 | 16.8803 | 17.1457 | 104940.4745 | 0 | 0 | 0.67112 | 12.6468 | 11.1332 | -1.5136 | 8592 | 422 | 8170 | 0 | 0 | 0.078033 | 6.8504 | 0 | 97.2498 | 7.648 | 2.9112 | -26.0892 | 1813.8976 | 65.717 | 0.8532 | 0 | 104940.4745 | 0 | 0.25596 | 34.1279 | 49912.1116 | 0 | 0 | 5473.6614 | 0 | 0 | 117.096 | 1463.7001 | 5590.574 | 0.15866 | 0.00010078 | 4.7626 | 4.7626 | 4.7626 | 0 | 0 | 1730.9085 | 26299.2166 | 79025.11 | 4 | 15 | 2.4925 | 11.2402 | CC | CC-OT
Gerlach 1 BT | SPPC | SW_NVE | NV | Thermal | Geothermal | 15 | 3 | Geothermal | 2028-01-01 | 2053-12-31 | 16.1114 | -48.6828 | -24.2564 | 14.3896 | 14.582 | 105377.6012 | 0 | 0 | 0.80196 | 0.3271 | 1.6978 | 1.3707 | 8424 | 310 | 8114 | 0 | 0 | 0.10923 | 0.00042568 | 0 | 11.2571 | -52.1911 | -23.2424 | -105.0823 | 1300.4331 | 52.9581 | 0.42568 | 0 | 105377.6012 | 0 | 1.2323 | 37.5952 | 4256.7929 | 0 | 0 | 0 | 54 | 0 | 8.1893 | 7.1526e-07 | 304.9201 | 0.19614 | 0.00021973 | 4.6327 | 0.031824 | 4.6009 | 819.111 | 0 | 223.679 | 1.2825e-06 | 33603.6143 | 1 | 15 | 0.1698 | 1.7324 | GEO | GEO
Geysers Aidlin Aggregate 1 BT | CIPV | CA_CISO | CA | Thermal | Geothermal | 20 | 7 | Geothermal | 2008-07-28 | 2050-12-31 | 90.9243 | 8.2942 | -6.393 | 19.1939 | 19.3819 | 163390 | 0 | 0 | 0.93259 | 0.50718 | 14.8561 | 14.3489 | 8592 | 319 | 8273 | 0 | 0 | 0.50623 | 0.0006671 | 0 | 88.5647 | 8.0779 | -6.2038 | -25.9092 | 1663.2354 | 60.7965 | 0.6671 | 0 | 163390 | 0 | 1.9313 | 58.9172 | 6671.0242 | 0 | 0 | 0 | 828 | 12616.0247 | -4.0233e-07 | -8.1807e-06 | 503.9992 | 0.15866 | 0.00010078 | 4.7626 | 4.7626 | 4.7626 | 5901.4197 | 2.2426 | -4.6694e-06 | -0.00021947 | 0.13447 | 0 | 15 | 0 | 14.862 | GEO | GEO
Geysers Unit 12 Healdsburg 1 BT | CIPV | CA_CISO | CA | Thermal | Geothermal | 54.708 | 32 | Geothermal | 1979-01-01 | 2050-12-31 | 61.4291 | -27.0457 | -0.63335 | 52.5031 | 53.0625 | 441322.555 | 0 | 0 | 0.92088 | 1.3699 | 27.11 | 25.7401 | 8592 | 316 | 8276 | 0 | 0 | 1.3674 | 0.0017949 | 0 | 60.4531 | -25.5855 | -0.65202 | -27.7648 | 1495.7144 | 64.7075 | 1.7949 | 0 | 441322.555 | 0 | 5.1964 | 158.5264 | 17949.484 | 0 | 0 | 0 | 2268.6489 | 30240.1783 | 1.2517e-06 | 133.0792 | 6120.8492 | 0.15866 | 0.00010078 | 4.7626 | 4.7626 | 4.7626 | 15569.4112 | 5.5353 | 1.4527e-05 | 2419.4836 | 17390.4414 | 835 | 15 | 0.06875 | 27.1454 | GEO | GEO
Geysers07 | CIPV | CA_CISO | CA | Thermal | Geothermal | 45.974 | 28.9 | Geothermal | 1972-01-01 | 2050-12-31 | 90.3111 | 8.1237 | -6.2375 | 43.9241 | 44.8449 | 374830.672 | 0 | 0 | 0.93072 | 1.1635 | 33.8514 | 32.6879 | 8592 | 318 | 8274 | 0 | 0 | 1.1613 | 0.0015231 | 0 | 88.6631 | 8.0416 | -6.069 | -25.8879 | 1658.4255 | 60.6535 | 1.5231 | 0 | 374830.672 | 0 | 4.4094 | 134.5169 | 15230.949 | 0 | 0 | 0 | 1779.2555 | 24559.4904 | -3.5763e-07 | -7.0333e-06 | 1340.9166 | 0.15866 | 0.00010078 | 4.7626 | 4.7626 | 4.7626 | 15343.2505 | 4.5832 | -4.1506e-06 | -0.00015489 | 0.36882 | 1 | 15 | 0 | 33.8667 | GEO | GEO
Mm West Covina St Unit 1 ST | CISC | CA_CISO | CA | Thermal | Steam-Gas | 6.065 | 6.065 | Bio_Landfill_Gas | 1996-10-05 | 2050-12-31 | 76.5131 | -10.9269 | -4.5887 | 5.7804 | 5.7688 | 45106.8004 | 0 | 0 | 0.849 | 1.0408 | 3.4513 | 2.4105 | 8472 | 418 | 8051 | 0 | 0 | 0.094724 | 0.90467 | 0 | 70.882 | -11.5573 | -4.2513 | -25.4658 | 1981.9163 | 72.8876 | 0.35576 | 0 | 45106.8004 | 0 | 1.0299 | 31.4203 | 23124.6092 | 0 | 0 | 0 | 9.9466 | 0 | 0 | 4.9733 | 179.0386 | 0.15866 | 0.00010078 | 4.7626 | 4.7626 | 4.7626 | 65.4719 | 0 | 0 | 13.3449 | 535.3802 | 0 | 15 | 0.0035225 | 3.4519 | CC | CC-OT
Neal Hot Springs 3 BT | IPTV | BS_IPCO | OR | Thermal | Geothermal | 9.5 | 1.9 | Geothermal | 2012-07-09 | 2051-12-31 | 107.3345 | 24.1792 | -4.131 | 9.1301 | 9.2116 | 76643.0784 | 0 | 0 | 0.92097 | 0.2379 | 8.2264 | 7.9885 | 8424 | 310 | 8114 | 0 | 0 | 0.079443 | 0.0003109 | 0 | 106.8685 | 24.07 | -3.8921 | -28.3556 | 1765.856 | 118.4541 | 0.3109 | 0 | 76643.0784 | 0 | 0.90007 | 27.4584 | 3109.0338 | 0 | 0 | 0 | 19.95 | 28.5 | 5.7 | -1.7881e-07 | 49.4714 | 0.015242 | 0.010783 | 14.1881 | 0.031824 | 14.1563 | 11.9423 | 237.1358 | 9.0217 | -4.5439e-07 | 1624.0452 | 1 | 15 | 0 | 8.2283 | GEO | GEO
North Brawley 1 BT | IID | CA_IID | CA | Thermal | Geothermal | 16 | 8 | Geothermal | 2009-10-01 | 2050-12-31 | 62.9712 | -14.7933 | -11.6769 | 15.405 | 15.4393 | 127348.7998 | 0 | 0 | 0.9086 | 0.3953 | 8.0193 | 7.624 | 8592 | 318 | 8274 | 0 | 0 | 0.39457 | 0.00051843 | 0 | 60.3679 | -14.9857 | -11.337 | -26.2044 | 1820.7328 | 65.1933 | 0.51843 | 0 | 127348.7998 | 0 | 1.5009 | 45.7869 | 5184.3214 | 0 | 0 | 0 | 278.4 | 4.8 | -4.4703e-07 | 14.4 | 287.9996 | 0.30887 | 0.0049745 | 15.5549 | 5.1679 | 10.3853 | 3738.1231 | 0.0025714 | -2.0503e-05 | 0.0094406 | 117.1856 | 0 | 15 | 0 | 8.0232 | GEO | GEO
Ormat Tungsten 2 ST | SPPC | SW_NVE | NV | Thermal | Geothermal | 38.5 | 19.25 | Geothermal | 2023-12-31 | 2043-12-31 | 21.7664 | -52.8692 | -14.381 | 37.0308 | 37.2145 | 278227.8886 | 0 | 0 | 0.82497 | 0.86364 | 6.056 | 5.1924 | 8592 | 317 | 8275 | 0 | 0 | 0 | 0.0011328 | 0 | 16.5057 | -56.0948 | -14.0901 | -579.0934 | 1573.499 | 66.85 | 1.1328 | 0 | 278227.8886 | 0 | 3.2794 | 100.0443 | 11327.7248 | 0 | 0 | 0 | 150.15 | 3.0519 | -1.967e-06 | 23.1 | 904.1584 | 0.19614 | 0.00021973 | 4.6327 | 0.031824 | 4.6009 | 2165.4376 | 0.0026814 | -1.8146e-05 | 230.2632 | 5693.138 | 13 | 15 | 0.3015 | 6.0641 | GEO | GEO
Ormesa I 1 BT | IID | CA_IID | CA | Thermal | Geothermal | 94 | 7.25 | Geothermal | 1986-12-01 | 2050-12-31 | 59.4154 | -14.4065 | -16.4415 | 89.9918 | 91.484 | 746456.657 | 0 | 0 | 0.90651 | 2.3171 | 44.351 | 42.034 | 8592 | 316 | 8276 | 0 | 0 | 2.3128 | 0.0030376 | 0 | 56.2843 | -14.7326 | -15.6737 | -29.3177 | 1726.0649 | 63.1396 | 3.0376 | 0 | 746456.657 | 0 | 8.794 | 268.2793 | 30376.4809 | 0 | 0 | 0 | 665.2768 | 56.4 | -3.2187e-06 | 56.3999 | 1917.5974 | 0.30887 | 0.0049745 | 15.5549 | 5.1679 | 10.3853 | 10364.7133 | 0.022537 | -0.00014762 | 0.032926 | 1528.9284 | 2 | 15 | 0 | 44.3629 | GEO | GEO
Ox_Mountain2 | CIPB | CA_CISO | CA | Thermal | Bio | 1.416 | 0.187 | Bio_Landfill_Gas | 2009-04-01 | 2050-12-31 | 101.9095 | 8.5302 | 5.2284 | 1.3757 | 1.3879 | 11674.0674 | 0 | 0 | 0.94114 | 0.34658 | 1.1897 | 0.84312 | 8592 | 218 | 8374 | 0 | 0 | 0.023675 | 0.32276 | 0 | 100.3344 | 8.4739 | 5.17 | -26.1002 | 1979.2108 | 70.3452 | 0.12693 | 0 | 11674.0674 | 0 | 0.36745 | 11.21 | 8250.285 | 0 | 0 | 0 | 29.1696 | 683.7556 | 5.9605e-08 | 1.0133e-06 | 53.3156 | 0.15866 | 0.00010078 | 4.7626 | 4.7626 | 4.7626 | 167.1736 | 0.11302 | 5.1883e-07 | 2.7743e-05 | 13.9914 | 1 | 15 | 0.00045981 | 1.1899 | IC-OT | IC-OT
Radiance Solar 5-1 BT | CISC | CA_CISO | CA | Thermal | Geothermal | 10 | 1.5 | Geothermal | 2018-12-31 | 2050-12-31 | 73.2657 | -12.343 | -4.3521 | 9.5989 | 9.6937 | 79390 | 0 | 0 | 0.90628 | 0.24643 | 5.8166 | 5.5701 | 8568 | 317 | 8251 | 0 | 0 | 0.24597 | 0.00032278 | 0 | 70.1304 | -12.3571 | -4.2031 | -26.7543 | 1989.3651 | 72.071 | 0.32278 | 0 | 79390 | 0 | 0.93446 | 28.5076 | 3227.83 | 0 | 0 | 0 | 63 | 0 | -1.3411e-07 | 3 | 86.9999 | 0.15866 | 0.00010078 | 4.7626 | 4.7626 | 4.7626 | 1073.1943 | 0 | -2.3346e-06 | 14.7958 | 111.178 | 0 | 15 | 0 | 5.8178 | GEO | GEO
San Emidio Usg Nevada 1 BT | SPPC | SW_NVE | NV | Thermal | Geothermal | 9.3 | 5.6 | Geothermal | 2012-05-25 | 2037-12-31 | 8.4441 | -46.9508 | -31.3916 | 8.9288 | 9.0151 | 65352.1579 | 0 | 0 | 0.80218 | 0.20286 | 0.55184 | 0.34898 | 8592 | 316 | 8276 | 0 | 0 | 0.20248 | 0.00026563 | 0 | 3.8671 | -52.1485 | -30.6749 | -153.4599 | 1089.0308 | 48.3001 | 0.26563 | 0 | 65352.1579 | 0 | 0.76899 | 23.4597 | 2656.2746 | 0 | 0 | 0 | 42.6077 | 2.79 | 214.83 | 16.74 | 965.3399 | 0.19614 | 0.00021973 | 4.6327 | 0.031824 | 4.6009 | 565.1596 | 0.0019801 | 1226.9982 | 27.8907 | 44171.3338 | 3 | 15 | 0.20966 | 0.59783 | GEO | GEO
Sonoma Power Plant 1 GT | CIPV | CA_CISO | CA | Thermal | CombustionTurbine Gas | 62.195 | 31.8 | Geothermal | 1983-01-01 | 2050-12-31 | 95.8476 | 8.0198 | -0.66051 | 59.6035 | 60.3758 | 507847.6881 | 0 | 0 | 0.93212 | 1.5764 | 48.676 | 47.0996 | 8592 | 320 | 8272 | 0 | 0 | 0.22853 | 0.0020624 | 0 | 93.8407 | 7.7577 | -0.60754 | -25.5573 | 1751.9995 | 63.5195 | 2.0624 | 0 | 507847.6881 | 0 | 5.9706 | 182.1457 | 20623.8224 | 0 | 0 | 0 | 1232.638 | 0 | 4.7684e-07 | 9.0599e-06 | 80.8098 | 0.15866 | 0.00010078 | 4.7626 | 4.7626 | 4.7626 | 20392.3991 | 0 | 8.3009e-06 | 0.0003004 | 0.10538 | 2 | 15 | 0 | 48.6964 | NA | GEO
Yuma Axis 1 GT | IID | CA_IID | AZ | Thermal | CombustionTurbine Gas | 21 | 10 | Oil_DistillateFuel_2 | 1978-12-01 | 2050-12-31 | 916.1797 | 101.8293 | -78.8217 | 19.6671 | 19.5339 | 315 | 0 | 0 | 0.0017123 | 0.19302 | 0.2886 | 0.095578 | 8592 | 579 | 17 | 0 | 0 | 0.00014175 | 0.128 | 0 | 65.492 | -11.6729 | -9.5257 | -21.3827 | 1828.2607 | 64.4133 | 0.004874 | 0 | 315 | 0 | 0.01411 | 0.43047 | 380.9067 | 0 | 0 | 41.7725 | 0 | 0 | 0 | 8.4 | 33.6 | 0.30887 | 0.0049745 | 15.5549 | 5.1679 | 10.3853 | 0 | 0 | 0 | 2100 | 6411.254 | 0 | 15 | 0.0069621 | 0.29711 | GT | GT
Beowawe Repower 1 BT | SPPC | SW_NVE | NV | Thermal | Geothermal | 20 | 4 | Geothermal | 2025-01-01 | 2053-12-31 | 20.4481 | -49.3872 | -20.0966 | 19.3847 | 19.1611 | 143103.7526 | 0 | 0 | 0.8168 | 0.4442 | 2.9262 | 2.482 | 8424 | 310 | 8114 | 0 | 0 | 0.14833 | 0.00058068 | 0 | 14.7362 | -52.971 | -18.9834 | -178.6812 | 1346.5844 | 57.7138 | 0.58068 | 0 | 143103.7526 | 0 | 1.6811 | 51.2842 | 5806.7629 | 0 | 0 | 0 | 78 | 6 | 18 | -5.3644e-07 | 261.7734 | 0.19614 | 0.00021973 | 4.6327 | 0.031824 | 4.6009 | 1476.0152 | 0.0073056 | 1410.2845 | -9.6188e-07 | 21351.5169 | 5 | 14 | 0.27846 | 2.9504 | GEO | GEO
Central_Nevada_Geothermal_Beatty_138kV 2 ST | VEA | CA_CISO | NV | Thermal | Geothermal | 257.6 | 51.52 | Geothermal | 2030-05-01 | 2051-12-31 | -225.1474 | -269.1028 | -43.6978 | 248.1206 | 248.928 | 1464259.5803 | 0 | 0 | 0.64889 | 4.5451 | -329.6743 | -334.2194 | 8424 | 311 | 8113 | 0 | 0 | 1.5177 | 0.0059262 | 0 | -213.4058 | -257.6556 | -42.4407 | -422.1065 | 797.9905 | 73.0232 | 5.9262 | 0 | 1464259.5798 | 0 | 17.1564 | 523.3915 | 59262.0901 | 0 | 0 | 0 | 0 | 0 | 0 | 1724.6886 | 133927.4903 | 0.15866 | 0.00010078 | 4.7626 | 4.7626 | 4.7626 | 0 | 0 | 0 | 7337.226 | 2966900.0869 | 4 | 14 | 331.2951 | -326.7001 | GEO | GEO
Chiquita Canyon Landfill Fac 1 GT | CISC | CA_CISO | CA | Thermal | CombustionTurbine Gas | 7.465 | 6.66 | Bio_Landfill_Gas | 2010-11-23 | 2050-12-31 | 75.5726 | -11.9134 | -4.9289 | 7.0217 | 7.2343 | 55752.8726 | 0 | 0 | 0.85258 | 1.2892 | 4.2134 | 2.9242 | 8472 | 417 | 8052 | 0 | 0 | 0.11708 | 1.1218 | 0 | 69.8656 | -12.1757 | -4.6492 | -30.4281 | 1975.532 | 72.1584 | 0.44116 | 0 | 55752.8726 | 0 | 1.2772 | 38.9623 | 28675.3061 | 0 | 0 | 0 | 12.2426 | 0 | 3.0607 | 9.182 | 214.2458 | 0.15866 | 0.00010078 | 4.7626 | 4.7626 | 4.7626 | 0.012907 | 0 | 115.0025 | 32.7355 | 774.5175 | 0 | 14 | 0.01042 | 4.2143 | CC | CC-OT
Dale Burgett Geothermal 1 ST | PNM | SW_PNM | NM | Thermal | Geothermal | 11 | 6 | Geothermal | 2013-12-07 | 2043-01-01 | 36.5323 | -35.9909 | -16.6476 | 10.5845 | 10.6267 | 84145.7215 | 0 | 0 | 0.87324 | 0.26119 | 3.074 | 2.8128 | 8592 | 317 | 8275 | 0 | 0 | 0 | 0.00034128 | 0 | 34.0949 | -36.3492 | -16.2465 | -40.3791 | 1630.3373 | 57.8538 | 0.34128 | 0 | 84145.7215 | 0 | 0.98801 | 30.1414 | 3412.8177 | 0 | 0 | 0 | 2177.5148 | 680.7035 | 113.6725 | 3.3 | 3849.9005 | 0.89269 | 0.0029891 | 22.2939 | 5.1679 | 17.1082 | 19588.7032 | 0.98949 | 3760.2897 | 57.4108 | 150766.1725 | 8 | 14 | 0.0040351 | 3.2482 | GEO | GEO
Desert Peak 2 BT | SPPC | SW_NVE | NV | Thermal | Geothermal | 8 | 5.5 | Geothermal | 1985-02-01 | 2053-12-31 | 27.4889 | -50.5135 | -12.5176 | 7.729 | 7.6954 | 57679.9807 | 0 | 0 | 0.82306 | 0.17904 | 1.5856 | 1.4065 | 8424 | 312 | 8112 | 0 | 0 | 0 | 0.00023555 | 0 | 22.4842 | -52.2587 | -11.9477 | -44.4881 | 1602.611 | 60.5359 | 0.23555 | 0 | 57679.9807 | 0 | 0.6819 | 20.8029 | 2355.4568 | 0 | 0 | 0 | 55.2 | 0 | 74.8251 | 4.8 | 246.5775 | 0.19614 | 0.00021973 | 4.6327 | 0.031824 | 4.6009 | 540.6577 | 0 | 0.091172 | 0.0038687 | 69.1247 | 2 | 14 | 0.02787 | 1.5862 | GEO | GEO
Future Geo 1 ST | CISD | CA_CISO | CA | Thermal | Geothermal | 100 | 25 | Geothermal | 2030-01-01 | 2050-12-31 | 66.8699 | -14.2271 | -8.8317 | 96.9042 | 95.6954 | 798266.1608 | 0 | 0 | 0.91126 | 2.4779 | 53.38 | 50.9021 | 8592 | 315 | 8277 | 0 | 0 | 2.4733 | 0.0032487 | 0 | 63.6818 | -14.4696 | -8.5392 | -25.1487 | 1898.3126 | 67.4654 | 3.2487 | 0 | 798266.1608 | 0 | 9.4048 | 286.9147 | 32486.515 | 0 | 0 | 0 | 1558.3007 | 0 | 0 | 3.6955e-05 | 1083.8415 | 0.15866 | 0.00010078 | 4.7626 | 4.7626 | 4.7626 | 30139.6666 | 0 | 0 | 0.0015622 | 1861.6054 | 1 | 14 | 0 | 53.4119 | GEO | GEO
Geysers Unit 13 Healdsburg 1 BT | CIPV | CA_CISO | CA | Thermal | Geothermal | 70.065 | 45 | Geothermal | 1980-01-01 | 2050-12-31 | 95.029 | 7.5975 | -1.0821 | 67.8959 | 67.0103 | 571339.0224 | 0 | 0 | 0.93087 | 1.7735 | 54.2938 | 52.5203 | 8592 | 317 | 8275 | 0 | 0 | 1.7702 | 0.0023331 | 0 | 93.4978 | 7.7571 | -0.94985 | -25.5052 | 1744.8328 | 63.2439 | 2.3331 | 0 | 571339.0224 | 0 | 6.7543 | 206.0536 | 23330.8513 | 0 | 0 | 0 | 2852.1547 | 39695.7781 | -7.1526e-07 | -3.0756e-05 | 2194.7775 | 0.15866 | 0.00010078 | 4.7626 | 4.7626 | 4.7626 | 24077.6914 | 7.3182 | -8.3011e-06 | -0.00051729 | 0.62302 | 2 | 14 | 0 | 54.3178 | GEO | GEO
Geysers Unit 16 Healdsburg 1 BT | CIPV | CA_CISO | CA | Thermal | Geothermal | 60.467 | 38.5 | Geothermal | 1985-01-01 | 2050-12-31 | 59.4631 | -28.0024 | -0.40955 | 58.442 | 58.0643 | 493121.5238 | 0 | 0 | 0.93096 | 1.5307 | 29.3225 | 27.7918 | 8592 | 316 | 8276 | 0 | 0 | 1.5278 | 0.0020008 | 0 | 60.7418 | -25.5843 | -0.36448 | -27.7685 | 1500.6334 | 64.8612 | 2.0008 | 0 | 493121.5238 | 0 | 5.7923 | 176.7076 | 20008.0904 | 0 | 0 | 0 | 2711.0384 | 35147.3733 | -3.5763e-07 | -1.3947e-05 | 1998.9072 | 0.15866 | 0.00010078 | 4.7626 | 4.7626 | 4.7626 | 19317.9997 | 6.3865 | -4.1506e-06 | -0.00025261 | 0.60071 | 2 | 14 | 0.072974 | 29.3418 | GEO | GEO
Geysers Units 7 8 Aggregate 1 BT | CIPV | CA_CISO | CA | Thermal | Geothermal | 45.974 | 28.9 | Geothermal | 1972-01-01 | 2050-12-31 | 89.8113 | 8.2999 | -6.1945 | 44.0763 | 44.6547 | 375239.7792 | 0 | 0 | 0.93174 | 1.1648 | 33.7008 | 32.536 | 8592 | 316 | 8276 | 0 | 0 | 1.1626 | 0.0015311 | 0 | 88.6631 | 8.0416 | -6.069 | -25.8879 | 1658.4255 | 60.6535 | 1.5311 | 0 | 375239.7792 | 0 | 4.4326 | 135.2261 | 15311.2516 | 0 | 0 | 0 | 2082.6225 | 25308.5703 | -3.5763e-07 | -7.5102e-06 | 1255.0897 | 0.15866 | 0.00010078 | 4.7626 | 4.7626 | 4.7626 | 16065.3917 | 4.6858 | -4.1506e-06 | -0.00015321 | 0.34789 | 0 | 14 | 0 | 33.7169 | GEO | GEO
High Sierra Cogeneration Aggregate IC | CIPV | CA_CISO | CA | Thermal | ICE | 6 | 3 | NG_Cal_PG&E LT | 2010-04-22 | 2050-12-31 | 81.7679 | -8.4987 | 1.5749 | 5.8376 | 5.8642 | 41978.7272 | 0 | 0 | 0.79868 | 6.393 | 3.4325 | -2.9604 | 8592 | 221 | 8371 | 0 | 0 | 0 | 3.5009 | 0 | 77.8001 | -10.5073 | 1.6168 | -446.0717 | 2002.7255 | 102.433 | 0.43744 | 0 | 41978.7272 | 0 | 0.13123 | 17.4975 | 25590.1276 | 0 | 0 | 2806.3668 | 0 | 0 | 20.1251 | 415.5667 | 1422.8721 | 0.15866 | 0.00010078 | 4.7626 | 4.7626 | 4.7626 | 0 | 0 | 221.4276 | 7608.6904 | 17276.5681 | 10 | 14 | 3.1777 | 3.4576 | IC-OT | IC-OT
North Valley ST | SPPC | SW_NVE | NV | Thermal | Steam-Gas | 29 | 5.8 | Geothermal | 2024-06-30 | 2048-12-31 | 32.0257 | -51.6202 | -6.4876 | 27.9611 | 27.9917 | 210038.32 | 0 | 0 | 0.82679 | 0.65197 | 6.7266 | 6.0747 | 8424 | 310 | 8114 | 0 | 0 | 0.21771 | 0.00085491 | 0 | 27.9354 | -52.5454 | -6.2098 | -41.958 | 1759.1339 | 64.8533 | 0.85491 | 0 | 210038.32 | 0 | 2.475 | 75.5044 | 8549.142 | 0 | 0 | 0 | 180.1409 | 0 | -6.4373e-06 | -1.0729e-06 | 60.8997 | 0.19614 | 0.00021973 | 4.6327 | 0.031824 | 4.6009 | 2577.5871 | 0 | -0.00012486 | -1.19e-06 | 99.077 | 9 | 14 | 0.017261 | 6.7293 | GEO | GEO
Northern_California_Geothermal_Geysers 12 ST | CIPV | CA_CISO | CA | Thermal | Geothermal | 57.96 | 11.592 | Geothermal | 2032-05-01 | 2051-12-31 | 60.487 | -28.3908 | -0.26861 | 56.3124 | 55.3371 | 464425.7468 | 0 | 0 | 0.91471 | 1.4416 | 28.0917 | 26.6501 | 8424 | 310 | 8114 | 0 | 0 | 0.48139 | 0.0018868 | 0 | 60.8099 | -25.5841 | -0.2966 | -27.7693 | 1501.7507 | 64.8911 | 1.8868 | 0 | 464425.7468 | 0 | 5.4622 | 166.6367 | 18867.7873 | 0 | 0 | 0 | 1071.1215 | 0 | 1.1921e-06 | 5.4041 | 59.1441 | 0.15866 | 0.00010078 | 4.7626 | 4.7626 | 4.7626 | 19385.4655 | 0 | 2.0752e-05 | 66.5827 | 36.1413 | 5 | 14 | 0.071371 | 28.1112 | GEO | GEO
Ormat Beowawe 1 ST | SPPC | SW_NVE | NV | Thermal | Geothermal | 29 | 23.5 | Geothermal | 2024-04-21 | 2054-12-31 | 20.3916 | -48.6871 | -19.855 | 27.8481 | 28.1038 | 211936.3759 | 0 | 0 | 0.83426 | 0.65786 | 4.3217 | 3.6639 | 8592 | 316 | 8276 | 0 | 0 | 0.65664 | 0.00085729 | 0 | 14.7362 | -52.971 | -18.9834 | -178.6812 | 1346.5844 | 57.7138 | 0.85729 | 0 | 211936.3759 | 0 | 2.4819 | 75.7144 | 8572.9207 | 0 | 0 | 0 | 177.48 | 17.4 | 2.5793 | 8.7 | 496.3877 | 0.19614 | 0.00021973 | 4.6327 | 0.031824 | 4.6009 | 2568.3672 | 0.018237 | 24.0664 | 0.010242 | 29976.6408 | 13 | 14 | 0.45236 | 4.3543 | GEO | GEO
Patua 1A3 | SPPC | SW_NVE | NV | Thermal | Geothermal | 10 | 4 | Geothermal | 2013-12-31 | 2043-12-31 | 29.641 | -50.2497 | -10.8623 | 9.5872 | 9.713 | 74003.0023 | 0 | 0 | 0.84478 | 0.22971 | 2.1935 | 1.9638 | 8592 | 316 | 8276 | 0 | 0 | 0.22928 | 0.00030211 | 0 | 24.1753 | -52.1911 | -10.3242 | -37.1497 | 1655.0933 | 61.7945 | 0.30211 | 0 | 74003.0023 | 0 | 0.87461 | 26.6818 | 3021.0971 | 0 | 0 | 0 | 84 | 6.6886 | 51 | 6 | 420.1724 | 0.19614 | 0.00021973 | 4.6327 | 0.031824 | 4.6009 | 675.0843 | 0.0045209 | 0.059376 | 0.0059491 | 86.4714 | 4 | 14 | 0.02179 | 2.1943 | GEO | GEO
Phillips_RodeoB | CIPB | CA_CISO | CA | Thermal | CombustionTurbine Gas | 16.617 | 16.617 | NG_Cal_PG&E LT | 1987-05-21 | 2050-12-31 | 102.4683 | 7.0903 | 3.8461 | 15.3228 | 15.7962 | 82092.605 | 0 | 0 | 0.56396 | 16.1687 | 8.4119 | -7.7568 | 8592 | 579 | 8013 | 0 | 0 | 0.036942 | 8.9381 | 0 | 98.029 | 7.6545 | 3.6839 | -26.1604 | 1853.538 | 67.0283 | 1.1142 | 0 | 82092.605 | 0 | 0.33425 | 44.567 | 65179.2232 | 0 | 0 | 7147.9446 | 16.9555 | 186.5103 | 83.5825 | 2947.0331 | 33126.9677 | 0.15866 | 0.00010078 | 4.7626 | 4.7626 | 4.7626 | 0.005794 | 0.034365 | 1899.931 | 34596.795 | 177909.2569 | 779 | 14 | 7.8832 | 8.6263 | GT-OT | GT-OT
Ramon 2 Scedyn 1 ST | CISD | CA_CISO | CA | Thermal | Geothermal | 101.911 | 90 | Geothermal | 2017-11-01 | 2050-12-31 | 70.1298 | -13.1527 | -6.1657 | 97.8433 | 98.902 | 800256.2039 | 0 | 0 | 0.8964 | 2.484 | 56.1218 | 53.6378 | 8472 | 312 | 8160 | 0 | 0 | 1.6805 | 0.0032512 | 0 | 67.8102 | -12.9596 | -5.9208 | -25.9452 | 1948.8469 | 70.4174 | 3.2512 | 0 | 800256.1495 | 0 | 9.4123 | 287.1425 | 32512.3044 | 0 | 0 | 0 | 794.9059 | 0 | -1.4305e-06 | -2.6464e-05 | 1039.491 | 0.15866 | 0.00010078 | 4.7626 | 4.7626 | 4.7626 | 12913.4709 | 0 | -2.4903e-05 | -0.00092463 | 1891.9356 | 0 | 14 | 0 | 56.1366 | GEO | GEO
Salton Sea 2-2 BT | IID | CA_IID | CA | Thermal | Geothermal | 4.79 | 2.29 | Geothermal | 1990-01-01 | 2050-12-31 | 59.1419 | -14.1026 | -16.7496 | 4.6007 | 4.638 | 37485.3581 | 0 | 0 | 0.89335 | 0.11636 | 2.217 | 2.1006 | 8592 | 318 | 8274 | 0 | 0 | 0.11614 | 0.00015241 | 0 | 55.7756 | -14.7848 | -16.1302 | -29.5993 | 1709.8901 | 62.6455 | 0.15241 | 0 | 37485.3545 | 0 | 0.44123 | 13.4607 | 1524.1112 | 0 | 0 | 0 | 282.6276 | 216.3361 | 232.5965 | 38.799 | 393.053 | 0.30887 | 0.0049745 | 15.5549 | 5.1679 | 10.3853 | 126.5262 | 22.4729 | 7721.998 | 527.4591 | 12084.4901 | 1 | 14 | 0 | 2.2374 | GEO | GEO
Salton Sea 2-3 BT | IID | CA_IID | CA | Thermal | Geothermal | 3.39 | 0.89 | Geothermal | 1989-12-01 | 2050-12-31 | 59.3703 | -14.559 | -16.9283 | 3.2778 | 3.2525 | 26546.1537 | 0 | 0 | 0.89392 | 0.082401 | 1.5761 | 1.4937 | 8592 | 317 | 8275 | 0 | 0 | 0.082248 | 0.00010822 | 0 | 55.7756 | -14.7848 | -16.1302 | -29.5993 | 1709.8901 | 62.6455 | 0.10822 | 0 | 26546.1537 | 0 | 0.31329 | 9.5575 | 1082.1717 | 0 | 0 | 0 | 198.7574 | 135.8515 | 220.4657 | 26.442 | 222.2288 | 0.30887 | 0.0049745 | 15.5549 | 5.1679 | 10.3853 | 27.4924 | 15.8947 | 7538.9657 | 365.8045 | 6614.102 | 2 | 14 | 0 | 1.5906 | GEO | GEO
Soda Lake Geothermal Amor Ix 1 BT | SPPC | SW_NVE | NV | Thermal | Geothermal | 20 | 14 | Geothermal | 2019-11-04 | 2044-08-31 | 17.7103 | -48.6727 | -21.6459 | 19.3847 | 19.0949 | 146638.6432 | 0 | 0 | 0.83698 | 0.45517 | 2.597 | 2.1418 | 8736 | 322 | 8414 | 0 | 0 | 0.45433 | 0.00059457 | 0 | 13.3665 | -52.0976 | -21.2265 | -89.8243 | 1358.2628 | 54.0741 | 0.59457 | 0 | 146638.6432 | 0 | 1.7213 | 52.5114 | 5945.7175 | 0 | 0 | 0 | 102 | 18 | 99.5593 | 24 | 1832.1724 | 0.19614 | 0.00021973 | 4.6327 | 0.031824 | 4.6009 | 1097.2592 | 0.011381 | 12.3018 | 0.018337 | 20211.6837 | 4 | 14 | 0.16797 | 2.6183 | GEO | GEO
Trans Jordan Agg IC | PAUT | BS_PACE | UT | Thermal | ICE | 4.5 | 0.9 | Bio_Landfill_Gas | 2009-03-01 | 2050-12-31 | 146.2487 | 40.6069 | 0.83229 | 4.3852 | 4.3882 | 24918.8161 | 0 | 0 | 0.63214 | 0.75249 | 3.6443 | 2.8919 | 8592 | 221 | 8358 | 0 | 0 | 0 | 0.70155 | 0 | 114.125 | 27.0748 | 0.3597 | -25.4726 | 2196.4456 | 146.9416 | 0.27588 | 0 | 24918.8161 | 0 | 0.79868 | 24.3656 | 17932.4705 | 0 | 0 | 0 | 441.0493 | 2346.8646 | 3526.1401 | 0 | 9061.6431 | 7.007 | 5.9428 | 85.5427 | 0.031824 | 85.5024 | 13409.051 | 128407.911 | 125684.5089 | 0 | 517141.8234 | 19 | 14 | 0 | 4.429 | IC | IC
Blundell 2 BT | PAUT | BS_PACE | UT | Thermal | Geothermal | 10.8 | 6 | Geothermal | 2007-11-01 | 2037-12-31 | 103.2499 | 26.8482 | -13.7583 | 10.4005 | 10.4215 | 82314.6506 | 0 | 0 | 0.87006 | 0.25551 | 8.499 | 8.2435 | 8592 | 317 | 8275 | 0 | 0 | 0.25504 | 0.00033393 | 0 | 98.0954 | 24.7422 | -13.3374 | -21.7819 | 2213.5151 | 139.1145 | 0.33393 | 0 | 82314.6506 | 0 | 0.96673 | 29.4923 | 3339.3212 | 0 | 0 | 0 | 7416.337 | 12339.3183 | 928.5047 | 0 | 6126.8404 | 7.007 | 5.9428 | 85.5427 | 0.031824 | 85.5024 | 31845.417 | 119287.1176 | 64871.9979 | 0 | 504945.4172 | 13 | 13 | 0 | 9.2199 | GEO | GEO
BottleRock | CIPV | CA_CISO | CA | Thermal | Geothermal | 9 | 10 | Geothermal | 2007-09-22 | 2050-12-31 | 95.8448 | 7.5704 | -0.014234 | 8.7231 | 8.6076 | 73439.1001 | 0 | 0 | 0.9315 | 0.22796 | 7.0388 | 6.8108 | 8592 | 316 | 8276 | 0 | 0 | 0.22754 | 0.00029893 | 0 | 94.5367 | 7.7807 | 0.065468 | -25.6687 | 1781.2245 | 64.4306 | 0.29893 | 0 | 73439.1001 | 0 | 0.86542 | 26.4013 | 2989.347 | 0 | 0 | 0 | 171.9456 | 0 | -3.2783e-07 | -8.5235e-06 | 8.0997 | 0.15866 | 0.00010078 | 4.7626 | 4.7626 | 4.7626 | 3204.8384 | 0 | -5.7069e-06 | -0.00024941 | 0.0045314 | 0 | 13 | 0 | 7.042 | GEO | GEO
Bowerman Power 1 IC | CISC | CA_CISO | CA | Thermal | ICE | 18.29 | 9.8 | Bio_Landfill_Gas | 2016-04-12 | 2050-12-31 | 76.9761 | -11.4624 | -4.4762 | 17.3605 | 17.5128 | 137415.7045 | 0 | 0 | 0.85767 | 3.1624 | 10.5777 | 7.4154 | 8472 | 415 | 8056 | 0 | 0 | 0.28857 | 2.7519 | 0 | 70.1304 | -12.3571 | -4.2031 | -26.7543 | 1989.3651 | 72.071 | 1.0822 | 0 | 137415.7045 | 0 | 3.133 | 95.5777 | 70342.8846 | 0 | 0 | 0 | 19.2836 | 0 | -1.6689e-06 | 14.9978 | 539.9193 | 0.15866 | 0.00010078 | 4.7626 | 4.7626 | 4.7626 | 0.020044 | 0 | -2.9053e-05 | 92.3352 | 2127.2429 | 0 | 13 | 0.022459 | 10.5799 | CC | CC-OT
Calistoga1 | CIPV | CA_CISO | CA | Thermal | Geothermal | 34.553 | 20.25 | Geothermal | 1984-03-14 | 2050-12-31 | 95.5986 | 7.9005 | -0.88671 | 33.194 | 33.4661 | 281926.1456 | 0 | 0 | 0.93142 | 0.87512 | 26.9517 | 26.0766 | 8592 | 316 | 8276 | 0 | 0 | 0.8735 | 0.0011468 | 0 | 93.6013 | 7.7583 | -0.84762 | -25.521 | 1747.0088 | 63.3315 | 1.1468 | 0 | 281926.1456 | 0 | 3.3199 | 101.2821 | 11467.8743 | 0 | 0 | 0 | 1569.7329 | 17049.9766 | 1.0729e-06 | 2.2173e-05 | 971.3398 | 0.15866 | 0.00010078 | 4.7626 | 4.7626 | 4.7626 | 10907.9464 | 3.1941 | 1.2452e-05 | 0.00053155 | 0.29827 | 2 | 13 | 0 | 26.9627 | GEO | GEO
Cerro Prieto I 5 BT | CFE | CA_CFE | MX | Thermal | Geothermal | 28.581 | 15 | Geothermal | 1981-11-23 | 2050-12-31 | 28.7089 | -49.0263 | -10.2693 | 27.3846 | 27.7845 | 231797.78 | 0 | 0 | 0.92582 | 0.71952 | 6.6547 | 5.9351 | 8592 | 316 | 8276 | 0 | 0 | 0.71818 | 0.00094619 | 0 | 27.9413 | -48.597 | -10.1522 | -275.2182 | 549.1356 | 30.9475 | 0.94619 | 0 | 231797.78 | 0 | 2.7392 | 83.566 | 9461.9291 | 0 | 0 | 0 | 29494.4853 | 36727.8571 | 2175.0445 | 0 | 2563.5279 | 4.6199 | 1.2515 | 2.5478 | 0 | 2.5478 | 190186.7078 | 32376.9327 | 1.5205 | 0 | 313.3574 | 157 | 13 | 0.047466 | 6.8775 | GEO | GEO
Cerro Prieto II 2 BT | CFE | CA_CFE | MX | Thermal | Geothermal | 110 | 54.65 | Geothermal | 1987-05-06 | 2050-12-31 | 29.6909 | -48.4062 | -10.6555 | 106.5946 | 105.2345 | 866831.6542 | 0 | 0 | 0.89958 | 2.6907 | 25.737 | 23.0463 | 8592 | 316 | 8276 | 0 | 0 | 2.6857 | 0.0034965 | 0 | 27.6315 | -48.5935 | -10.4655 | -275.1761 | 545.8243 | 30.7411 | 3.4965 | 0 | 866831.6542 | 0 | 10.1225 | 308.8074 | 34965.3586 | 0 | 0 | 0 | 8169.8134 | 221409.8409 | 1595.7124 | 0 | 41932.6425 | 4.6199 | 1.2515 | 2.5478 | 0 | 2.5478 | 72479.4557 | 158011.1372 | 1698.4429 | 0 | 2721.7249 | 115 | 13 | 0.18182 | 25.9719 | GEO | GEO
Control QFS 1 BT | CISC | CA_CISO | CA | Thermal | Geothermal | 2.447 | 0.693 | Geothermal | 1982-01-01 | 2050-12-31 | 60.1454 | -18.5564 | -11.0774 | 2.3717 | 2.339 | 18033.8577 | 0 | 0 | 0.8413 | 0.055979 | 1.0847 | 1.0287 | 8592 | 318 | 8274 | 0 | 0 | 0.055875 | 7.3676e-05 | 0 | 50.899 | -24.6652 | -11.1264 | -124.499 | 2401.6851 | 97.3871 | 0.073676 | 0 | 18033.8576 | 0 | 0.21329 | 6.5069 | 736.7564 | 0 | 0 | 0 | 7.341 | 0 | 0 | 8.6555 | 99.8376 | 0.15866 | 0.00010078 | 4.7626 | 4.7626 | 4.7626 | 160.7771 | 0 | 0 | 46.1439 | 362.5152 | 6 | 13 | 0 | 1.0852 | GEO | GEO
Coso Power Developer Navy II Aggregate 1 GT | CISC | CA_CISO | CA | Thermal | Geothermal | 28.794 | 20.5 | Geothermal | 1989-12-23 | 2050-12-31 | 59.107 | -18.1678 | -10.7911 | 27.9026 | 27.5466 | 217633.7179 | 0 | 0 | 0.86282 | 0.67555 | 12.8637 | 12.1881 | 8592 | 316 | 8276 | 0 | 0 | 0.6743 | 0.00088279 | 0 | 53.3148 | -22.5538 | -10.822 | -40.2545 | 1808.1783 | 73.7739 | 0.88279 | 0 | 217633.7179 | 0 | 2.5557 | 77.9667 | 8827.941 | 0 | 0 | 0 | 165.976 | 17404.7876 | 4.4703e-07 | 28.1707 | 20568.4541 | 0.15866 | 0.00010078 | 4.7626 | 4.7626 | 4.7626 | 239.0875 | 2.0029 | 5.1882e-06 | 5.7342 | 1455.1292 | 11 | 13 | 0 | 12.8654 | GEO | GEO
Desert Peak B 2 BT | SPPC | SW_NVE | NV | Thermal | Geothermal | 8 | 5.5 | Geothermal | 2028-02-01 | 2053-12-31 | 26.512 | -48.8685 | -13.2536 | 7.6682 | 7.7815 | 57514.0593 | 0 | 0 | 0.82069 | 0.17853 | 1.5248 | 1.3463 | 8424 | 312 | 8112 | 0 | 0 | 0.059615 | 0.00023427 | 0 | 21.5253 | -52.2669 | -12.8983 | -47.7549 | 1576.239 | 59.8521 | 0.23427 | 0 | 57514.0593 | 0 | 0.6782 | 20.6899 | 2342.6532 | 0 | 0 | 0 | 36 | 0 | -1.4901e-06 | -4.4703e-07 | 18.7403 | 0.19614 | 0.00021973 | 4.6327 | 0.031824 | 4.6009 | 580.2206 | 0 | -3.6299e-05 | -6.107e-07 | 45.7559 | 1 | 13 | 0.03034 | 1.5254 | GEO | GEO
Geysers Calistoga Aggregate 1 BT | CIPV | CA_CISO | CA | Thermal | Geothermal | 34.553 | 20.25 | Geothermal | 1984-03-14 | 2050-12-31 | 96.0337 | 7.8106 | -0.90672 | 33.1671 | 33.4947 | 282272.2797 | 0 | 0 | 0.93256 | 0.87619 | 27.1077 | 26.2315 | 8592 | 317 | 8275 | 0 | 0 | 0.87457 | 0.0011487 | 0 | 93.5985 | 7.7569 | -0.84892 | -25.521 | 1747.0088 | 63.3245 | 1.1487 | 0 | 282272.2797 | 0 | 3.3255 | 101.4516 | 11487.0709 | 0 | 0 | 0 | 1523.7873 | 17892.2296 | 1.0729e-06 | 2.1815e-05 | 865.3818 | 0.15866 | 0.00010078 | 4.7626 | 4.7626 | 4.7626 | 9640.8608 | 3.326 | 1.2452e-05 | 0.00055363 | 0.27231 | 1 | 13 | 0 | 27.1173 | GEO | GEO
Geysers Unit 14 Healdsburg 1 BT | CIPV | CA_CISO | CA | Thermal | Geothermal | 67.186 | 45 | Geothermal | 1980-01-01 | 2050-12-31 | 61.7304 | -24.4945 | -0.6599 | 64.4782 | 65.1281 | 517357.0091 | 0 | 0 | 0.87904 | 1.6059 | 31.9367 | 30.3308 | 8592 | 318 | 8274 | 0 | 0 | 1.6029 | 0.0021008 | 0 | 60.3978 | -25.5828 | -0.7099 | -27.7638 | 1498.2196 | 64.689 | 2.1008 | 0 | 517357.0091 | 0 | 6.0819 | 185.5407 | 21008.2265 | 0 | 0 | 0 | 2139.18 | 29561.5017 | -1.4305e-06 | 423.1659 | 22795.0301 | 0.15866 | 0.00010078 | 4.7626 | 4.7626 | 4.7626 | 16952.4329 | 5.3128 | -1.6602e-05 | 14329.9269 | 236560.9755 | 950 | 13 | 0.083935 | 32.2045 | GEO | GEO
Geysers Units 5 6 Aggregate 1 BT | CIPV | CA_CISO | CA | Thermal | Geothermal | 47.236 | 28.215 | Geothermal | 1971-01-01 | 2050-12-31 | 90.2144 | 8.1863 | -6.3141 | 45.7185 | 45.2678 | 385441.0372 | 0 | 0 | 0.9315 | 1.1964 | 34.7723 | 33.5759 | 8592 | 316 | 8276 | 0 | 0 | 1.1942 | 0.0015726 | 0 | 88.588 | 8.0424 | -6.145 | -25.8957 | 1657.9735 | 60.6183 | 1.5726 | 0 | 385441.0372 | 0 | 4.5527 | 138.8901 | 15726.1138 | 0 | 0 | 0 | 2005.3735 | 24990.379 | -1.7881e-06 | -3.5167e-05 | 1276.1468 | 0.15866 | 0.00010078 | 4.7626 | 4.7626 | 4.7626 | 15409.0147 | 4.6496 | -2.0753e-05 | -0.00097901 | 0.33913 | 0 | 13 | 0 | 34.7878 | GEO | GEO
Heber HGC 2 BT | IID | CA_IID | CA | Thermal | Geothermal | 26.5 | 5.3 | Geothermal | 2023-04-01 | 2051-12-31 | 63.5107 | -15.3794 | -11.265 | 25.6487 | 22.9754 | 207625.9803 | 0 | 0 | 0.8944 | 0.64449 | 13.1865 | 12.542 | 8424 | 647 | 8113 | 0 | 0 | 0.21521 | 0.00084465 | 0 | 60.7411 | -15.142 | -10.8075 | -26.6819 | 1835.6466 | 65.6244 | 0.84465 | 0 | 207625.9668 | 0 | 2.4453 | 74.598 | 8446.5141 | 0 | 0 | 0 | 1167.621 | 57.146 | 1.7765 | 15.8999 | 371.7892 | 0.30887 | 0.0049745 | 15.5549 | 5.1679 | 10.3853 | 12214.527 | 141.5981 | 104.154 | 124.3729 | 17041.8764 | 45 | 13 | 0 | 13.2161 | GEO | GEO
J J Elmore 1 BT | IID | CA_IID | CA | Thermal | Geothermal | 34.39 | 13.39 | Geothermal | 1988-12-01 | 2050-12-31 | 60.6376 | -14.5882 | -15.1314 | 33.3321 | 32.9001 | 272838.4269 | 0 | 0 | 0.90567 | 0.84691 | 16.5443 | 15.6974 | 8592 | 315 | 8277 | 0 | 0 | 0.84534 | 0.0011132 | 0 | 57.3738 | -14.7847 | -14.532 | -28.9751 | 1757.4484 | 64.0239 | 1.1132 | 0 | 272838.4269 | 0 | 3.2226 | 98.3116 | 11131.5389 | 0 | 0 | 0 | 5707.2038 | 2570.0293 | 76.7541 | 103.2328 | 1785.6571 | 0.30887 | 0.0049745 | 15.5549 | 5.1679 | 10.3853 | 9617.3 | 161.9263 | 478.838 | 6334.6747 | 1714.1703 | 22 | 13 | 0 | 16.5626 | GEO | GEO
J M Leathers 1 BT | IID | CA_IID | CA | Thermal | Geothermal | 34.39 | 13.39 | Geothermal | 1989-11-01 | 2050-12-31 | 60.4857 | -14.379 | -15.5824 | 33.3053 | 32.9286 | 272257.6697 | 0 | 0 | 0.90374 | 0.84511 | 16.4677 | 15.6226 | 8592 | 316 | 8276 | 0 | 0 | 0.84354 | 0.0011064 | 0 | 56.9739 | -14.7818 | -14.9349 | -29.1005 | 1747.6732 | 63.7191 | 1.1064 | 0 | 272257.6697 | 0 | 3.2031 | 97.7164 | 11064.1362 | 0 | 0 | 0 | 9609.2253 | 3846.145 | 172.635 | 188.1479 | 2031.4213 | 0.30887 | 0.0049745 | 15.5549 | 5.1679 | 10.3853 | 4227.4421 | 158.119 | 1582.6461 | 6168.0125 | 11264.5506 | 51 | 13 | 0 | 16.4911 | GEO | GEO
Kiefer Landfill 1-1 | BANC | CA_BANC | CA | Thermal | Bio | 8.4 | 0.2 | Bio_Landfill_Gas | 2005-12-01 | 2051-12-31 | 108.3079 | 15.7119 | 5.5413 | 8.1874 | 8.1821 | 70616.9675 | 0 | 0 | 0.95968 | 2.0106 | 7.6484 | 5.6377 | 8736 | 224 | 8512 | 0 | 0 | 0.14321 | 1.8667 | 0 | 107.7031 | 15.5221 | 5.4904 | -12.0872 | 1896.8665 | 66.6647 | 0.73407 | 0 | 70616.9675 | 0 | 2.1251 | 64.8315 | 47714.4098 | 0 | 0 | 0 | 520.0117 | 175.113 | 1.68 | -6.1989e-06 | 15.1199 | 0.3521 | 0.050745 | 0.86998 | 0.031824 | 0.83815 | 4398.4904 | 301.3607 | 107.6338 | -2.3487e-05 | 833.165 | 1 | 13 | 0 | 7.654 | IC-OT | IC-OT
Northern_Nevada_Geothermal_Eldorado_500kV 2 ST | SPPC | SW_NVE | NV | Thermal | Geothermal | 210.68 | 42.136 | Geothermal | 2033-05-01 | 2051-12-31 | 32.4212 | -49.7222 | -8.485 | 202.517 | 204.2852 | 1537958.2196 | 0 | 0 | 0.83333 | 4.7739 | 49.8624 | 45.0885 | 8424 | 309 | 8115 | 0 | 0 | 1.5941 | 0.0062052 | 0 | 27.6269 | -50.9386 | -8.1251 | -97.6159 | 1752.7371 | 63.6907 | 6.2052 | 0 | 1537958.2196 | 0 | 17.9642 | 548.0349 | 62052.3842 | 0 | 0 | 0 | 1186.7345 | 0 | 9.3222e-05 | 2.1935e-05 | 540.1132 | 0.19614 | 0.00021973 | 4.6327 | 0.031824 | 4.6009 | 15377.4134 | 0 | 0.00069561 | 4.0023e-05 | 1294.2699 | 40 | 13 | 0.032722 | 49.8791 | GEO | GEO
Ormat Tungsten 1 ST | SPPC | SW_NVE | NV | Thermal | Geothermal | 38.5 | 19.25 | Geothermal | 2017-09-15 | 2043-12-31 | 22.1087 | -52.6153 | -14.2159 | 36.8883 | 35.6316 | 278742.946 | 0 | 0 | 0.82649 | 0.86524 | 6.1626 | 5.2974 | 8592 | 485 | 8275 | 0 | 0 | 0 | 0.001135 | 0 | 16.6356 | -56.0947 | -13.9602 | -578.3084 | 1576.7786 | 66.913 | 1.135 | 0 | 278742.946 | 0 | 3.2858 | 100.2411 | 11350.0013 | 0 | 0 | 0 | 158.728 | 11.55 | 11.55 | 11.55 | 873.2056 | 0.19614 | 0.00021973 | 4.6327 | 0.031824 | 4.6009 | 2340.839 | 0.010148 | 0.027198 | 2.7365 | 4414.4959 | 21 | 13 | 0.25043 | 6.1694 | GEO | GEO
Salt Lake Energy Systems Agg IC | PAUT | BS_PACE | UT | Thermal | ICE | 3.1 | 0.62 | Bio_Landfill_Gas | 2006-06-01 | 2050-12-31 | 140.5647 | 34.5526 | 3.2106 | 3.0185 | 3.0273 | 18773.9917 | 0 | 0 | 0.69134 | 0.56717 | 2.639 | 2.0718 | 8592 | 220 | 8357 | 0 | 0 | 0 | 0.52883 | 0 | 116.2205 | 27.0041 | 2.5259 | -25.9911 | 2190.8953 | 147.6789 | 0.20796 | 0 | 18773.9917 | 0 | 0.60206 | 18.3671 | 13517.7098 | 0 | 0 | 0 | 456.4827 | 1552.3459 | 1763.7361 | 0 | 5294.5721 | 7.007 | 5.9428 | 85.5427 | 0.031824 | 85.5024 | 16795.2192 | 83100.4792 | 65168.6762 | 0 | 327329.1032 | 13 | 13 | 0 | 3.1314 | IC | IC
BLM EAST Facility1GT72 | CISC | CA_CISO | CA | Thermal | CombustionTurbine Gas | 69.105 | 21.6 | Geothermal | 1988-12-05 | 2050-12-31 | 56.2399 | -21.1671 | -10.5085 | 66.9657 | 66.1684 | 436077.8225 | 0 | 0 | 0.72036 | 1.3536 | 24.525 | 23.1714 | 8496 | 313 | 8183 | 0 | 0 | 0.91576 | 0.0017724 | 0 | 53.7638 | -22.5096 | -10.4172 | -40.0222 | 1821.0906 | 74.2606 | 1.7724 | 0 | 436077.8225 | 0 | 5.1311 | 156.5349 | 17723.9837 | 0 | 0 | 0 | 0 | 0 | 82.4406 | 1755.8989 | 25689.3004 | 0.15866 | 0.00010078 | 4.7626 | 4.7626 | 4.7626 | 0 | 0 | 1142.5591 | 29082.4885 | 525089.0779 | 5913 | 12 | 0.014971 | 25.0803 | GEO | GEO
Cerro Prieto IV 1 BT | CFE | CA_CFE | MX | Thermal | Geothermal | 22.857 | 11.35 | Geothermal | 2000-07-26 | 2050-12-31 | 28.429 | -48.8963 | -10.2382 | 22.1494 | 21.8668 | 185662.5733 | 0 | 0 | 0.92726 | 0.57631 | 5.2782 | 4.7019 | 8592 | 316 | 8276 | 0 | 0 | 0.57524 | 0.00075985 | 0 | 27.9317 | -48.597 | -10.1618 | -275.2169 | 548.5019 | 30.9257 | 0.75985 | 0 | 185662.5733 | 0 | 2.1998 | 67.1086 | 7598.5097 | 0 | 0 | 0 | 27586.1049 | 25661.2934 | 2034.767 | 0 | 1467.1952 | 4.6199 | 1.2515 | 2.5478 | 0 | 2.5478 | 161062.6461 | 26754.6704 | 141.5648 | 0 | 68.9815 | 178 | 12 | 0.036328 | 5.4662 | GEO | GEO
Columbia Generating Station ST1 ST | BPAT | NW_BPAT | WA | Thermal | Nuclear | 1145 | 1145 | Uranium | 1984-12-01 | 2050-12-31 | 113.7351 | 18.2435 | 4.273 | 1120.4837 | 1118.4603 | 8707611.5803 | 0 | 0 | 0.86814 | 119.0383 | 990.3608 | 871.3225 | 7800 | 165 | 7635 | 0 | 0 | 49.0526 | 68.3117 | 0 | 108.6246 | 17.9233 | 4.0108 | -35.2735 | 1752.8612 | 97.9234 | 86.6407 | 0 | 8707611.5803 | 0 | 0 | 0 | 0 | 0 | 0 | 0 | 8215.2664 | 44741.6913 | 11.4499 | 22.8998 | 1258.5604 | 0.13517 | 0.13517 | 0.67195 | 0.031824 | 0.68397 | 2.9986 | 13797.5633 | 0.0081985 | 0.0097641 | 8678.2404 | 1 | 12 | 0.94409 | 990.3833 | ST-NUC | Nuclear
Coso1_Navy1 | CISC | CA_CISO | CA | Thermal | Geothermal | 25.594 | 17.167 | Geothermal | 1987-07-13 | 2050-12-31 | 59.4179 | -18.6551 | -13.3045 | 24.8017 | 24.4852 | 195234.8865 | 0 | 0 | 0.87079 | 0.60602 | 11.6005 | 10.9944 | 8592 | 316 | 8276 | 0 | 0 | 0.6049 | 0.00079387 | 0 | 52.985 | -20.9722 | -12.7333 | -41.2317 | 1849.6805 | 72.5145 | 0.79387 | 0 | 195234.8865 | 0 | 2.2983 | 70.1134 | 7938.7389 | 0 | 0 | 0 | 143.2253 | 29732.2723 | -2.0862e-07 | 69.1038 | 16496.5949 | 0.15866 | 0.00010078 | 4.7626 | 4.7626 | 4.7626 | 1033.9998 | 2.7161 | -1.7509e-10 | 82.1785 | 1916.8454 | 6 | 12 | 0 | 11.6035 | GEO | GEO
Coso2_Navy1 | CISC | CA_CISO | CA | Thermal | Geothermal | 25.594 | 17.167 | Geothermal | 1987-07-13 | 2050-12-31 | 59.3809 | -18.8816 | -13.375 | 24.4329 | 24.9937 | 195157.5278 | 0 | 0 | 0.87045 | 0.60579 | 11.5886 | 10.9828 | 8592 | 318 | 8274 | 0 | 0 | 0.60466 | 0.00079856 | 0 | 52.9945 | -20.9712 | -12.7248 | -41.2266 | 1849.9398 | 72.5328 | 0.79856 | 0 | 195157.5278 | 0 | 2.3118 | 70.5276 | 7985.6305 | 0 | 0 | 0 | 90.3534 | 29907.7799 | -8.3447e-07 | 30.7128 | 16568.8348 | 0.15866 | 0.00010078 | 4.7626 | 4.7626 | 4.7626 | 689.0544 | 2.7401 | -1.21e-05 | 66.4224 | 2004.29 | 8 | 12 | 0 | 11.5914 | GEO | GEO
Coso6_Navy2 | CISC | CA_CISO | CA | Thermal | Geothermal | 28.794 | 20.5 | Geothermal | 1989-12-23 | 2050-12-31 | 60.6734 | -18.8906 | -11.2567 | 27.6055 | 27.9677 | 218206.7609 | 0 | 0 | 0.86509 | 0.67733 | 13.2394 | 12.562 | 8592 | 316 | 8276 | 0 | 0 | 0.67607 | 0.00088672 | 0 | 53.2959 | -22.5563 | -10.8384 | -40.257 | 1808.0813 | 73.7389 | 0.88672 | 0 | 218206.7609 | 0 | 2.5671 | 78.3137 | 8867.2327 | 0 | 0 | 0 | 146.8494 | 16514.602 | 4.4703e-07 | 66.4074 | 19889.9991 | 0.15866 | 0.00010078 | 4.7626 | 4.7626 | 4.7626 | 0.060761 | 1.9533 | 5.1882e-06 | 78.5044 | 1634.9718 | 7 | 12 | 0 | 13.2411 | GEO | GEO
Geo East Mesa Gem III 1 BT | IID | CA_IID | CA | Thermal | Geothermal | 8 | 3 | Geothermal | 2007-03-01 | 2050-12-31 | 61.302 | -14.2868 | -14.2963 | 7.6698 | 7.7748 | 63608.8731 | 0 | 0 | 0.90766 | 0.19745 | 3.8994 | 3.7019 | 8592 | 314 | 8278 | 0 | 0 | 0.19708 | 0.00025922 | 0 | 58.174 | -14.7847 | -13.7319 | -28.7978 | 1775.1595 | 64.5799 | 0.25922 | 0 | 63608.8731 | 0 | 0.75045 | 22.8941 | 2592.2295 | 0 | 0 | 0 | 181.1444 | 80.0972 | 29.5603 | 46.6144 | 110.7105 | 0.30887 | 0.0049745 | 15.5549 | 5.1679 | 10.3853 | 2092.9893 | 42.7965 | 30.3739 | 643.5397 | 1351.965 | 10 | 12 | 0 | 3.9035 | GEO | GEO
Geysers Unit 11 Healdsburg 1 BT | CIPV | CA_CISO | CA | Thermal | Geothermal | 83.31 | 52.8 | Geothermal | 1975-01-01 | 2050-12-31 | 90.355 | 7.8891 | -6.4738 | 79.9199 | 80.8732 | 679862.8357 | 0 | 0 | 0.93158 | 2.1103 | 61.429 | 59.3187 | 8592 | 315 | 8277 | 0 | 0 | 2.1064 | 0.0027588 | 0 | 88.5621 | 8.0443 | -6.1728 | -25.8952 | 1656.2394 | 60.5792 | 2.7588 | 0 | 679862.7742 | 0 | 7.9866 | 243.6487 | 27587.6304 | 0 | 0 | 0 | 3433.6026 | 45881.6607 | -1.7881e-06 | -7.391e-05 | 2442.5271 | 0.15866 | 0.00010078 | 4.7626 | 4.7626 | 4.7626 | 26834.8383 | 8.5142 | -2.0753e-05 | -0.0015462 | 0.66646 | 2 | 12 | 0 | 61.4559 | GEO | GEO
Geysers05 | CIPV | CA_CISO | CA | Thermal | Geothermal | 47.236 | 27.715 | Geothermal | 1971-01-01 | 2050-12-31 | 90.1579 | 7.8963 | -6.3303 | 45.7737 | 45.1636 | 386480.2292 | 0 | 0 | 0.93401 | 1.1997 | 34.8442 | 33.6446 | 8616 | 318 | 8298 | 0 | 0 | 1.1974 | 0.0015709 | 0 | 88.588 | 8.0424 | -6.145 | -25.8957 | 1657.9735 | 60.6183 | 1.5709 | 0 | 386480.2292 | 0 | 4.5478 | 138.7392 | 15709.0295 | 0 | 0 | 0 | 1813.8623 | 25149.0693 | -1.7881e-06 | -3.7551e-05 | 1317.881 | 0.15866 | 0.00010078 | 4.7626 | 4.7626 | 4.7626 | 15886.575 | 4.7194 | -2.0753e-05 | -0.00098293 | 0.35084 | 0 | 12 | 0 | 34.8601 | GEO | GEO
North Valley 2 ST | SPPC | SW_NVE | NV | Thermal | Steam-Gas | 38.5 | 7.7 | Geothermal | 2025-07-01 | 2053-12-31 | 33.2849 | -51.1008 | -7.1339 | 36.9108 | 37.4589 | 280194.555 | 0 | 0 | 0.8308 | 0.86974 | 9.3263 | 8.4565 | 8424 | 310 | 8114 | 0 | 0 | 0.29043 | 0.0011373 | 0 | 27.6322 | -52.3204 | -6.738 | -37.7132 | 1752.5248 | 64.4374 | 1.1373 | 0 | 280194.555 | 0 | 3.2925 | 100.4451 | 11373.1101 | 0 | 0 | 0 | 194.4322 | 0 | -1.5199e-06 | -2.6822e-07 | 81.0481 | 0.19614 | 0.00021973 | 4.6327 | 0.031824 | 4.6009 | 3110.4716 | 0 | -1.5291e-05 | -3.8678e-07 | 131.5432 | 4 | 12 | 0.02125 | 9.3295 | GEO | GEO
Ormat Dixie Comstock 3 ST | SPPC | SW_NVE | NV | Thermal | Geothermal | 57.5 | 46.25 | Geothermal | 2026-10-01 | 2054-10-01 | 12.9754 | -49.1393 | -25.8355 | 55.1266 | 55.9451 | 402879.7083 | 0 | 0 | 0.79984 | 1.2506 | 5.2275 | 3.977 | 8424 | 310 | 8114 | 0 | 0 | 0 | 0.0016376 | 0 | 8.7431 | -52.971 | -24.9765 | -212.5485 | 1188.0929 | 54.9124 | 1.6376 | 0 | 402879.7083 | 0 | 4.741 | 144.6331 | 16376.3869 | 0 | 0 | 0 | 345 | 17.25 | 81.2723 | 51.75 | 5199.657 | 0.19614 | 0.00021973 | 4.6327 | 0.031824 | 4.6009 | 4941.6633 | 0.021004 | 4.2131 | 0.048122 | 193869.5695 | 29 | 12 | 1.3334 | 5.4263 | GEO | GEO
Ormat Dixie Meadows Bannock 2 ST | SPPC | SW_NVE | NV | Thermal | Geothermal | 57.5 | 28.75 | Geothermal | 2026-10-01 | 2054-12-31 | 14.1958 | -49.0201 | -25.9203 | 55.1266 | 55.8499 | 412320.3242 | 0 | 0 | 0.81858 | 1.2799 | 5.8532 | 4.5733 | 8592 | 316 | 8276 | 0 | 0 | 1.2775 | 0.0016776 | 0 | 8.7431 | -52.971 | -24.9765 | -212.5485 | 1188.0929 | 54.9124 | 1.6776 | 0 | 412320.3242 | 0 | 4.8566 | 148.1622 | 16775.9762 | 0 | 0 | 0 | 291.3572 | 17.25 | 45.991 | 17.25 | 2029.1627 | 0.19614 | 0.00021973 | 4.6327 | 0.031824 | 4.6009 | 4409.4115 | 0.021004 | 7065.6508 | 0.020311 | 183458.8154 | 22 | 12 | 1.3274 | 6.0481 | GEO | GEO
Ormat North Valley Fka San Emidio 2-2 ST | SPPC | SW_NVE | NV | Thermal | Geothermal | 45 | 22.5 | Geothermal | 2024-05-31 | 2054-12-31 | 16.728 | -48.9387 | -23.7986 | 43.6069 | 43.0381 | 322866.8052 | 0 | 0 | 0.81904 | 1.0022 | 5.4009 | 4.3987 | 8592 | 317 | 8275 | 0 | 0 | 1.0003 | 0.00131 | 0 | 11.6088 | -52.1911 | -22.8907 | -102.8058 | 1310.3142 | 53.1768 | 1.31 | 0 | 322866.8052 | 0 | 3.7925 | 115.6987 | 13100.2276 | 0 | 0 | 0 | 202.5 | 0 | 32.7162 | 2.1458e-06 | 1037.6778 | 0.19614 | 0.00021973 | 4.6327 | 0.031824 | 4.6009 | 2608.0633 | 0 | 0.060776 | 3.8475e-06 | 93530.5987 | 14 | 12 | 0.49612 | 5.497 | GEO | GEO
Ox_Mountain3 | CIPB | CA_CISO | CA | Thermal | Bio | 1.416 | 0.187 | Bio_Landfill_Gas | 2009-04-01 | 2050-12-31 | 102.7704 | 8.7379 | 5.3213 | 1.3868 | 1.3715 | 11678.3893 | 0 | 0 | 0.94149 | 0.34659 | 1.2002 | 0.85361 | 8592 | 220 | 8372 | 0 | 0 | 0.023684 | 0.32278 | 0 | 100.3344 | 8.4739 | 5.17 | -26.1002 | 1979.2108 | 70.3452 | 0.12694 | 0 | 11678.3893 | 0 | 0.36748 | 11.2107 | 8250.8015 | 0 | 0 | 0 | 28.32 | 703.5396 | 4.4703e-08 | 1.058e-06 | 51.2593 | 0.15866 | 0.00010078 | 4.7626 | 4.7626 | 4.7626 | 173.6944 | 0.11452 | 5.1882e-07 | 1.6363e-05 | 3.8885 | 0 | 12 | 0.00014377 | 1.2004 | IC-OT | IC-OT
Palo Verde 2 | TH_PV | SW_TH_PV | AZ | Thermal | Nuclear | 1336 | 1336 | Uranium | 1986-09-01 | 2050-12-31 | 43.9326 | -32.7268 | -10.2558 | 1295.1084 | 1305.4018 | 11366959.8909 | 0 | 0 | 0.97126 | 158.7025 | 499.3795 | 340.677 | 8760 | 183 | 8577 | 0 | 0 | 64.0334 | 92.7197 | 0 | 44.0453 | -32.4621 | -10.1832 | -24.3173 | 1876.7046 | 63.9224 | 117.5978 | 0 | 11366959.8909 | 0 | 0 | 0 | 0 | 0 | 0 | 0 | 12282.9983 | 6359.202 | 593.5168 | 0 | 11525.6874 | 0 | 0 | 0 | 0 | 0 | 0 | 0 | 0 | 0 | 0 | 2 | 12 | 4.593 | 499.3795 | ST-NUC | Nuclear
Pearl ST | SPPC | SW_NVE | NV | Thermal | Steam-Gas | 38.5 | 7.7 | Geothermal | 2025-06-30 | 2051-12-31 | 16.743 | -51.6832 | -19.1915 | 37.0832 | 37.2039 | 271989.4063 | 0 | 0 | 0.80647 | 0.84428 | 4.5539 | 3.7096 | 8424 | 311 | 8113 | 0 | 0 | 0.28192 | 0.0011086 | 0 | 11.2359 | -56.4085 | -19.0461 | -611.2529 | 1209.7521 | 63.4067 | 1.1086 | 0 | 271989.4063 | 0 | 3.2093 | 97.907 | 11085.7225 | 0 | 0 | 0 | 226.7406 | 0 | 20.5986 | 23.1 | 1338.4893 | 0.19614 | 0.00021973 | 4.6327 | 0.031824 | 4.6009 | 4321.4679 | 0 | 260.0768 | 33.5728 | 49384.3343 | 102 | 12 | 0.54046 | 4.6079 | GEO | GEO
Rockwood 2 GT | IID | CA_IID | CA | Thermal | CombustionTurbine Gas | 21.9 | 12.4 | Oil_DistillateFuel_2 | 1980-04-01 | 2050-12-31 | 645.6177 | 57.9347 | -57.2464 | 20.6592 | 20.1415 | 310.98 | 0 | 0 | 0.001621 | 0.1737 | 0.20078 | 0.027078 | 8592 | 582 | 17 | 0 | 0 | 0.00013994 | 0.11631 | 0 | 61.8583 | -15.0126 | -9.8197 | -26.575 | 1827.0829 | 66.1605 | 0.0044288 | 0 | 310.98 | 0 | 0.012821 | 0.39114 | 346.1102 | 0 | 0 | 37.9565 | 0 | 0 | 0 | 8.76 | 52.56 | 0.30887 | 0.0049745 | 15.5549 | 5.1679 | 10.3853 | 0 | 0 | 0 | 1063.858 | 6985.2716 | 0 | 12 | 0.018051 | 0.20882 | GT | GT Old
Santa Clara QFS 1 ST | CISC | CA_CISO | CA | Thermal | Steam-Gas | 1.54 | 1.54 | Bio_Landfill_Gas | 1987-01-01 | 2050-12-31 | 83.0711 | -6.1751 | -2.3003 | 1.4722 | 1.4593 | 11686.6797 | 0 | 0 | 0.8663 | 0.26899 | 0.97083 | 0.70184 | 8472 | 416 | 8056 | 0 | 0 | 0.024542 | 0.23427 | 0 | 79.0109 | -5.4974 | -2.1823 | -25.8723 | 2024.4164 | 72.5287 | 0.092127 | 0 | 11686.6805 | 0 | 0.26671 | 8.1365 | 5988.2344 | 0 | 0 | 0 | 17.2056 | 0 | 2.8312e-07 | 0.86818 | 41.0412 | 0.15866 | 0.00010078 | 4.7626 | 4.7626 | 4.7626 | 192.7055 | 0 | 4.9287e-06 | 0.63914 | 155.9254 | 0 | 12 | 0.00051535 | 0.97118 | CC | CC-OT
Second Imperial Geothermal 1 BT | IID | CA_IID | CA | Thermal | Geothermal | 26.5 | 5.3 | Geothermal | 2023-01-01 | 2051-12-31 | 60.5551 | -14.8522 | -16.3668 | 25.499 | 25.6445 | 205819.3905 | 0 | 0 | 0.88662 | 0.63888 | 12.4634 | 11.8245 | 8424 | 311 | 8113 | 0 | 0 | 0.21334 | 0.000837 | 0 | 56.4845 | -14.7846 | -15.4215 | -29.2969 | 1727.0166 | 63.1421 | 0.837 | 0 | 205819.3773 | 0 | 2.4231 | 73.922 | 8369.9761 | 0 | 0 | 0 | 34.087 | 22.3836 | 30.4292 | 76.5768 | 391.9328 | 0.30887 | 0.0049745 | 15.5549 | 5.1679 | 10.3853 | 597.3189 | 11.3008 | 963.7468 | 4602.7197 | 15264.4057 | 17 | 12 | 0 | 12.4848 | GEO | GEO
Second Imperial Geothermal 14 BT | IID | CA_IID | CA | Thermal | Geothermal | 16 | 8 | Geothermal | 2008-04-01 | 2050-12-31 | 58.1821 | -14.3277 | -17.1068 | 15.4611 | 15.3863 | 122932.5922 | 0 | 0 | 0.87709 | 0.38159 | 7.1525 | 6.7709 | 8472 | 312 | 8160 | 0 | 0 | 0.25816 | 0.00050019 | 0 | 55.3863 | -14.7811 | -16.5231 | -30.3107 | 1695.229 | 62.2145 | 0.50019 | 0 | 122932.5922 | 0 | 1.448 | 44.1758 | 5001.8946 | 0 | 0 | 0 | 44.6327 | 65.369 | 133.4571 | 45.9219 | 1641.6935 | 0.30887 | 0.0049745 | 15.5549 | 5.1679 | 10.3853 | 620.5669 | 69.9638 | 5086.1668 | 2559.845 | 71984.9242 | 27 | 12 | 0.0013363 | 7.2328 | GEO | GEO
Vulcan Patua1 1 BT | SPPC | SW_NVE | NV | Thermal | Geothermal | 10 | 4 | Geothermal | 2013-12-31 | 2043-12-31 | 28.9582 | -50.6399 | -10.7758 | 9.5989 | 9.6937 | 73874.8351 | 0 | 0 | 0.84332 | 0.22931 | 2.1393 | 1.91 | 8592 | 317 | 8275 | 0 | 0 | 0.22889 | 0.00030127 | 0 | 24.1753 | -52.1911 | -10.3242 | -37.1497 | 1655.0933 | 61.7945 | 0.30127 | 0 | 73874.8351 | 0 | 0.87217 | 26.6073 | 3012.6647 | 0 | 0 | 0 | 84 | 10.2455 | 49.2623 | 6 | 429.0572 | 0.19614 | 0.00021973 | 4.6327 | 0.031824 | 4.6009 | 751.3408 | 0.0072884 | 0.057112 | 0.0048361 | 86.476 | 2 | 12 | 0.021488 | 2.1401 | GEO | GEO
A W Hoch 1 BT | IID | CA_IID | CA | Thermal | Geothermal | 34.39 | 13.39 | Geothermal | 1990-12-01 | 2050-12-31 | 60.2877 | -13.3648 | -15.7187 | 33.3254 | 32.8812 | 271142.654 | 0 | 0 | 0.90004 | 0.84165 | 16.3466 | 15.5049 | 8592 | 318 | 8274 | 0 | 0 | 0.84008 | 0.0011059 | 0 | 56.5871 | -14.7814 | -15.322 | -29.2472 | 1735.5913 | 63.3522 | 1.1059 | 0 | 271142.654 | 0 | 3.2015 | 97.6699 | 11058.8745 | 0 | 0 | 0 | 8333.4897 | 3170.83 | 227.3892 | 103.1939 | 2846.8567 | 0.30887 | 0.0049745 | 15.5549 | 5.1679 | 10.3853 | 209.1726 | 162.2385 | 8134.7773 | 4751.755 | 43686.2248 | 106 | 11 | 0 | 16.4035 | GEO | GEO
Blacksand Generating Facility 1 GT | CISC | CA_CISO | CA | Thermal | CombustionTurbine Gas | 1 | 0.36 | Bio_Landfill_Gas | 2000-06-01 | 2050-12-31 | 75.4109 | -12.0213 | -4.9366 | 0.9447 | 0.9633 | 7467.3408 | 0 | 0 | 0.85244 | 0.17252 | 0.56312 | 0.3906 | 8472 | 417 | 8052 | 0 | 0 | 0.015681 | 0.15042 | 0 | 69.9682 | -12.0793 | -4.643 | -28.2496 | 1975.0891 | 71.7736 | 0.059155 | 0 | 7467.3396 | 0 | 0.17125 | 5.2244 | 3845.0557 | 0 | 0 | 0 | 1.3325 | 0 | 0.76875 | 1.9475 | 28.9561 | 0.15866 | 0.00010078 | 4.7626 | 4.7626 | 4.7626 | 2.6998 | 0 | 13.4804 | 7.1869 | 100.9971 | 0 | 11 | 0.00086633 | 0.56324 | CC | CC-OT
Crescent Valley ST | SPPC | SW_NVE | NV | Thermal | Steam-Gas | 38.5 | 7.7 | Geothermal | 2025-12-01 | 2051-12-31 | 38.5437 | -51.2266 | -0.82464 | 36.8584 | 37.512 | 280027.4451 | 0 | 0 | 0.8303 | 0.86922 | 10.7933 | 9.9241 | 8424 | 312 | 8112 | 0 | 0 | 0.29026 | 0.0011344 | 0 | 32.6112 | -53.3137 | -0.76565 | -148.1233 | 1834.4598 | 72.7568 | 1.1344 | 0 | 280027.4451 | 0 | 3.2841 | 100.1888 | 11344.089 | 0 | 0 | 0 | 288.75 | 11.55 | -1.4305e-06 | -5.3644e-07 | 184.7999 | 0.19614 | 0.00021973 | 4.6327 | 0.031824 | 4.6009 | 4185.4266 | 0.014063 | -1.3037e-05 | -1.2217e-06 | 3366.8836 | 22 | 11 | 0.29886 | 10.8008 | GEO | GEO
Dixie Valley Geo 1 ST | SPPC | SW_NVE | CA | Thermal | Geothermal | 57.588 | 53.35 | Geothermal | 2018-07-05 | 2050-12-31 | 31.868 | -48.7217 | -8.3909 | 55.2782 | 55.8241 | 418746.5045 | 0 | 0 | 0.83007 | 1.2998 | 13.3446 | 12.0448 | 8592 | 317 | 8275 | 0 | 0 | 1.2974 | 0.0017065 | 0 | 26.1772 | -52.4721 | -8.0412 | -43.4782 | 1719.9724 | 63.4875 | 1.7065 | 0 | 418746.5045 | 0 | 4.9402 | 150.712 | 17064.6824 | 0 | 0 | 0 | 662.7531 | 0 | 8.9407e-07 | 397.3573 | 6535.2194 | 0.19614 | 0.00021973 | 4.6327 | 0.031824 | 4.6009 | 676.8923 | 0 | 1.363e-05 | 0.14185 | 744.6703 | 17 | 11 | 0.024791 | 13.346 | GEO | GEO
Fifth Standard Hybrid BESS | CIPV | CA_CISO | ID | Thermal | ICE | 3.2 | 0.64 | Bio_Landfill_Gas | 2023-10-01 | 2050-12-31 | 99.8949 | 7.4976 | -0.72133 | 3.1103 | 3.1329 | 22038.5051 | 0 | 0 | 0.78619 | 0.7393 | 2.2015 | 1.4622 | 8592 | 220 | 8372 | 0 | 0 | 0 | 0.69437 | 0 | 84.6946 | -0.60203 | -1.3939 | -35.3476 | 2059.6924 | 82.4936 | 0.27306 | 0 | 22038.5051 | 0 | 0.79051 | 24.1162 | 17748.9392 | 0 | 0 | 0 | 6.1535 | 17.92 | 14.6284 | -1.4901e-08 | 1486.0652 | 0.15866 | 0.00010078 | 4.7626 | 4.7626 | 4.7626 | 0.00067177 | 0.0015974 | 5.3222 | -6.8224e-08 | 210.3795 | 3 | 11 | 0 | 2.2018 | IC | IC-OT
Geysers Unit 20 Healdsburg 1 BT | CIPV | CA_CISO | CA | Thermal | Geothermal | 47.99 | 30 | Geothermal | 1985-01-01 | 2050-12-31 | 96.7249 | 8.009 | -0.50778 | 45.9157 | 46.7187 | 392145.5001 | 0 | 0 | 0.93281 | 1.2172 | 37.9302 | 36.713 | 8592 | 318 | 8274 | 0 | 0 | 1.215 | 0.0015989 | 0 | 93.9367 | 7.7556 | -0.50945 | -25.5728 | 1754.1262 | 63.5902 | 1.5989 | 0 | 392145.5001 | 0 | 4.6288 | 141.2099 | 15988.7783 | 0 | 0 | 0 | 1990.4422 | 30032.1314 | 1.2517e-06 | 5.132e-05 | 1295.7322 | 0.15866 | 0.00010078 | 4.7626 | 4.7626 | 4.7626 | 14365.1613 | 5.3272 | 1.4527e-05 | 0.00099638 | 0.39619 | 0 | 11 | 0 | 37.9446 | GEO | GEO
Mammoth G1 1 BT | CISC | CA_CISO | CA | Thermal | Geothermal | 6.911 | 2.2 | Geothermal | 1984-11-26 | 2050-12-31 | 56.2751 | -19.3582 | -15.7068 | 6.65 | 6.6879 | 50458.4782 | 0 | 0 | 0.83347 | 0.15663 | 2.8396 | 2.6829 | 8472 | 311 | 8161 | 0 | 0 | 0.10596 | 0.00020524 | 0 | 47.444 | -24.1221 | -15.1245 | -115.0957 | 1933.434 | 83.574 | 0.20524 | 0 | 50458.4782 | 0 | 0.59416 | 18.1261 | 2052.3698 | 0 | 0 | 0 | 18.6597 | 0 | 0 | 11.1721 | 264.8279 | 0.15866 | 0.00010078 | 4.7626 | 4.7626 | 4.7626 | 346.7219 | 0 | 0 | 57.6336 | 1020.8002 | 9 | 11 | 0 | 2.841 | GEO | GEO
McGinness Hills 3-2 | SPPC | SW_NVE | NV | Thermal | Geothermal | 155 | 11.5 | Geothermal | 2022-08-15 | 2040-12-31 | 18.6289 | -53.4128 | -16.1172 | 148.602 | 150.5946 | 1118040.5022 | 0 | 0 | 0.82342 | 3.4705 | 20.8278 | 17.3574 | 8592 | 315 | 8277 | 0 | 0 | 3.464 | 0.0045488 | 0 | 11.8951 | -58.9081 | -15.8874 | -838.5355 | 1510.0793 | 73.7512 | 4.5488 | 0 | 1118040.5022 | 0 | 13.1687 | 401.7387 | 45487.6949 | 0 | 0 | 0 | 649.8916 | 46.5 | 25.7711 | 13.8229 | 6201.4057 | 0.19614 | 0.00021973 | 4.6327 | 0.031824 | 4.6009 | 9094.8371 | 0.040855 | 0.033319 | 0.012014 | 102087.5184 | 110 | 11 | 2.2881 | 20.939 | GEO | GEO
North Brawley 3 BT | IID | CA_IID | CA | Thermal | Geothermal | 16 | 8 | Geothermal | 2009-10-01 | 2050-12-31 | 63.3127 | -15.3265 | -11.8265 | 15.4798 | 15.3377 | 127254.3998 | 0 | 0 | 0.90792 | 0.39501 | 8.0568 | 7.6618 | 8592 | 317 | 8275 | 0 | 0 | 0.39427 | 0.00051947 | 0 | 60.3679 | -14.9857 | -11.337 | -26.2044 | 1820.7328 | 65.1933 | 0.51947 | 0 | 127254.3998 | 0 | 1.5039 | 45.8787 | 5194.7115 | 0 | 0 | 0 | 273.6 | 4.8 | -4.4703e-07 | 4.8 | 302.3996 | 0.30887 | 0.0049745 | 15.5549 | 5.1679 | 10.3853 | 3735.7048 | 0.0025714 | -2.0503e-05 | 0.0033304 | 117.1974 | 0 | 11 | 0 | 8.0607 | GEO | GEO
Ormat Galena 3-1 BT | SPPC | SW_NVE | NV | Thermal | Geothermal | 11.19 | 3.69 | Geothermal | 2008-02-21 | 2053-12-31 | 31.7112 | -51.0856 | -7.8539 | 10.8174 | 10.7392 | 82678.2566 | 0 | 0 | 0.84345 | 0.25664 | 2.6218 | 2.3652 | 8592 | 317 | 8275 | 0 | 0 | 0.25616 | 0.00033688 | 0 | 26.7154 | -52.4721 | -7.503 | -43.1541 | 1736.3951 | 63.9394 | 0.33688 | 0 | 82678.2566 | 0 | 0.97526 | 29.7524 | 3368.7799 | 0 | 0 | 0 | 131.9318 | 10.071 | 80.568 | 6.714 | 494.9662 | 0.19614 | 0.00021973 | 4.6327 | 0.031824 | 4.6009 | 1125.6788 | 0.0063676 | 0.093706 | 0.0051718 | 35.5136 | 5 | 11 | 0.0062839 | 2.623 | GEO | GEO
Ox Mountain Landfill Generating Plant 1 IC | CIPB | CA_CISO | CA | Thermal | Bio | 1.416 | 0.187 | Bio_Landfill_Gas | 2009-04-01 | 2050-12-31 | 102.446 | 8.3627 | 5.3107 | 1.3766 | 1.3859 | 11679.1681 | 0 | 0 | 0.94155 | 0.34647 | 1.1965 | 0.85002 | 8592 | 220 | 8372 | 0 | 0 | 0.023685 | 0.32267 | 0 | 100.3344 | 8.4739 | 5.17 | -26.1002 | 1979.2108 | 70.3452 | 0.12689 | 0 | 11679.1681 | 0 | 0.36735 | 11.2068 | 8247.899 | 0 | 0 | 0 | 26.3376 | 725.8416 | 4.4703e-08 | 1.0729e-06 | 51.5425 | 0.15866 | 0.00010078 | 4.7626 | 4.7626 | 4.7626 | 133.7746 | 0.11745 | 5.1882e-07 | 2.0753e-05 | 13.9911 | 0 | 11 | 0.00038494 | 1.1966 | IC-OT | IC-OT
Ox_Mountain5 | CIPB | CA_CISO | CA | Thermal | Bio | 1.416 | 0.187 | Bio_Landfill_Gas | 2009-04-01 | 2050-12-31 | 101.4526 | 8.7506 | 5.1952 | 1.3804 | 1.3808 | 11679.2389 | 0 | 0 | 0.94156 | 0.34582 | 1.1849 | 0.83907 | 8592 | 219 | 8373 | 0 | 0 | 0.023685 | 0.32202 | 0 | 100.3344 | 8.4739 | 5.17 | -26.1002 | 1979.2108 | 70.3452 | 0.12664 | 0 | 11679.2389 | 0 | 0.36661 | 11.1843 | 8231.3794 | 0 | 0 | 0 | 24.9216 | 732.0887 | 4.4703e-08 | 9.3877e-07 | 51.8257 | 0.15866 | 0.00010078 | 4.7626 | 4.7626 | 4.7626 | 162.6134 | 0.11829 | 5.1882e-07 | 2.1305e-05 | 13.991 | 0 | 11 | 0.00038494 | 1.1851 | IC-OT | IC-OT
Ox_Mountain6 | CIPB | CA_CISO | CA | Thermal | Bio | 1.416 | 0.187 | Bio_Landfill_Gas | 2009-04-01 | 2050-12-31 | 102.7072 | 8.8865 | 5.3074 | 1.3868 | 1.3715 | 11687.2826 | 0 | 0 | 0.94221 | 0.34615 | 1.2004 | 0.85422 | 8592 | 220 | 8372 | 0 | 0 | 0.023702 | 0.32233 | 0 | 100.3344 | 8.4739 | 5.17 | -26.1002 | 1979.2108 | 70.3452 | 0.12676 | 0 | 11687.2826 | 0 | 0.36697 | 11.1951 | 8239.3102 | 0 | 0 | 0 | 29.4528 | 736.7881 | 4.4703e-08 | 8.9407e-07 | 48.9937 | 0.15866 | 0.00010078 | 4.7626 | 4.7626 | 4.7626 | 163.3524 | 0.11893 | 5.1882e-07 | 2.062e-05 | 13.9896 | 0 | 11 | 0.00038494 | 1.2005 | IC-OT | IC-OT
Star Peak ST | SPPC | SW_NVE | NV | Thermal | Steam-Gas | 79 | 15.8 | Geothermal | 2025-06-30 | 2051-12-31 | 34.3478 | -50.0254 | -5.3022 | 75.3238 | 77.5177 | 574273.0068 | 0 | 0 | 0.82983 | 1.7826 | 19.725 | 17.9425 | 8424 | 307 | 8117 | 0 | 0 | 0.59525 | 0.0023348 | 0 | 29.2014 | -52.6907 | -4.7985 | -63.6633 | 1708.006 | 65.6931 | 2.3348 | 0 | 574273.0068 | 0 | 6.7593 | 206.2057 | 23348.0639 | 0 | 0 | 0 | 341.301 | 9.2998 | -5.0068e-06 | -1.2517e-06 | 161.0013 | 0.19614 | 0.00021973 | 4.6327 | 0.031824 | 4.6009 | 5699.7498 | 0.011323 | -6.2461e-05 | -2.9464e-06 | 470.8912 | 10 | 11 | 0.31395 | 19.7312 | GEO | GEO
Utah_Geothermal_Eldorado_230kV 2 ST | PAUT | BS_PACE | NV | Thermal | Geothermal | 46 | 9.2 | Geothermal | 2033-05-01 | 2051-12-31 | 113.0421 | 27.2543 | -4.5386 | 44.2087 | 44.6291 | 349363.7176 | 0 | 0 | 0.86699 | 1.0844 | 39.4928 | 38.4084 | 8424 | 308 | 8116 | 0 | 0 | 0.36212 | 0.0014215 | 0 | 106.7946 | 24.5413 | -4.4372 | -24.226 | 2316.7654 | 147.256 | 1.4215 | 0 | 349363.7176 | 0 | 4.1151 | 125.5406 | 14214.5971 | 0 | 0 | 0 | 6550.3388 | 5846.5108 | 5899.7394 | 0 | 18072.5214 | 7.007 | 5.9428 | 85.5427 | 0.031824 | 85.5024 | 420216.7661 | 212339.437 | 338154.0759 | 0 | 1351698.7248 | 68 | 11 | 0 | 41.8152 | GEO | GEO
Bannock County Landfill 1 IC | IPTV | BS_IPCO | ID | Thermal | Bio | 3.2 | 2.4 | Bio_Landfill_Gas | 2014-05-01 | 2050-12-31 | 122.1212 | 27.829 | 3.8503 | 3.1221 | 3.1161 | 25657.9494 | 0 | 0 | 0.91531 | 0.73813 | 3.1334 | 2.3953 | 8592 | 220 | 8372 | 0 | 0 | 0.011546 | 0.68586 | 0 | 116.5884 | 26.2525 | 3.6453 | -27.5193 | 2081.6169 | 140.8069 | 0.26972 | 0 | 25657.9494 | 0 | 0.78083 | 23.8209 | 17531.634 | 0 | 0 | 0 | 4.16 | 24.1055 | 22.7657 | 1.6391e-07 | 110.2402 | 0.015242 | 0.010783 | 14.1881 | 0.031824 | 14.1563 | 7.4468 | 177.7217 | 158.7971 | 4.1653e-07 | 3788.9367 | 2 | 10 | 0.00039147 | 3.1375 | IC | IC-OT
Cerro Prieto III 1 BT | CFE | CA_CFE | MX | Thermal | Geothermal | 110 | 55 | Geothermal | 1986-01-20 | 2050-12-31 | 29.6753 | -49.0416 | -10.7834 | 105.6308 | 106.6004 | 869459.4207 | 0 | 0 | 0.9023 | 2.6989 | 25.8015 | 23.1027 | 8592 | 316 | 8276 | 0 | 0 | 2.6939 | 0.003532 | 0 | 27.6233 | -48.5939 | -10.4734 | -275.1793 | 545.6432 | 30.736 | 3.532 | 0 | 869459.4207 | 0 | 10.2252 | 311.9414 | 35320.2064 | 0 | 0 | 0 | 9459.2196 | 222748.2012 | 2029.7001 | 0 | 38870.8884 | 4.6199 | 1.2515 | 2.5478 | 0 | 2.5478 | 151011.7308 | 144742.9596 | 834.3121 | 0 | 3308.4543 | 160 | 10 | 0.2314 | 26.1014 | GEO | GEO
Gerlach ST | SPPC | SW_NVE | NV | Thermal | Steam-Gas | 38.5 | 7.7 | Geothermal | 2025-07-01 | 2051-12-31 | 16.7448 | -48.355 | -23.8921 | 37.0607 | 37.2464 | 271139.5095 | 0 | 0 | 0.80395 | 0.84163 | 4.5402 | 3.6985 | 8424 | 310 | 8114 | 0 | 0 | 0.28104 | 0.0010999 | 0 | 11.6088 | -52.1911 | -22.8907 | -102.8058 | 1310.3142 | 53.1768 | 1.0999 | 0 | 271139.5095 | 0 | 3.1841 | 97.1387 | 10998.7325 | 0 | 0 | 0 | 125.6486 | 0 | 12.8232 | -2.6822e-07 | 772.0053 | 0.19614 | 0.00021973 | 4.6327 | 0.031824 | 4.6009 | 1840.3311 | 0 | 18.8467 | -2.8582e-07 | 85637.8934 | 12 | 10 | 0.34424 | 4.6277 | GEO | GEO
Greater_Imperial_Geothermal_Imperial Valley 1 ST | CISD | CA_CISO | CA | Thermal | Geothermal | 92 | 18.4 | Geothermal | 2028-05-01 | 2051-12-31 | 66.7611 | -14.6853 | -8.8564 | 88.3995 | 89.2075 | 720159.001 | 0 | 0 | 0.89359 | 2.2354 | 48.0786 | 45.8432 | 8424 | 311 | 8113 | 0 | 0 | 0.74646 | 0.002931 | 0 | 63.6818 | -14.4696 | -8.5392 | -25.1487 | 1898.3126 | 67.4654 | 2.931 | 0 | 720159.001 | 0 | 8.4853 | 258.8606 | 29310.0315 | 0 | 0 | 0 | 1257.4807 | 0 | 1.6689e-06 | 27.6 | 783.9402 | 0.15866 | 0.00010078 | 4.7626 | 4.7626 | 4.7626 | 26140.9275 | 0 | 2.9053e-05 | 0.034901 | 1571.747 | 1 | 10 | 0 | 48.1063 | GEO | GEO
Kimball 6 IC | WACM | RM_WACM | NE | Thermal | ICE | 3.473 | 0.695 | NG_Colorado_Cheyenne | 1973-12-01 | 2050-12-31 | 131.1168 | 38.4076 | 2.3111 | 3.3925 | 3.3743 | 24400.0635 | 0 | 0 | 0.80201 | 2.4391 | 3.1993 | 0.76014 | 8616 | 222 | 8394 | 0 | 0 | 0.05124 | 1.1973 | 0 | 121.2728 | 32.5836 | 1.9986 | -58.1046 | 2428.3445 | 164.5366 | 0.25821 | 0 | 24400.0635 | 0 | 0.077464 | 10.3286 | 15105.5247 | 0 | 0 | 1192.1583 | 0 | 0 | 470.0873 | 1238.9538 | 803.2019 | 0.075305 | 0.00032051 | 86.4793 | 43.2396 | 43.2397 | 0 | 0 | 23029.2121 | 82484.8914 | 50950.9658 | 1 | 10 | 0.48707 | 3.3557 | IC-OT | IC-OT
Lone Mountain Geothermal (Alum) ST | SPPC | SW_NVE | NV | Thermal | Geothermal | 38.5 | 7.7 | Geothermal | 2026-10-01 | 2051-12-31 | 12.4112 | -52.175 | -22.3901 | 36.9108 | 37.4589 | 266835.6146 | 0 | 0 | 0.79119 | 0.82828 | 3.3117 | 2.4835 | 8424 | 310 | 8114 | 0 | 0 | 0.27658 | 0.0010906 | 0 | 7.9654 | -56.4085 | -22.3166 | -635.5535 | 1124.8286 | 62.2358 | 1.0906 | 0 | 266835.6146 | 0 | 3.1573 | 96.3199 | 10906.0234 | 0 | 0 | 0 | 180.7597 | 0 | 22.1357 | 23.1 | 2229.4855 | 0.19614 | 0.00021973 | 4.6327 | 0.031824 | 4.6009 | 2887.0353 | 0 | 246.7188 | 258.363 | 83880.7189 | 141 | 10 | 0.69731 | 3.399 | GEO | GEO
Mammoth G3 1 BT | CISC | CA_CISO | CA | Thermal | Geothermal | 13.437 | 7 | Geothermal | 2013-04-01 | 2050-12-31 | 57.0764 | -19.4114 | -15.7585 | 12.9111 | 13.018 | 97891.8934 | 0 | 0 | 0.83165 | 0.30386 | 5.5873 | 5.2835 | 8472 | 314 | 8158 | 0 | 0 | 0.20557 | 0.00039712 | 0 | 47.4398 | -24.1262 | -15.1245 | -115.0957 | 1933.434 | 83.5471 | 0.39712 | 0 | 97891.8934 | 0 | 1.1497 | 35.0726 | 3971.1684 | 0 | 0 | 0 | 36.2799 | 0 | 6.5565e-07 | 38.8746 | 507.9375 | 0.15866 | 0.00010078 | 4.7626 | 4.7626 | 4.7626 | 674.1286 | 0 | 1.1414e-05 | 181.2095 | 1950.1646 | 27 | 10 | 0 | 5.5901 | GEO | GEO
Neal Hot Springs 2 BT | IPTV | BS_IPCO | OR | Thermal | Geothermal | 9.5 | 5.5 | Geothermal | 2012-07-09 | 2051-12-31 | 105.8365 | 23.3135 | -4.1716 | 9.217 | 9.0727 | 78167.6918 | 0 | 0 | 0.93929 | 0.24264 | 8.273 | 8.0304 | 8592 | 316 | 8276 | 0 | 0 | 0.24219 | 0.00031927 | 0 | 106.8685 | 24.07 | -3.8921 | -28.3556 | 1765.856 | 118.4541 | 0.31927 | 0 | 78167.6918 | 0 | 0.9243 | 28.1977 | 3192.7407 | 0 | 0 | 0 | 184.8048 | 178.2235 | 5.7 | 2.85 | 88.3537 | 0.015242 | 0.010783 | 14.1881 | 0.031824 | 14.1563 | 89.8339 | 181.8937 | 0.17638 | 0.0010022 | 2639.1968 | 1 | 10 | 0 | 8.2759 | GEO | GEO
New York Canyon 1 ST | SPPC | SW_NVE | NV | Thermal | Steam-Gas | 38.5 | 7.7 | Geothermal | 2024-01-02 | 2051-12-31 | 26.0018 | -49.6112 | -13.5663 | 37.2931 | 36.9065 | 276392.8273 | 0 | 0 | 0.81952 | 0.85794 | 7.1867 | 6.3288 | 8424 | 311 | 8113 | 0 | 0 | 0.28649 | 0.0011271 | 0 | 21.5253 | -52.2669 | -12.8983 | -47.7549 | 1576.239 | 59.8521 | 1.1271 | 0 | 276392.8273 | 0 | 3.263 | 99.5445 | 11271.1337 | 0 | 0 | 0 | 180.7573 | 0 | -1.6987e-06 | -3.5763e-07 | 154.8394 | 0.19614 | 0.00021973 | 4.6327 | 0.031824 | 4.6009 | 2612.5398 | 0 | -1.3035e-05 | -1.0856e-06 | 383.952 | 10 | 10 | 0.12702 | 7.1897 | GEO | GEO
North Brawley 2 BT | IID | CA_IID | CA | Thermal | Geothermal | 16 | 8 | Geothermal | 2009-10-01 | 2050-12-31 | 63.3683 | -14.8401 | -11.7697 | 15.352 | 15.5188 | 127292.7998 | 0 | 0 | 0.9082 | 0.39513 | 8.0663 | 7.6712 | 8592 | 317 | 8275 | 0 | 0 | 0.39439 | 0.00051917 | 0 | 60.3679 | -14.9857 | -11.337 | -26.2044 | 1820.7328 | 65.1933 | 0.51917 | 0 | 127292.7998 | 0 | 1.503 | 45.852 | 5191.6865 | 0 | 0 | 0 | 278.4 | 4.4703e-07 | -4.4703e-07 | -1.4007e-05 | 309.3333 | 0.30887 | 0.0049745 | 15.5549 | 5.1679 | 10.3853 | 3783.545 | 1.9863e-10 | -2.0503e-05 | -0.00047585 | 117.2016 | 0 | 10 | 0 | 8.0702 | GEO | GEO
Ormat Mcginness 3-3 ST | NEVP | SW_NVE | NV | Thermal | Geothermal | 30 | 11.5 | Geothermal | 2022-08-15 | 2040-12-31 | 18.9974 | -53.2798 | -16.1072 | 28.8318 | 29.0397 | 217196.5027 | 0 | 0 | 0.82647 | 0.6742 | 4.1262 | 3.452 | 8592 | 316 | 8276 | 0 | 0 | 0.67294 | 0.00088603 | 0 | 11.9332 | -58.9083 | -15.8491 | -838.3166 | 1511.0706 | 73.7659 | 0.88603 | 0 | 217196.5027 | 0 | 2.5651 | 78.2526 | 8860.3179 | 0 | 0 | 0 | 143.5393 | 9 | 1.6305 | 36 | 1113.319 | 0.19614 | 0.00021973 | 4.6327 | 0.031824 | 4.6009 | 1913.7837 | 0.0079074 | 0.002037 | 203.4619 | 17238.5308 | 21 | 10 | 0.43727 | 4.1455 | GEO | GEO
Paisley Geothermal 1 ST | BPAT | NW_BPAT | OR | Thermal | Geothermal | 2.3 | 2.3 | Geothermal | 2015-10-01 | 2050-12-31 | 105.0328 | 13.9365 | 4.5018 | 2.1558 | 2.1959 | 18846.6634 | 0 | 0 | 0.93541 | 0.058502 | 1.9795 | 1.921 | 8592 | 486 | 8274 | 0 | 0 | 0.038221 | 7.6858e-05 | 0 | 105.2811 | 14.048 | 4.5425 | -38.4869 | 1819.6096 | 89.8427 | 0.076858 | 0 | 18846.6615 | 0 | 0.2225 | 6.7879 | 768.5762 | 0 | 0 | 0 | 1.38 | 20.01 | -7.5437e-07 | -3.0175e-07 | 40.02 | 0.13517 | 0.13517 | 0.67195 | 0.031824 | 0.68397 | 0.001476 | 830.5199 | -4.1962e-06 | -3.207e-06 | 2667.5443 | 0 | 10 | 0 | 1.983 | GEO | GEO
Palo Verde 1 | TH_PV | SW_TH_PV | AZ | Thermal | Nuclear | 1333 | 1333 | Uranium | 1986-01-01 | 2050-12-31 | 44.1301 | -30.2885 | -9.6541 | 1294.2454 | 1305.0453 | 10402754.9387 | 0 | 0 | 0.89087 | 146.2088 | 459.0746 | 312.8658 | 8040 | 168 | 7872 | 0 | 0 | 58.6018 | 85.9893 | 0 | 44.0726 | -32.4621 | -10.1558 | -24.317 | 1876.5807 | 63.9207 | 109.0615 | 0 | 10402754.9387 | 0 | 0 | 0 | 0 | 0 | 0 | 0 | 9714.0399 | 5390.3577 | 539.1074 | 0 | 11215.2144 | 0 | 0 | 0 | 0 | 0 | 0 | 0 | 0 | 0 | 0 | 6 | 10 | 4.7384 | 459.0746 | ST-NUC | Nuclear
Richard Burdette Geothermal B 1 BT | SPPC | SW_NVE | NV | Thermal | Geothermal | 11 | 7.5 | Geothermal | 2027-02-01 | 2053-12-31 | 32.2811 | -50.9338 | -7.664 | 10.6123 | 10.5933 | 81353.7874 | 0 | 0 | 0.84427 | 0.25253 | 2.6262 | 2.3737 | 8592 | 315 | 8277 | 0 | 0 | 0.25206 | 0.00032993 | 0 | 26.8862 | -52.4721 | -7.3322 | -43.041 | 1740.4512 | 64.0624 | 0.32993 | 0 | 81353.7874 | 0 | 0.95516 | 29.1391 | 3299.3351 | 0 | 0 | 0 | 123.9211 | 9.9 | 72.6 | 13.2 | 478.501 | 0.19614 | 0.00021973 | 4.6327 | 0.031824 | 4.6009 | 1029.7407 | 0.0062594 | 0.087989 | 0.010349 | 37.9394 | 2 | 10 | 0.0057758 | 2.6273 | GEO | GEO
Soda Lake 1 ST | SPPC | SW_NVE | NV | Thermal | Steam-Gas | 20.9 | 4.18 | Geothermal | 2019-11-01 | 2051-12-31 | 18.4099 | -48.6128 | -21.6058 | 20.0373 | 20.3348 | 147474.7779 | 0 | 0 | 0.8055 | 0.45777 | 2.715 | 2.2572 | 8424 | 310 | 8114 | 0 | 0 | 0.15286 | 0.00060173 | 0 | 13.9305 | -52.0976 | -20.6624 | -86.3843 | 1373.1934 | 54.4413 | 0.60173 | 0 | 147474.7779 | 0 | 1.742 | 53.1438 | 6017.319 | 0 | 0 | 0 | 75.24 | 0 | 12.54 | 2.1458e-06 | 184.2438 | 0.19614 | 0.00021973 | 4.6327 | 0.031824 | 4.6009 | 1220.587 | 0 | 1446.984 | 2.9314e-06 | 15275.1309 | 2 | 10 | 0.1665 | 2.7329 | GEO | GEO
Utah_Geothermal_Eldorado_230kV 1 ST | PAUT | BS_PACE | NV | Thermal | Geothermal | 23.92 | 4.784 | Geothermal | 2026-05-01 | 2051-12-31 | 113.5251 | 27.2501 | -4.5827 | 23.0258 | 23.1411 | 182185.2941 | 0 | 0 | 0.86946 | 0.56552 | 20.6826 | 20.1171 | 8424 | 310 | 8114 | 0 | 0 | 0.18884 | 0.00074114 | 0 | 106.7946 | 24.5413 | -4.4372 | -24.226 | 2316.7654 | 147.256 | 0.74114 | 0 | 182185.2822 | 0 | 2.1456 | 65.4563 | 7411.4277 | 0 | 0 | 0 | 1774.0533 | 4734.9664 | 2607.1463 | 0 | 9294.4494 | 7.007 | 5.9428 | 85.5427 | 0.031824 | 85.5024 | 66359.8846 | 259208.9143 | 143624.1252 | 0 | 697272.9249 | 35 | 10 | 0 | 21.8491 | GEO | GEO
Vulcan 1 BT | IID | CA_IID | CA | Thermal | Geothermal | 29 | 10 | Geothermal | 1985-12-01 | 2050-12-31 | 58.8103 | -14.7212 | -17.5809 | 28.0966 | 27.7357 | 226505.7573 | 0 | 0 | 0.89161 | 0.70309 | 13.3209 | 12.6178 | 8592 | 318 | 8274 | 0 | 0 | 0.70179 | 0.00092552 | 0 | 55.1852 | -14.7848 | -16.7206 | -30.0251 | 1695.9309 | 62.1986 | 0.92552 | 0 | 226505.7573 | 0 | 2.6794 | 81.7398 | 9255.1553 | 0 | 0 | 0 | 2695.4567 | 1782.7484 | 117.5116 | 122.8524 | 4509.5438 | 0.30887 | 0.0049745 | 15.5549 | 5.1679 | 10.3853 | 1277.1226 | 136.3311 | 3467.5224 | 5754.9922 | 143849.6778 | 37 | 10 | 0 | 13.4754 | GEO | GEO
Cerro Prieto IV 4 BT | CFE | CA_CFE | MX | Thermal | Geothermal | 25 | 11.35 | Geothermal | 2000-07-26 | 2050-12-31 | 29.3476 | -49.0468 | -10.4053 | 24.0752 | 24.1377 | 200249.7388 | 0 | 0 | 0.91438 | 0.62159 | 5.8768 | 5.2553 | 8592 | 315 | 8277 | 0 | 0 | 0.62044 | 0.00081303 | 0 | 27.9039 | -48.597 | -10.1896 | -275.2207 | 548.2545 | 30.912 | 0.81303 | 0 | 200249.7388 | 0 | 2.3537 | 71.8052 | 8130.2885 | 0 | 0 | 0 | 27444.6551 | 27957.5838 | 3898.1756 | 0 | 2777.0881 | 4.6199 | 1.2515 | 2.5478 | 0 | 2.5478 | 107765.3927 | 25380.4782 | 567.4788 | 0 | 148.076 | 222 | 9 | 0.036798 | 6.0107 | GEO | GEO
Coffin Butte Agg IC | BPAT | NW_BPAT | WA | Thermal | ICE | 5.63 | 1.126 | Bio_Landfill_Gas | 1995-10-01 | 2050-12-31 | 117.8961 | 17.2528 | 9.2027 | 5.4732 | 5.5104 | 44690.5825 | 0 | 0 | 0.90616 | 1.2564 | 5.2688 | 4.0125 | 8592 | 220 | 8372 | 0 | 0 | 0 | 1.1654 | 0 | 112.1234 | 16.7393 | 8.6935 | -37.6378 | 1856.0123 | 98.5853 | 0.45828 | 0 | 44690.5825 | 0 | 1.3267 | 40.4744 | 29788.188 | 0 | 0 | 0 | 636.4103 | 383.549 | 33.4256 | -8.1956e-07 | 781.991 | 0.13517 | 0.13517 | 0.67195 | 0.031824 | 0.68397 | 0.22759 | 0.13812 | 144.8435 | -3.6747e-06 | 4507.5087 | 8 | 9 | 0.0035304 | 5.2735 | IC-OT | IC-OT
El Centro 4 ST | IID | CA_IID | CA | Thermal | Steam-Gas | 72 | 20.5714 | Oil_DistillateFuel_2 | 1968-08-14 | 2051-12-31 | 738.4477 | 79.7816 | -53.0246 | 61.472 | 62.6026 | 850.2861 | 0 | 0 | 0.0013481 | 0.52956 | 0.62789 | 0.098335 | 8424 | 1224 | 18 | 0 | 0 | 0.00088134 | 0.38134 | 0 | 62.1417 | -15.0713 | -9.4776 | -26.7982 | 1858.4214 | 66.7033 | 0.014521 | 0 | 850.2861 | 0 | 0.042038 | 1.2824 | 1134.7953 | 0 | 0 | 89.5603 | 0 | 0 | 0 | 102.8571 | 342.8568 | 0.30887 | 0.0049745 | 15.5549 | 5.1679 | 10.3853 | 0 | 0 | 0 | 19102.8848 | 73538.1947 | 0 | 9 | 0.02343 | 0.72053 | ST-OT | ST-NG
Genesee 1 Gas Repowering 1 ST | AESO | AB_AESO | AB | Thermal | Steam-Gas | 55 | 11 | NG_Alberta_NOVA | 2024-07-23 | 2051-12-31 | 249.8465 | 6.6198 | -19.6946 | 47.3754 | 47.351 | 689.7 | 0 | 0 | 0.0014315 | 0.17399 | 0.17232 | -0.0016693 | 8424 | 1216 | 56 | 0 | 0 | 0.00071489 | 0.063821 | 0 | 96.8539 | 11.3535 | -1.1902 | -24.9972 | 762.7481 | 69.9513 | 0.014153 | 0 | 689.7 | 0 | 0.0042458 | 0.5661 | 827.9271 | 0 | 0 | 65.3417 | 0 | 0 | 109.3145 | 270.6 | 2010.3854 | 1.8659 | 0.0078726 | 35.0857 | 35.06 | 35.06 | 0 | 0 | 17852.29 | 33022.0582 | 309354.7542 | 0 | 9 | 0.0020715 | 0.53255 | ST-NG | ST-NG
Keller Canyon 1 IC | CIPV | CA_CISO | CA | Thermal | Bio | 3.322 | 0.5 | Bio_Landfill_Gas | 2009-08-01 | 2050-12-31 | 100.0927 | 9.5001 | 2.3023 | 3.2418 | 3.234 | 27330.0942 | 0 | 0 | 0.93916 | 0.77779 | 2.7355 | 1.9578 | 8592 | 220 | 8372 | 0 | 0 | 0.055425 | 0.72214 | 0 | 98.5611 | 9.549 | 2.3216 | -25.4318 | 1817.4905 | 68.5593 | 0.28398 | 0 | 27330.0942 | 0 | 0.82213 | 25.0808 | 18458.8589 | 0 | 0 | 0 | 61.1248 | 31.2268 | 4.2468e-07 | 9.7677e-06 | 26.5764 | 0.15866 | 0.00010078 | 4.7626 | 4.7626 | 4.7626 | 411.6424 | 0.011662 | 4.9288e-06 | 0.00020252 | 32.8101 | 0 | 9 | 0.0019628 | 2.736 | IC-OT | IC-OT
Ncpa Geo Plant 1 Unit 2 BT | CIPV | CA_CISO | CA | Thermal | Geothermal | 38.334 | 36 | Geothermal | 1983-01-01 | 2050-12-31 | 96.2362 | 7.7507 | -0.32916 | 36.7517 | 37.2339 | 312992.6367 | 0 | 0 | 0.93206 | 0.97155 | 30.1212 | 29.1497 | 8592 | 316 | 8276 | 0 | 0 | 0.96975 | 0.0012722 | 0 | 94.1749 | 7.7562 | -0.27192 | -25.6088 | 1759.0742 | 63.7785 | 1.2722 | 0 | 312992.6367 | 0 | 3.6829 | 112.3559 | 12721.7279 | 0 | 0 | 0 | 918.8493 | 0 | 1.0729e-06 | 2.0027e-05 | 57.502 | 0.15866 | 0.00010078 | 4.7626 | 4.7626 | 4.7626 | 13050.9795 | 0 | 1.2452e-05 | 0.0005021 | 0.084042 | 1 | 9 | 0 | 30.1343 | GEO | GEO
Ox_Mountain1 | CIPB | CA_CISO | CA | Thermal | Bio | 1.416 | 0.187 | Bio_Landfill_Gas | 2009-04-01 | 2050-12-31 | 100.9436 | 9.0041 | 5.1219 | 1.3857 | 1.3734 | 11680.1593 | 0 | 0 | 0.94163 | 0.34622 | 1.179 | 0.83282 | 8592 | 219 | 8373 | 0 | 0 | 0.023687 | 0.32244 | 0 | 100.3344 | 8.4739 | 5.17 | -26.1002 | 1979.2108 | 70.3452 | 0.1268 | 0 | 11680.1593 | 0 | 0.36708 | 11.1987 | 8241.9474 | 0 | 0 | 0 | 30.3024 | 637.3416 | 5.9605e-08 | 1.0282e-06 | 52.3213 | 0.15866 | 0.00010078 | 4.7626 | 4.7626 | 4.7626 | 173.6951 | 0.10792 | 5.1884e-07 | 2.493e-05 | 13.9911 | 0 | 9 | 0.00038494 | 1.1792 | IC-OT | IC-OT
Salton Sea 5-1 BT | IID | CA_IID | CA | Thermal | Geothermal | 50 | 25 | Geothermal | 2000-06-01 | 2050-12-31 | 58.9678 | -14.2522 | -16.0851 | 47.9361 | 48.5651 | 394308.9006 | 0 | 0 | 0.90025 | 1.224 | 23.2515 | 22.0276 | 8592 | 316 | 8276 | 0 | 0 | 1.2217 | 0.0016041 | 0 | 56.3529 | -14.7781 | -15.5596 | -29.4162 | 1725.1445 | 63.0627 | 1.6041 | 0 | 394308.9006 | 0 | 4.6438 | 141.6681 | 16040.6682 | 0 | 0 | 0 | 1169.2826 | 1589.8954 | 124.1511 | 157.2828 | 3299.5983 | 0.30887 | 0.0049745 | 15.5549 | 5.1679 | 10.3853 | 264.312 | 234.2286 | 3599.2076 | 5698.3812 | 47763.1413 | 63 | 9 | 0 | 23.3091 | GEO | GEO
Sycamore Energy 2 GT | CISD | CA_CISO | CA | Thermal | Bio | 1.4 | 0.9 | Bio_Landfill_Gas | 2004-07-14 | 2050-12-31 | 70.2479 | -13.1363 | -6.3329 | 1.3697 | 1.3579 | 11291.8398 | 0 | 0 | 0.92073 | 0.33637 | 0.79323 | 0.45686 | 8592 | 220 | 8372 | 0 | 0 | 0.0229 | 0.31338 | 0 | 66.9545 | -13.573 | -6.1631 | -25.706 | 1939.197 | 69.5661 | 0.12324 | 0 | 11291.8398 | 0 | 0.35677 | 10.8841 | 8010.4024 | 0 | 0 | 0 | 9.2401 | 1879.9199 | 0.28 | 1.4 | 427.2797 | 0.15866 | 0.00010078 | 4.7626 | 4.7626 | 4.7626 | 0.0041808 | 0.15666 | 10.5209 | 5.371 | 87.7853 | 0 | 9 | 0.009759 | 0.79333 | IC-OT | IC-OT
Thermo I 1 BT | PAUT | BS_PACE | UT | Thermal | Geothermal | 14 | 2.8 | Geothermal | 2009-04-01 | 2051-12-31 | 110.3185 | 27.0304 | -7.075 | 13.4794 | 13.4476 | 106801.1626 | 0 | 0 | 0.87085 | 0.33152 | 11.7821 | 11.4506 | 8424 | 334 | 8114 | 0 | 0 | 0.1107 | 0.0004342 | 0 | 104.6618 | 24.7422 | -6.7709 | -23.708 | 2277.2751 | 144.25 | 0.4342 | 0 | 106801.1626 | 0 | 1.257 | 38.3477 | 4341.9999 | 0 | 0 | 0 | 2271.4384 | 785.0636 | 1366.2162 | 0 | 5428.622 | 7.007 | 5.9428 | 85.5427 | 0.031824 | 85.5024 | 174860.0503 | 18679.8151 | 68659.474 | 0 | 390548.4024 | 26 | 9 | 0 | 12.4349 | GEO | GEO
Waste Management Landfill1 | AZPS | SW_AZPS | AZ | Thermal | ICE | 3.2 | 1.6 | Bio_Landfill_Gas | 2012-08-31 | 2050-12-31 | 47.6626 | -32.5792 | -9.1882 | 3.1178 | 3.1223 | 25676.7986 | 0 | 0 | 0.91598 | 0.75887 | 1.2238 | 0.46495 | 8592 | 220 | 8372 | 0 | 0 | 0 | 0.70658 | 0 | 45.6252 | -32.1253 | -8.9401 | -25.009 | 1908.109 | 66.9441 | 0.27787 | 0 | 25676.7986 | 0 | 0.80442 | 24.5405 | 18061.246 | 0 | 0 | 0 | 321.6738 | 17.28 | 3.2 | -5.6624e-07 | 106.2396 | 0.94841 | 0.0016464 | 11.9962 | 5.1679 | 6.8283 | 3451.9196 | 7.0051 | 156.6334 | -9.2381e-09 | 1018.9467 | 0 | 9 | 0.07704 | 1.2285 | IC-OT | IC-OT
Miramar Landfill 1 IC | CISD | CA_CISO | CA | Thermal | Bio | 4.666 | 2.28 | Bio_Landfill_Gas | 2003-05-21 | 2050-12-31 | 70.8496 | -13.1176 | -5.808 | 4.5361 | 4.5669 | 37691.944 | 0 | 0 | 0.92215 | 1.0591 | 2.6705 | 1.6114 | 8592 | 220 | 8372 | 0 | 0 | 0.076439 | 0.98235 | 0 | 67.5012 | -13.5581 | -5.6312 | -25.8154 | 1953.8737 | 70.1039 | 0.38631 | 0 | 37691.944 | 0 | 1.1184 | 34.1181 | 25110.1349 | 0 | 0 | 0 | 29.8626 | 6384.0178 | 0.9332 | 7.4656 | 1363.4034 | 0.15866 | 0.00010078 | 4.7626 | 4.7626 | 4.7626 | 0.0131 | 0.53251 | 35.0645 | 13.3027 | 258.3323 | 0 | 8 | 0.025439 | 2.6708 | IC-OT | IC-OT
Ox_Mountain4 | CIPB | CA_CISO | CA | Thermal | Bio | 1.416 | 0.187 | Bio_Landfill_Gas | 2009-04-01 | 2050-12-31 | 103.109 | 8.4791 | 5.2872 | 1.3766 | 1.3859 | 11687.4517 | 0 | 0 | 0.94222 | 0.34609 | 1.2051 | 0.85899 | 8592 | 220 | 8372 | 0 | 0 | 0.023702 | 0.3223 | 0 | 100.3344 | 8.4739 | 5.17 | -26.1002 | 1979.2108 | 70.3452 | 0.12675 | 0 | 11687.4517 | 0 | 0.36693 | 11.194 | 8238.5491 | 0 | 0 | 0 | 31.4256 | 735.834 | 4.4703e-08 | 8.4937e-07 | 49.5601 | 0.15866 | 0.00010078 | 4.7626 | 4.7626 | 4.7626 | 167.6057 | 0.11863 | 5.1882e-07 | 2.2516e-05 | 13.9904 | 0 | 8 | 0.00043088 | 1.2053 | IC-OT | IC-OT
Palo Verde 3 | TH_PV | SW_TH_PV | AZ | Thermal | Nuclear | 1334 | 1334 | Uranium | 1988-01-01 | 2050-12-31 | 46.8019 | -33.3137 | -10.6889 | 1295.7255 | 1305.6562 | 10414741.7993 | 0 | 0 | 0.89123 | 144.7286 | 487.4296 | 342.7009 | 8040 | 167 | 7873 | 0 | 0 | 58.6693 | 84.9364 | 0 | 44.064 | -32.4621 | -10.1644 | -24.3331 | 1876.8507 | 63.926 | 107.726 | 0 | 10414741.7993 | 0 | 0 | 0 | 0 | 0 | 0 | 0 | 11740.7965 | 5721.6082 | 360.1791 | 0 | 8309.2974 | 0 | 0 | 0 | 0 | 0 | 0 | 0 | 0 | 0 | 0 | 1 | 8 | 2.3705 | 487.4296 | ST-NUC | Nuclear
Sycamore Energy 1 GT | CISD | CA_CISO | CA | Thermal | Bio | 1.4 | 0.87 | Bio_Landfill_Gas | 2011-05-19 | 2050-12-31 | 70.5143 | -13.4302 | -6.4281 | 1.3703 | 1.3571 | 11306.6798 | 0 | 0 | 0.92194 | 0.33755 | 0.79728 | 0.45974 | 8592 | 220 | 8372 | 0 | 0 | 0.02293 | 0.31453 | 0 | 66.9545 | -13.573 | -6.1631 | -25.706 | 1939.197 | 69.5661 | 0.12369 | 0 | 11306.6798 | 0 | 0.35808 | 10.9241 | 8039.8478 | 0 | 0 | 0 | 11.2001 | 1911.5599 | 0.28 | 2.24 | 411.5997 | 0.15866 | 0.00010078 | 4.7626 | 4.7626 | 4.7626 | 0.0046002 | 0.15835 | 10.5209 | 6.2346 | 84.4955 | 0 | 8 | 0.0083475 | 0.79738 | IC-OT | IC-OT
Cipres 1 GT | CFE | CA_CFE | MX | Thermal | CombustionTurbine Gas | 25.76 | 10.96 | Oil_DistillateFuel_2 | 1982-12-02 | 2050-12-31 | 244.0013 | -70.1577 | -15.4423 | 23.9042 | 24.2531 | 151.2354 | 0 | 0 | 0.0006702 | 0.075137 | 0.036902 | -0.038235 | 8592 | 582 | 9 | 0 | 0 | 0 | 0.065613 | 0 | 30.1683 | -48.4727 | -8.0496 | -274.5834 | 567.8998 | 32.1893 | 0.0024984 | 0 | 151.2354 | 0 | 0.007233 | 0.22066 | 195.2536 | 0 | 0 | 0 | 1.8274 | 10.304 | 0 | 0 | 80.6046 | 4.6199 | 1.2515 | 2.5478 | 0 | 2.5478 | 4.5686e-05 | 0.00023699 | 0 | 0 | 7098.2974 | 1 | 5 | 0.037972 | 0.044 | GT | GT
Mexicali 2 GT | CFE | CA_CFE | MX | Thermal | ICE | 17.7 | 8.496 | Oil_DistillateFuel_2 | 1977-01-09 | 2050-12-31 | 241.7674 | -67.5079 | -14.3075 | 16.4593 | 16.6353 | 102.66 | 0 | 0 | 0.0006621 | 0.053199 | 0.02482 | -0.028379 | 8592 | 578 | 9 | 0 | 0 | 0 | 0.046657 | 0 | 30.4035 | -48.597 | -7.69 | -274.7385 | 570.0146 | 32.2997 | 0.0017766 | 0 | 102.66 | 0 | 0.0051433 | 0.15691 | 138.8425 | 0 | 0 | 0 | 7.08 | 0 | 14.16 | 0 | 42.48 | 4.6199 | 1.2515 | 2.5478 | 0 | 2.5478 | 0.00016992 | 0 | 1945.3661 | 0 | 3245.8718 | 0 | 5 | 0.027453 | 0.030011 | GT | GT
Mexicali 3 GT | CFE | CA_CFE | MX | Thermal | ICE | 16.5 | 7.92 | Oil_DistillateFuel_2 | 1977-12-08 | 2050-12-31 | 260.2678 | -72.8189 | -15.6926 | 15.1989 | 15.7123 | 85.8 | 0 | 0 | 0.00059361 | 0.045328 | 0.022331 | -0.022997 | 8592 | 578 | 8 | 0 | 0 | 0 | 0.039237 | 0 | 30.4035 | -48.597 | -7.69 | -274.7385 | 570.0146 | 32.2997 | 0.0014941 | 0 | 85.8 | 0 | 0.0043254 | 0.13195 | 116.7628 | 0 | 0 | 0 | 0 | 6.6 | 6.6 | 0 | 39.6 | 4.6199 | 1.2515 | 2.5478 | 0 | 2.5478 | 0 | 0.0001518 | 1624.2799 | 0 | 2980.594 | 0 | 5 | 0.02228 | 0.026936 | GT | GT
Genesee 2 Gas Repowering 1 ST | AESO | AB_AESO | AB | Thermal | Steam-Gas | 55 | 11 | NG_Alberta_NOVA | 2024-09-28 | 2051-12-31 | 318.5243 | -1.3766 | -13.2819 | 48.3178 | 46.1065 | 854.7 | 0 | 0 | 0.001774 | 0.14956 | 0.27224 | 0.12268 | 8424 | 1210 | 59 | 0 | 0 | 0.00088592 | 0.064163 | 0 | 96.8539 | 11.3535 | -1.1902 | -24.9972 | 762.7481 | 69.9513 | 0.014134 | 0 | 854.7 | 0 | 0.0042403 | 0.56537 | 826.8608 | 0 | 0 | 65.2575 | 0 | 0 | 16.4467 | 336.2693 | 2037.5839 | 1.8659 | 0.0078726 | 35.0857 | 35.06 | 35.06 | 0 | 0 | 4111.6656 | 41914.3601 | 352475.9441 | 0 | 4 | 0.0020715 | 0.67075 | ST-NG | ST-NG
Mexicali 1 GT | CFE | CA_CFE | MX | Thermal | ICE | 26 | 12.48 | Oil_DistillateFuel_2 | 1974-10-23 | 2050-12-31 | 310.1574 | -191.9745 | -23.7419 | 24.0915 | 24.5579 | 130 | 0 | 0 | 0.00057078 | 0.055495 | 0.040321 | -0.015174 | 8592 | 578 | 7 | 0 | 0 | 0 | 0.047799 | 0 | 30.4026 | -48.597 | -7.6909 | -274.7385 | 570.0146 | 32.2941 | 0.0018201 | 0 | 130 | 0 | 0.0052692 | 0.16075 | 142.2407 | 0 | 0 | 0 | 0 | 20.8 | 0 | 0 | 52 | 4.6199 | 1.2515 | 2.5478 | 0 | 2.5478 | 0 | 0.0004888 | 0 | 0 | 4490.4296 | 0 | 4 | 0.023895 | 0.044811 | GT | GT
100B-Ekola Flats WD 2 | PAWY | BS_PACE | WY | Hourly Resource | WT-Onshore | 125.45 | 0 |  | 2020-12-30 | 2050-11-01 | 61.5583 | 0.9166 | -7.8743 | 125.45 | 125.45 | 379293.5499 | 0 | 0 | 0.34514 | 0 | 23.3487 | 23.3487 | 8760 | 0 | 8760 | 0 | 0 | 0 | 0 | 68.7466 | 108.2238 | 26.5291 | -4.9959 | -23.8352 | 2103.1584 | 143.4702 | 0 | 0 | 0 | 0 | 0 | 0 | 0 | 0 | 0 | 0 | 0 | 123300.5731 | 0 | 0 | 68.7466 | 7.007 | 5.9428 | 85.5427 | 0.031824 | 85.5024 | 0 | 133661.9379 | 0 | 0 | 1928.3778 | 0 | 0 | 0 | 23.4843 | #N/A | #N/A
2018 G40 1 PV-T | WALC | SW_WALC | AZ | Hourly Resource | PV-Tracking | 225 | 0 |  | 2023-07-01 | 2054-12-31 | 7.2002 | -42.2349 | -9.9222 | 225 | 225 | 580791.5675 | 0 | 0 | 0.29467 | 0 | 4.1818 | 4.1818 | 8760 | 0 | 8760 | 0 | 0 | 0 | 0 | 67789.8325 | 36.3741 | -38.3246 | -11.9918 | -28.215 | 1805.9576 | 62.9723 | 0 | 0 | 0 | 0 | 0 | 0 | 0 | 0 | 0 | 0 | 0 | 0 | 0 | 0 | 44.8158 | 5.7983 | 0.0036528 | 11.544 | 5.1679 | 6.7594 | 0 | 0 | 0 | 0 | 101.2494 | 0 | 0 | 0 | 4.1819 | #N/A | #N/A
2018 G41 1 PV-T | WALC | SW_WALC | CA | Hourly Resource | PV-Tracking | 225 | 0 |  | 2024-07-01 | 2054-12-31 | 6.3828 | -46.9527 | -10.5 | 225 | 225 | 531012.2747 | 0 | 0 | 0.26941 | 0 | 3.3893 | 3.3893 | 8760 | 0 | 8760 | 0 | 0 | 0 | 0 | 112615.0745 | 36.0821 | -39.5344 | -11.0741 | -29.7905 | 1846.5936 | 64.9231 | 0 | 0 | 0 | 0 | 0 | 0 | 0 | 0 | 0 | 0 | 0 | 0 | 0 | 0 | 143.6975 | 5.7983 | 0.0036528 | 11.544 | 5.1679 | 6.7594 | 0 | 0 | 0 | 0 | 1478.2357 | 0 | 0 | 0 | 3.3908 | #N/A | #N/A
2018 G42 1 PV-T | WALC | SW_WALC | CA | Hourly Resource | PV-Tracking | 160 | 0 |  | 2025-07-01 | 2054-12-31 | 7.18 | -47.009 | -10.7155 | 160 | 160 | 394398.8486 | 0 | 0 | 0.28139 | 0 | 2.8318 | 2.8318 | 8760 | 0 | 8760 | 0 | 0 | 0 | 0 | 88917.951 | 36.0821 | -39.5344 | -11.0741 | -29.7905 | 1846.5936 | 64.9231 | 0 | 0 | 0 | 0 | 0 | 0 | 0 | 0 | 0 | 0 | 0 | 0 | 0 | 0 | 4.936e-06 | 5.7983 | 0.0036528 | 11.544 | 5.1679 | 6.7594 | 0 | 0 | 0 | 0 | 0.00068693 | 0 | 0 | 0 | 2.8318 | #N/A | #N/A
2021 G2 1 PV-T | WALC | SW_WALC | AZ | Hourly Resource | PV-Tracking | 22 | 0 |  | 2022-12-21 | 2050-12-31 | 5.0462 | -45.3434 | -11.1141 | 22 | 22 | 54236.2349 | 0 | 0 | 0.28143 | 0 | 0.27369 | 0.27369 | 8760 | 0 | 8760 | 0 | 0 | 0 | 0 | 8696.2171 | 37.0894 | -38.1 | -11.5012 | -28.2419 | 1861.4163 | 65.9097 | 0 | 0 | 0 | 0 | 0 | 0 | 0 | 0 | 0 | 0 | 0 | 6266.0723 | 0 | 0 | 176.3863 | 5.7983 | 0.0036528 | 11.544 | 5.1679 | 6.7594 | 0 | 5.7193 | 0 | 0 | 0.18339 | 0 | 0 | 0 | 0.2737 | #N/A | #N/A
2021 G3 1 PV-T | WALC | SW_WALC | AZ | Hourly Resource | PV-Tracking | 119 | 0 |  | 2023-06-01 | 2050-12-31 | 11.8 | -33.7618 | -8.2215 | 119 | 119 | 328157.1498 | 0 | 0 | 0.3148 | 0 | 3.8723 | 3.8723 | 8760 | 0 | 8760 | 0 | 0 | 0 | 0 | 7454.3866 | 43.2561 | -33.3093 | -10.1252 | -26.4737 | 1896.8491 | 66.0765 | 0 | 0 | 0 | 0 | 0 | 0 | 0 | 0 | 0 | 0 | 0 | 23195.5972 | 0 | 0 | -2.2911e-05 | 5.7983 | 0.0036528 | 11.544 | 5.1679 | 6.7594 | 0 | 21.191 | 0 | 0 | 1.2406e-05 | 0 | 0 | 0 | 3.8723 | #N/A | #N/A
2021 G4 1 PV-T | WALC | SW_WALC | AZ | Hourly Resource | PV-Tracking | 463 | 0 |  | 2023-07-01 | 2050-12-31 | 12.2082 | -33.9206 | -8.326 | 463 | 463 | 1262765.4064 | 0 | 0 | 0.31134 | 0 | 15.4161 | 15.4161 | 8760 | 0 | 8760 | 0 | 0 | 0 | 0 | 43010.3426 | 43.2561 | -33.3093 | -10.1252 | -26.4737 | 1896.8491 | 66.0765 | 0 | 0 | 0 | 0 | 0 | 0 | 0 | 0 | 0 | 0 | 0 | 4175.111 | 0 | 0 | 2.6543e-05 | 5.7983 | 0.0036528 | 11.544 | 5.1679 | 6.7594 | 0 | 3.889 | 0 | 0 | -0.0014547 | 0 | 0 | 0 | 15.4161 | #N/A | #N/A
2021 G5 1 PV-T | CISC | CA_CISO | CA | Hourly Resource | PV-Tracking | 300 | 0 |  | 2025-12-15 | 2050-12-31 | 13.8976 | -33.9829 | -7.2205 | 300 | 300 | 823688.7858 | 0 | 0 | 0.31343 | 0 | 11.4473 | 11.4473 | 8760 | 0 | 8760 | 0 | 0 | 0 | 0 | 27254.6142 | 58.1321 | -19.6497 | -8.9087 | -25.184 | 1920.1797 | 71.3923 | 0 | 0 | 0 | 0 | 0 | 0 | 0 | 0 | 0 | 0 | 0 | 0 | 0 | 0 | 5.6252e-05 | 0.15866 | 0.00010078 | 4.7626 | 4.7626 | 4.7626 | 0 | 0 | 0 | 0 | 0.00011667 | 0 | 0 | 0 | 11.4473 | #N/A | #N/A
2021 G6 1 WT | WALC | SW_WALC | AZ | Hourly Resource | WT-Onshore | 135 | 0 |  | 2025-09-30 | 2050-12-31 | 33.8509 | -35.3 | -9.597 | 135 | 135 | 451879.7933 | 0 | 0 | 0.38211 | 0 | 15.2965 | 15.2965 | 8760 | 0 | 8760 | 0 | 0 | 0 | 0 | 6031.5627 | 41.2063 | -35.9045 | -9.5798 | -26.0178 | 1870.1552 | 65.0045 | 0 | 0 | 0 | 0 | 0 | 0 | 0 | 0 | 0 | 0 | 0 | 7539.5237 | 0 | 0 | 8.3178 | 5.7983 | 0.0036528 | 11.544 | 5.1679 | 6.7594 | 0 | 35.5537 | 0 | 0 | 32.2983 | 0 | 0 | 0 | 15.2966 | #N/A | #N/A
2022 G1 1 PV-T | WALC | SW_WALC | AZ | Hourly Resource | PV-Tracking | 250 | 0 |  | 2025-04-01 | 2054-12-31 | 5.0707 | -45.4129 | -11.1395 | 250 | 250 | 615819.8272 | 0 | 0 | 0.2812 | 0 | 3.1226 | 3.1226 | 8760 | 0 | 8760 | 0 | 0 | 0 | 0 | 99321.6727 | 37.0894 | -38.1 | -11.5012 | -28.2419 | 1861.4163 | 65.9097 | 0 | 0 | 0 | 0 | 0 | 0 | 0 | 0 | 0 | 0 | 0 | 0 | 0 | 0 | -2.617e-05 | 5.7983 | 0.0036528 | 11.544 | 5.1679 | 6.7594 | 0 | 0 | 0 | 0 | -0.00010037 | 0 | 0 | 0 | 3.1226 | #N/A | #N/A
2022 G10 1 PV-T | WALC | SW_WALC | AZ | Hourly Resource | PV-Tracking | 150 | 0 |  | 2025-04-01 | 2051-12-31 | 13.5988 | -34.8401 | -7.8336 | 150 | 150 | 384399.8476 | 0 | 0 | 0.29254 | 0 | 5.2274 | 5.2274 | 8760 | 0 | 8760 | 0 | 0 | 0 | 0 | 28805.7528 | 43.3413 | -33.6578 | -9.6914 | -27.5069 | 1894.1583 | 66.0665 | 0 | 0 | 0 | 0 | 0 | 0 | 0 | 0 | 0 | 0 | 0 | 233252.2567 | 0 | 0 | 233.3365 | 5.7983 | 0.0036528 | 11.544 | 5.1679 | 6.7594 | 0 | 194.3524 | 0 | 0 | 0.19541 | 0 | 0 | 0 | 5.2276 | #N/A | #N/A
2022 G11 1 PV-T | WALC | SW_WALC | AZ | Hourly Resource | PV-Tracking | 350 | 0 |  | 2025-06-01 | 2054-12-31 | 5.2504 | -45.5015 | -11.1999 | 350 | 350 | 857027.0619 | 0 | 0 | 0.27953 | 0 | 4.4997 | 4.4997 | 8760 | 0 | 8760 | 0 | 0 | 0 | 0 | 144171.0389 | 37.0894 | -38.1 | -11.5012 | -28.2419 | 1861.4163 | 65.9097 | 0 | 0 | 0 | 0 | 0 | 0 | 0 | 0 | 0 | 0 | 0 | 0 | 0 | 0 | 4.7171e-05 | 5.7983 | 0.0036528 | 11.544 | 5.1679 | 6.7594 | 0 | 0 | 0 | 0 | 4.3702e-05 | 0 | 0 | 0 | 4.4997 | #N/A | #N/A
2022 G12 1 PV-T | WALC | SW_WALC | AZ | Hourly Resource | PV-Tracking | 380 | 0 |  | 2007-04-01 | 2054-12-31 | 14.7975 | -35.4318 | -7.4414 | 380 | 380 | 1004041.1383 | 0 | 0 | 0.30162 | 0 | 14.8573 | 14.8573 | 8760 | 0 | 8760 | 0 | 0 | 0 | 0 | 82973.9427 | 44.1244 | -33.6299 | -8.9362 | -26.8755 | 1900.6375 | 67.4979 | 0 | 0 | 0 | 0 | 0 | 0 | 0 | 0 | 0 | 0 | 0 | 0 | 0 | 0 | 0.00011101 | 5.7983 | 0.0036528 | 11.544 | 5.1679 | 6.7594 | 0 | 0 | 0 | 0 | 0.001435 | 0 | 0 | 0 | 14.8573 | #N/A | #N/A
2022 G2 1 PV-T | WALC | SW_WALC | NV | Hourly Resource | PV-Tracking | 225 | 0 |  | 2025-12-01 | 2054-12-31 | 9.9897 | -36.6423 | -7.0574 | 225 | 225 | 630155.0527 | 0 | 0 | 0.31971 | 0 | 6.2951 | 6.2951 | 8760 | 0 | 8760 | 0 | 0 | 0 | 0 | 13472.2966 | 41.1989 | -36.384 | -9.1076 | -27.8591 | 1870.301 | 64.7292 | 0 | 0 | 0 | 0 | 0 | 0 | 0 | 0 | 0 | 0 | 0 | 0.30334 | 0 | 0 | 155.2432 | 5.7983 | 0.0036528 | 11.544 | 5.1679 | 6.7594 | 0 | 0.00034451 | 0 | 0 | 0.17626 | 0 | 0 | 0 | 6.2951 | #N/A | #N/A
2022 G5 1 PV-T | WALC | SW_WALC | AZ | Hourly Resource | PV-Tracking | 225 | 0 |  | 2025-12-01 | 2054-12-31 | 10.5324 | -36.7162 | -7.1915 | 225 | 225 | 633100.1378 | 0 | 0 | 0.32121 | 0 | 6.6681 | 6.6681 | 8760 | 0 | 8760 | 0 | 0 | 0 | 0 | 15481.2622 | 41.1989 | -36.384 | -9.1076 | -27.8591 | 1870.301 | 64.7292 | 0 | 0 | 0 | 0 | 0 | 0 | 0 | 0 | 0 | 0 | 0 | 0 | 0 | 0 | 9.5926e-06 | 5.7983 | 0.0036528 | 11.544 | 5.1679 | 6.7594 | 0 | 0 | 0 | 0 | -0.00068465 | 0 | 0 | 0 | 6.6681 | #N/A | #N/A
2022 G7 1 PV-T | WALC | SW_WALC | AZ | Hourly Resource | PV-Tracking | 250 | 0 |  | 2025-06-01 | 2054-12-31 | -6.6453 | -58.1773 | -8.5223 | 250 | 250 | 601299.1925 | 0 | 0 | 0.27457 | 0 | -3.9958 | -3.9958 | 8760 | 0 | 8760 | 0 | 0 | 0 | 0 | 99516.0575 | 34.996 | -42.0271 | -9.6674 | -28.3025 | 1888.198 | 70.864 | 0 | 0 | 0 | 0 | 0 | 0 | 0 | 0 | 0 | 0 | 0 | 8.25 | 0 | 0 | 923.5989 | 5.7983 | 0.0036528 | 11.544 | 5.1679 | 6.7594 | 0 | 0.0093695 | 0 | 0 | 986.916 | 0 | 0 | 0 | -3.9948 | #N/A | #N/A
2022 G8 1 PV-T | WALC | SW_WALC | AZ | Hourly Resource | PV-Tracking | 500 | 0 |  | 2025-12-31 | 2054-12-31 | 10.7682 | -33.0146 | -9.4445 | 500 | 500 | 1373687.6328 | 0 | 0 | 0.31363 | 0 | 14.7922 | 14.7922 | 8760 | 0 | 8760 | 0 | 0 | 0 | 0 | 18113.7719 | 45.6174 | -29.1509 | -11.9223 | -67.1703 | 1823.7147 | 68.2704 | 0 | 0 | 0 | 0 | 0 | 0 | 0 | 0 | 0 | 0 | 0 | 3314.7091 | 0 | 0 | 0.00012056 | 5.7983 | 0.0036528 | 11.544 | 5.1679 | 6.7594 | 0 | 3.7528 | 0 | 0 | 0.0017333 | 0 | 0 | 0 | 14.7922 | #N/A | #N/A
2022 G9 1 PV-T | WALC | SW_WALC | AZ | Hourly Resource | PV-Tracking | 300 | 0 |  | 2025-12-31 | 2054-12-31 | 14.176 | -35.1816 | -7.9479 | 300 | 300 | 777258.9232 | 0 | 0 | 0.29576 | 0 | 11.0184 | 11.0184 | 8760 | 0 | 8760 | 0 | 0 | 0 | 0 | 63083.6769 | 43.3413 | -33.6578 | -9.6914 | -27.5069 | 1894.1583 | 66.0665 | 0 | 0 | 0 | 0 | 0 | 0 | 0 | 0 | 0 | 0 | 0 | 9.3 | 0 | 0 | -1.2666e-05 | 5.7983 | 0.0036528 | 11.544 | 5.1679 | 6.7594 | 0 | 0.010562 | 0 | 0 | -3.347e-05 | 0 | 0 | 0 | 11.0184 | #N/A | #N/A
2023 G1 1 PV-T | AZPS | SW_AZPS | AZ | Hourly Resource | PV-Tracking | 270 | 0 |  | 1905-07-25 | 2054-12-31 | 13.6462 | -31.9111 | -7.3674 | 270 | 270 | 754638.3391 | 0 | 0 | 0.31906 | 0 | 10.2979 | 10.2979 | 8760 | 0 | 8760 | 0 | 0 | 0 | 0 | 1670.0013 | 44.9521 | -32.0289 | -9.7096 | -25.178 | 1896.5459 | 65.8684 | 0 | 0 | 0 | 0 | 0 | 0 | 0 | 0 | 0 | 0 | 0 | 570.5381 | 0 | 0 | 167.9881 | 0.94841 | 0.0016464 | 11.9962 | 5.1679 | 6.8283 | 0 | 322.0563 | 0 | 0 | 8366.6156 | 0 | 0 | 0 | 10.3066 | #N/A | #N/A
2023-G10 1 PV-T | AZPS | SW_AZPS | AZ | Hourly Resource | PV-Tracking | 200 | 0 |  | 2027-04-01 | 2051-12-31 | 15.8645 | -30.319 | -6.955 | 200 | 200 | 458146.4788 | 0 | 0 | 0.2615 | 0 | 7.2682 | 7.2682 | 8760 | 0 | 8760 | 0 | 0 | 0 | 0 | 890.921 | 44.9521 | -32.0289 | -9.7096 | -25.178 | 1896.5459 | 65.8684 | 0 | 0 | 0 | 0 | 0 | 0 | 0 | 0 | 0 | 0 | 0 | 32.4672 | 0 | 0 | 8.7999 | 0.94841 | 0.0016464 | 11.9962 | 5.1679 | 6.8283 | 0 | 0.05099 | 0 | 0 | 491.6295 | 0 | 0 | 0 | 7.2687 | #N/A | #N/A
2023-G11 1 PV-T | WALC | SW_WALC | AZ | Hourly Resource | PV-Tracking | 300 | 0 |  | 2028-12-30 | 2051-12-31 | 13.5733 | -32.7215 | -6.7989 | 300 | 300 | 832256.159 | 0 | 0 | 0.31669 | 0 | 11.2964 | 11.2964 | 8760 | 0 | 8760 | 0 | 0 | 0 | 0 | 13986.5409 | 44.5135 | -33.9183 | -8.2588 | -25.5631 | 1881.4385 | 65.7967 | 0 | 0 | 0 | 0 | 0 | 0 | 0 | 0 | 0 | 0 | 0 | 0 | 0 | 0 | 57.3113 | 5.7983 | 0.0036528 | 11.544 | 5.1679 | 6.7594 | 0 | 0 | 0 | 0 | 424.3806 | 0 | 0 | 0 | 11.2969 | #N/A | #N/A
2023-G12 1 PV-T | TH_PV | SW_TH_PV | AZ | Hourly Resource | PV-Tracking | 25 | 0 |  | 2026-12-01 | 2051-12-31 | 16.0867 | -30.1231 | -6.9058 | 25 | 25 | 57308.45 | 0 | 0 | 0.26168 | 0 | 0.9219 | 0.9219 | 8760 | 0 | 8760 | 0 | 0 | 0 | 0 | 71.225 | 44.2262 | -32.4671 | -9.9972 | -25.111 | 1878.6093 | 64.0825 | 0 | 0 | 0 | 0 | 0 | 0 | 0 | 0 | 0 | 0 | 0 | 0 | 0 | 0 | 0 | 0 | 0 | 0 | 0 | 0 | 0 | 0 | 0 | 0 | 0 | 0 | 0 | 0 | 0.9219 | #N/A | #N/A
2023-G14 1 PV-T | WALC | SW_WALC | AZ | Hourly Resource | PV-Tracking | 250 | 0 |  | 2027-03-01 | 2051-12-31 | 13.3168 | -34.8424 | -8.1803 | 250 | 250 | 658071.542 | 0 | 0 | 0.30049 | 0 | 8.7634 | 8.7634 | 8760 | 0 | 8760 | 0 | 0 | 0 | 0 | 42213.9567 | 43.1532 | -33.5918 | -9.9456 | -27.3337 | 1893.5652 | 66.0107 | 0 | 0 | 0 | 0 | 0 | 0 | 0 | 0 | 0 | 0 | 0 | 0 | 0 | 0 | 0.31152 | 5.7983 | 0.0036528 | 11.544 | 5.1679 | 6.7594 | 0 | 0 | 0 | 0 | 2.6735 | 0 | 0 | 0 | 8.7634 | #N/A | #N/A
2023-G15 1 BA | NEVP | SW_NVE | NV | Pumped Storage | Energy Storage | 1000 | -1000 |  | 2028-12-01 | 2051-12-31 | 23.3717 | -43.7688 | -7.3556 | 1000 | 1000 | 1189363.5326 | 1385521.7246 | 22.9347 | 0.13577 | 3.8623 | 14.31 | 10.4477 | 8760 | 0 | 8760 | 0 | 0 | -0.29424 | 10.5692 | 0 | 41.6373 | -36.7209 | -8.3323 | -30.8455 | 1924.2206 | 66.4133 | 0.79393 | 0 | 0 | 0 | 0 | 0 | 0 | 0 | 0 | 0 | 300035.6317 | 598232.9303 | 39013.094 | 132333.6434 | 440079.3967 | 0.19614 | 0.00021973 | 4.6327 | 0.031824 | 4.6009 | 263789.2443 | 232.6343 | 220637.6246 | 46991.4484 | 889637.3636 | 0 | 0 | 0 | 15.7313 | #N/A | #N/A
2023-G17 1 PV-T | WALC | SW_WALC | AZ | Hourly Resource | PV-Tracking | 300 | 0 |  | 2027-12-31 | 2051-12-31 | 7.2982 | -41.3844 | -9.4142 | 300 | 300 | 790856.5165 | 0 | 0 | 0.30093 | 0 | 5.7719 | 5.7719 | 8760 | 0 | 8760 | 0 | 0 | 0 | 0 | 73918.6834 | 37.1042 | -38.1414 | -11.445 | -28.2317 | 1820.8334 | 63.3971 | 0 | 0 | 0 | 0 | 0 | 0 | 0 | 0 | 0 | 0 | 0 | 0 | 0 | 0 | 3.3528e-06 | 5.7983 | 0.0036528 | 11.544 | 5.1679 | 6.7594 | 0 | 0 | 0 | 0 | -0.00034563 | 0 | 0 | 0 | 5.7719 | #N/A | #N/A
2023-G3 1 PV-T | WALC | SW_WALC | AZ | Hourly Resource | PV-Tracking | 400 | 0 |  | 2027-12-01 | 2051-12-31 | 11.9222 | -33.6555 | -8.5341 | 400 | 400 | 1140383.175 | 0 | 0 | 0.32545 | 0 | 13.5959 | 13.5959 | 8760 | 0 | 8760 | 0 | 0 | 0 | 0 | 12650.4254 | 44.1169 | -32.0746 | -10.499 | -27.5295 | 1869.5254 | 67.0052 | 0 | 0 | 0 | 0 | 0 | 0 | 0 | 0 | 0 | 0 | 0 | 0 | 0 | 0 | 35.5315 | 5.7983 | 0.0036528 | 11.544 | 5.1679 | 6.7594 | 0 | 0 | 0 | 0 | 0.041632 | 0 | 0 | 0 | 13.5959 | #N/A | #N/A
2023-G4 1 PV-T | WALC | SW_WALC | AZ | Hourly Resource | PV-Tracking | 225 | 0 |  | 2026-12-30 | 2051-12-31 | 8.9716 | -37.8159 | -7.1286 | 225 | 225 | 637105.5362 | 0 | 0 | 0.32324 | 0 | 5.7159 | 5.7159 | 8760 | 0 | 8760 | 0 | 0 | 0 | 0 | 11475.8638 | 40.7061 | -36.8756 | -9.1089 | -27.8598 | 1870.2946 | 65.0156 | 0 | 0 | 0 | 0 | 0 | 0 | 0 | 0 | 0 | 0 | 0 | 0 | 0 | 0 | 193.4451 | 5.7983 | 0.0036528 | 11.544 | 5.1679 | 6.7594 | 0 | 0 | 0 | 0 | 439.8306 | 0 | 0 | 0 | 5.7163 | #N/A | #N/A
2023-G5 1 PV-T | WALC | SW_WALC | AZ | Hourly Resource | PV-Tracking | 225 | 0 |  | 2026-12-30 | 2051-12-31 | 9.1271 | -37.8939 | -7.1638 | 225 | 225 | 634216.6764 | 0 | 0 | 0.32177 | 0 | 5.7885 | 5.7885 | 8760 | 0 | 8760 | 0 | 0 | 0 | 0 | 14364.7236 | 40.7061 | -36.8756 | -9.1089 | -27.8598 | 1870.2946 | 65.0156 | 0 | 0 | 0 | 0 | 0 | 0 | 0 | 0 | 0 | 0 | 0 | 0 | 0 | 0 | -1.0524e-05 | 5.7983 | 0.0036528 | 11.544 | 5.1679 | 6.7594 | 0 | 0 | 0 | 0 | -0.00068468 | 0 | 0 | 0 | 5.7885 | #N/A | #N/A
2023-G6 1 PV-T | WALC | SW_WALC | AZ | Hourly Resource | PV-Tracking | 150 | 0 |  | 2027-01-15 | 2051-12-31 | 9.1622 | -37.9256 | -7.1725 | 150 | 150 | 422376.9319 | 0 | 0 | 0.32144 | 0 | 3.8699 | 3.8699 | 8760 | 0 | 8760 | 0 | 0 | 0 | 0 | 10010.668 | 40.7061 | -36.8756 | -9.1089 | -27.8598 | 1870.2946 | 65.0156 | 0 | 0 | 0 | 0 | 0 | 0 | 0 | 0 | 0 | 0 | 0 | 0 | 0 | 0 | 1.6764e-06 | 5.7983 | 0.0036528 | 11.544 | 5.1679 | 6.7594 | 0 | 0 | 0 | 0 | -0.00017282 | 0 | 0 | 0 | 3.8699 | #N/A | #N/A
2023-G7 1 PV-T | WALC | SW_WALC | AZ | Hourly Resource | PV-Tracking | 500 | 0 |  | 2028-12-01 | 2051-12-31 | 13.3832 | -32.7405 | -8.064 | 500 | 500 | 1123953.9299 | 0 | 0 | 0.25661 | 0 | 15.0421 | 15.0421 | 8760 | 0 | 8760 | 0 | 0 | 0 | 0 | 23639.5708 | 44.1169 | -32.0746 | -10.499 | -27.5295 | 1869.5254 | 67.0052 | 0 | 0 | 0 | 0 | 0 | 0 | 0 | 0 | 0 | 0 | 0 | 0 | 0 | 0 | -8.1304e-05 | 5.7983 | 0.0036528 | 11.544 | 5.1679 | 6.7594 | 0 | 0 | 0 | 0 | 0.00095438 | 0 | 0 | 0 | 15.0421 | #N/A | #N/A
2023-G8 1 PV-T | WALC | SW_WALC | AZ | Hourly Resource | PV-Tracking | 250 | 0 |  | 2027-04-01 | 2051-12-31 | 2.5638 | -53.5926 | -8.5407 | 250 | 250 | 331787.3011 | 0 | 0 | 0.1515 | 0 | 0.85063 | 0.85063 | 8760 | 0 | 8760 | 0 | 0 | 0 | 0 | 242009.4492 | 34.996 | -42.0271 | -9.6674 | -28.3025 | 1888.198 | 70.864 | 0 | 0 | 0 | 0 | 0 | 0 | 0 | 0 | 0 | 0 | 0 | 0 | 0 | 0 | -4.0652e-05 | 5.7983 | 0.0036528 | 11.544 | 5.1679 | 6.7594 | 0 | 0 | 0 | 0 | 0.00047719 | 0 | 0 | 0 | 0.85063 | #N/A | #N/A
2023-G9 1 PV-T | WALC | SW_WALC | AZ | Hourly Resource | PV-Tracking | 250 | 0 |  | 2027-04-01 | 2051-12-31 | 8.627 | -44.5227 | -10.7281 | 250 | 250 | 466596.6886 | 0 | 0 | 0.21306 | 0 | 4.0253 | 4.0253 | 8760 | 0 | 8760 | 0 | 0 | 0 | 0 | 107199.9816 | 37.0894 | -38.1 | -11.5012 | -28.2419 | 1861.4163 | 65.9097 | 0 | 0 | 0 | 0 | 0 | 0 | 0 | 0 | 0 | 0 | 0 | 0 | 0 | 0 | -4.0652e-05 | 5.7983 | 0.0036528 | 11.544 | 5.1679 | 6.7594 | 0 | 0 | 0 | 0 | 0.00047719 | 0 | 0 | 0 | 4.0253 | #N/A | #N/A
2097 Helton 1 PV-NT | CIPV | CA_CISO | CA | Hourly Resource | PV-NonTracking | 1.5 | 0 |  | 2015-05-01 | 2050-12-31 | 53.2412 | -5.8073 | 2.1971 | 1.5 | 1.5 | 3389.5725 | 0 | 0 | 0.25796 | 0 | 0.18047 | 0.18047 | 8760 | 0 | 8760 | 0 | 0 | 0 | 0 | 192.783 | 107.3552 | 13.9855 | 6.6791 | -80.6619 | 2729.9653 | 127.1689 | 0 | 0 | 0 | 0 | 0 | 0 | 0 | 0 | 0 | 0 | 0 | 0.7575 | 0 | 0 | -7.276e-10 | 0.15866 | 0.00010078 | 4.7626 | 4.7626 | 4.7626 | 0 | 0.00056631 | 0 | 0 | -1.4633e-06 | 0 | 0 | 0 | 0.18047 | #N/A | #N/A
8 Minute Energy X PV-T | IID | CA_IID | CA | Hourly Resource | PV-Tracking | 30 | 0 |  | 2017-04-01 | 2050-12-31 | 34.3951 | -20.2305 | -11.0924 | 30 | 30 | 71461.9063 | 0 | 0 | 0.27193 | 0 | 2.4579 | 2.4579 | 8760 | 0 | 8760 | 0 | 0 | 0 | 0 | 10797.4047 | 60.3098 | -14.7848 | -11.596 | -28.6642 | 1842.5378 | 66.8564 | 0 | 0 | 0 | 0 | 0 | 0 | 0 | 0 | 0 | 0 | 0 | 2383.2354 | 0 | 0 | 1063.9628 | 0.30887 | 0.0049745 | 15.5549 | 5.1679 | 10.3853 | 0 | 1.1545 | 0 | 0 | 64.2512 | 0 | 0 | 0 | 2.458 | #N/A | #N/A
80 MW Solar Project 1 PV-T | TEPC | SW_TEPC | AZ | Hourly Resource | PV-Tracking | 80 | 0 |  | 2026-01-01 | 2051-12-31 | 17.5578 | -29.9589 | -4.2973 | 80 | 80 | 222028.4799 | 0 | 0 | 0.31682 | 0 | 3.8983 | 3.8983 | 8760 | 0 | 8760 | 0 | 0 | 0 | 0 | 0 | 48.3884 | -32.5601 | -5.7421 | -24.7512 | 1959.4656 | 67.9522 | 0 | 0 | 0 | 0 | 0 | 0 | 0 | 0 | 0 | 0 | 0 | 2207.6461 | 0 | 0 | -2.2398e-05 | 1.0826 | 0.065843 | 12.0843 | 5.1679 | 6.9163 | 0 | 15355.4399 | 0 | 0 | -0.00043274 | 0 | 0 | 0 | 3.9137 | #N/A | #N/A
80 MW Storage Project 1 BA | TEPC | SW_TEPC | AZ | Pumped Storage | Energy Storage | 80 | -80 |  | 2026-01-01 | 2051-12-31 | 44.3778 | -35.1522 | -5.4183 | 80 | 80 | 117449.1967 | 137046.1098 | 3.3402 | 0.16759 | 0.38174 | 4.6136 | 4.2319 | 8760 | 0 | 8760 | 0 | 0 | -0.029395 | 1.0329 | 0 | 48.3884 | -32.5601 | -5.7421 | -24.7512 | 1959.4656 | 67.9522 | 0.82624 | 0 | 0 | 0 | 0 | 0 | 0 | 0 | 0 | 0 | 62663.8553 | 421329.4428 | 29966.3132 | 11797.6761 | 308362.1203 | 1.0826 | 0.065843 | 12.0843 | 5.1679 | 6.9163 | 187341.0913 | 13150.6944 | 523397.7727 | 123685.0211 | 686588.5498 | 0 | 0 | 0 | 6.1478 | #N/A | #N/A
9H Research Solar PV | PAUT | BS_PACE | UT | Hourly Resource | PV | 0.49 | 0 |  | 2023-04-18 | 2051-12-31 | 55.7748 | 3.713 | -2.8527 | 0.49 | 0.49 | 1149.2254 | 0 | 0 | 0.26773 | 0 | 0.064098 | 0.064098 | 8760 | 0 | 8760 | 0 | 0 | 0 | 0 | 74.6785 | 105.4828 | 22.5154 | -3.7231 | -24.8045 | 2082.6506 | 137.7402 | 0 | 0 | 0 | 0 | 0 | 0 | 0 | 0 | 0 | 0 | 0 | 7.2192 | 0 | 0 | 75.8304 | 7.007 | 5.9428 | 85.5427 | 0.031824 | 85.5024 | 0 | 795.326 | 0 | 0 | 3558.9083 | 0 | 0 | 0 | 0.068453 | #N/A | #N/A
Abiquiu 1 HY | PNM | SW_PNM | NM | Hydro | Hydro | 17 | 0 |  | 1988-12-01 | 2050-12-31 | 60.8358 | -23.9368 | -3.8797 | 7.31 | 7.31 | 20203.9728 | 0 | 0 | 0.31551 | 0 | 1.2291 | 1.2291 | 0 | 0 | 0 | 8760 | 0 | 0 | 0 | 0 | 48.5969 | -33.2871 | -4.8065 | -26.7016 | 1875.6377 | 72.6254 | 0 | 0 | 0 | 0 | 0 | 0 | 0 | 0 | 0 | 0 | 1233.8022 | 3830.1591 | 357.5292 | 7.31 | 90378.3754 | 0.89269 | 0.0029891 | 22.2939 | 5.1679 | 17.1082 | 7029.5918 | 1.9468 | 20628.9627 | 127.1735 | 1540854.1469 | 0 | 0 | 0 | 2.7978 | #N/A | #N/A
Ace Searchlight 1 PV-T | NEVP | SW_NVE | NV | Hourly Resource | PV-Tracking | 17.5 | 2 |  | 2014-12-16 | 2034-12-31 | 54.7978 | 11.0045 | -8.6665 | 17.5 | 17.5 | 42248.631 | 0 | 0 | 0.27559 | 0 | 2.3151 | 2.3151 | 8760 | 0 | 8760 | 0 | 0 | 0 | 0 | 1263.4389 | 16.001 | -61.4778 | -9.2118 | -544.9646 | 1926.2496 | 136.5577 | 0 | 0 | 0 | 0 | 0 | 0 | 0 | 0 | 0 | 0 | 0 | 37469.0148 | 0 | 0 | 1236.0016 | 0.19614 | 0.00021973 | 4.6327 | 0.031824 | 4.6009 | 0 | 14.007 | 0 | 0 | 11.6619 | 0 | 0 | 0 | 2.3152 | #N/A | #N/A
Acorn I BESS 1 BA | CISC | CA_CISO | CA | Pumped Storage | Energy Storage | 1.95 | -1.95 |  | 2021-03-31 | 2050-12-31 | 58.6163 | -18.0888 | -3.9131 | 1.95 | 1.95 | 2395.2826 | 2790.45 | 0.11439 | 0.14022 | 0.0077786 | 0.07518 | 0.067402 | 8760 | 0 | 8760 | 0 | 0 | -0.00059275 | 0.022131 | 0 | 79.0083 | -4.9343 | -2.7479 | -25.7966 | 2009.248 | 71.9434 | 1.1932 | 0 | 0 | 0 | 0 | 0 | 0 | 0 | 0 | 0 | 2427.9896 | 9823.9603 | 5140.347 | 563.4525 | 1361.1001 | 0.15866 | 0.00010078 | 4.7626 | 4.7626 | 4.7626 | 26.1045 | 0.60193 | 722.1307 | 0.049407 | 373.1783 | 0 | 0 | 0 | 0.076302 | #N/A | #N/A
Adams East 1 PV-NT | CIPV | CA_CISO | CA | Hourly Resource | PV-NonTracking | 19 | 0 |  | 2014-12-13 | 2050-12-31 | 43.438 | -9.476 | -3.872 | 19 | 19 | 48802.165 | 0 | 0 | 0.29321 | 0 | 2.1199 | 2.1199 | 8760 | 0 | 8760 | 0 | 0 | 0 | 0 | 1522.812 | 91.1179 | 3.2277 | 1.1996 | -26.4245 | 2181.7942 | 86.1065 | 0 | 0 | 0 | 0 | 0 | 0 | 0 | 0 | 0 | 0 | 0 | 7709.3205 | 0 | 0 | 344.831 | 0.15866 | 0.00010078 | 4.7626 | 4.7626 | 4.7626 | 0 | 2.4398 | 0 | 0 | 0.093509 | 0 | 0 | 0 | 2.1199 | #N/A | #N/A
Adams Solar Center LLC PV-T | PACW | NW_PACW | OR | Hourly Resource | PV-Tracking | 10 | 0 |  | 2018-07-27 | 2036-10-30 | 91.0737 | 26.6792 | 5.0825 | 10 | 10 | 21170.0311 | 0 | 0 | 0.24167 | 0 | 1.928 | 1.928 | 8760 | 0 | 8760 | 0 | 0 | 0 | 0 | 1360.2189 | 109.8423 | 16.1759 | 6.9759 | -38.0197 | 1860.53 | 95.8043 | 0 | 0 | 0 | 0 | 0 | 0 | 0 | 0 | 0 | 0 | 0 | 2803.9867 | 0 | 0 | 1292.0989 | 27.0174 | 18.7409 | 65.6973 | 0.031824 | 65.2925 | 0 | 336462.7125 | 0 | 0 | 80852.7587 | 0 | 0 | 0 | 2.3453 | #N/A | #N/A
Additional Hemingway Standalone BESS 1 BA | IPTV | BS_IPCO | ID | Pumped Storage | Energy Storage | 36 | -36 |  | 2024-06-01 | 2051-12-31 | 124.436 | 35.9321 | 4.9765 | 36 | 36 | 52352.5187 | 61082.9613 | 4.552 | 0.16601 | 0.17015 | 5.0114 | 4.8413 | 8760 | 0 | 8760 | 0 | 0 | -0.013096 | 0.51778 | 0 | 115.9222 | 24.664 | 4.5677 | -31.2162 | 1901.5542 | 127.6593 | 1.2242 | 0 | 0 | 0 | 0 | 0 | 0 | 0 | 0 | 0 | 2238.1001 | 748.1977 | 60423.8459 | 66272.7444 | 26463.5525 | 0.015242 | 0.010783 | 14.1881 | 0.031824 | 14.1563 | 788.2753 | 0.27088 | 892975.2853 | 22.1573 | 836127.4703 | 0 | 0 | 0 | 6.7413 | #N/A | #N/A
Adelanto Solar 1 PV-NT | CISC | CA_CISO | CA | Hourly Resource | PV-NonTracking | 20 | 0 |  | 2015-09-03 | 2050-12-31 | 36.0025 | -23.0486 | -5.1138 | 20 | 20 | 44499.7433 | 0 | 0 | 0.25399 | 0 | 1.6021 | 1.6021 | 8760 | 0 | 8760 | 0 | 0 | 0 | 0 | 9224.6566 | 68.1675 | -13.8226 | -4.7005 | -38.5452 | 1968.05 | 72.7861 | 0 | 0 | 0 | 0 | 0 | 0 | 0 | 0 | 0 | 0 | 0 | 4157.0188 | 0 | 0 | 688.08 | 0.15866 | 0.00010078 | 4.7626 | 4.7626 | 4.7626 | 0 | 1.4159 | 0 | 0 | 0.32927 | 0 | 0 | 0 | 1.6021 | #N/A | #N/A
Adelanto Solar 2 PV-NT | CISC | CA_CISO | CA | Hourly Resource | PV-NonTracking | 7 | 0 |  | 2015-07-01 | 2054-12-31 | 39.2986 | -16.6368 | -4.0225 | 7 | 7 | 12036.556 | 0 | 0 | 0.19629 | 0 | 0.47302 | 0.47302 | 8760 | 0 | 8760 | 0 | 0 | 0 | 0 | 1961.617 | 68.1675 | -13.8226 | -4.7005 | -38.5452 | 1968.05 | 72.7861 | 0 | 0 | 0 | 0 | 0 | 0 | 0 | 0 | 0 | 0 | 0 | 0 | 0 | 0 | 29.995 | 0.15866 | 0.00010078 | 4.7626 | 4.7626 | 4.7626 | 0 | 0 | 0 | 0 | 0.036561 | 0 | 0 | 0 | 0.47302 | #N/A | #N/A
Adelanto Solar Facility 1 PV-NT | LDWP | CA_LDWP | CA | Hourly Resource | PV-NonTracking | 10 | 0 |  | 2012-06-30 | 2050-12-31 | 60.5835 | 11.4827 | -4.3871 | 10 | 10 | 21927.72 | 0 | 0 | 0.25032 | 0 | 1.3285 | 1.3285 | 8760 | 0 | 8760 | 0 | 0 | 0 | 0 | 0 | 88.4785 | 6.4879 | -4.7 | -11.3098 | 1961.2866 | 68.2257 | 0 | 0 | 0 | 0 | 0 | 0 | 0 | 0 | 0 | 0 | 0 | 48.6153 | 0 | 0 | -4.3074e-07 | 0.51018 | 0.0002031 | 10.9758 | 5.1679 | 5.9579 | 0 | 0.042213 | 0 | 0 | -3.3067e-06 | 0 | 0 | 0 | 1.3285 | #N/A | #N/A
Adera Solar 1 PV-NT | CIPV | CA_CISO | CA | Hourly Resource | PV-NonTracking | 20 | 0 |  | 2015-12-23 | 2050-12-31 | 48.7613 | -7.5777 | 0.33816 | 20 | 20 | 41870.185 | 0 | 0 | 0.23899 | 0 | 2.0416 | 2.0416 | 8760 | 0 | 8760 | 0 | 0 | 0 | 0 | 2796.295 | 102.25 | 9.7753 | 5.7842 | -54.2144 | 2529.3782 | 111.1863 | 0 | 0 | 0 | 0 | 0 | 0 | 0 | 0 | 0 | 0 | 0 | 8.38 | 0 | 0 | 8.76 | 0.15866 | 0.00010078 | 4.7626 | 4.7626 | 4.7626 | 0 | 0.0062649 | 0 | 0 | 0.0099126 | 0 | 0 | 0 | 2.0416 | #N/A | #N/A
Adobe Solar 1 PV-NT | CIPV | CA_CISO | CA | Hourly Resource | PV-NonTracking | 20 | 0 |  | 2014-05-21 | 2050-12-31 | 32.3155 | -15.436 | -6.2246 | 20 | 20 | 48677.56 | 0 | 0 | 0.27784 | 0 | 1.573 | 1.573 | 8760 | 0 | 8760 | 0 | 0 | 0 | 0 | 80.52 | 78.5192 | -3.3622 | -4.8092 | -25.1576 | 1995.848 | 75.9374 | 0 | 0 | 0 | 0 | 0 | 0 | 0 | 0 | 0 | 0 | 0 | 9.64 | 0 | 0 | -1.8743e-06 | 0.15866 | 0.00010078 | 4.7626 | 4.7626 | 4.7626 | 0 | 0.0072069 | 0 | 0 | -3.22e-06 | 0 | 0 | 0 | 1.573 | #N/A | #N/A
ADS30_WT_PGE_Wheatridge | BPAT | NW_BPAT | OR | Hourly Resource | WT-Onshore | 196 | 0 |  | 2020-12-03 | 2050-12-31 | 69.3086 | 1.7753 | -1.8228 | 196 | 196 | 391836.4177 | 0 | 0 | 0.22822 | 0 | 27.1576 | 27.1576 | 8760 | 0 | 8760 | 0 | 0 | 0 | 0 | 411.7198 | 107.8856 | 17.7896 | 3.4055 | -35.7093 | 1771.8093 | 97.8394 | 0 | 0 | 0 | 0 | 0 | 0 | 0 | 0 | 0 | 0 | 0 | 462.3472 | 0 | 0 | 17.7597 | 0.13517 | 0.13517 | 0.67195 | 0.031824 | 0.68397 | 0 | 144.9188 | 0 | 0 | 1280.0084 | 0 | 0 | 0 | 27.1591 | #N/A | #N/A
Agave Solar 1 PV | AZPS | SW_AZPS | AZ | Hourly Resource | PV | 150 | 0 |  | 2023-09-15 | 2054-12-31 | 13.8728 | -34.1105 | -8.6036 | 150 | 150 | 390258.3967 | 0 | 0 | 0.297 | 0 | 5.414 | 5.414 | 8760 | 0 | 8760 | 0 | 0 | 0 | 0 | 27282.0537 | 42.616 | -33.4478 | -10.6267 | -27.0194 | 1870.6438 | 63.9767 | 0 | 0 | 0 | 0 | 0 | 0 | 0 | 0 | 0 | 0 | 0 | 8161.4304 | 0 | 0 | 2507.0236 | 0.94841 | 0.0016464 | 11.9962 | 5.1679 | 6.8283 | 0 | 226.5816 | 0 | 0 | 12960.7186 | 0 | 0 | 0 | 5.4272 | #N/A | #N/A
Agua Fria Battery Bolster 4Hr 1 BA | SRP | SW_SRP | AZ | Pumped Storage | Energy Storage | 25 | -25 |  | 2021-09-01 | 2050-12-31 | 35.979 | -36.5752 | -8.2401 | 25 | 25 | 33831.0725 | 39448.3193 | 0.62709 | 0.15448 | 0.10992 | 1.3823 | 1.2724 | 8760 | 0 | 8760 | 0 | 0 | -0.0084259 | 0.31759 | 0 | 44.9118 | -33.1511 | -8.6276 | -26.2623 | 1904.559 | 66.9687 | 0.78855 | 0 | 0 | 0 | 0 | 0 | 0 | 0 | 0 | 0 | 70313.317 | 87894.4596 | 83746.5791 | 2239.519 | 24452.0677 | 1.0352 | 0.11547 | 12.6186 | 5.1679 | 7.4506 | 93694.6608 | 7593.0008 | 241811.3142 | 7600.5116 | 136326.4396 | 0 | 0 | 0 | 1.8694 | #N/A | #N/A
AguaCalienteSolar | CISD | CA_CISO | AZ | Hourly Resource | PV-NonTracking | 290 | 0 |  | 2014-06-10 | 2050-12-31 | 22.7021 | -21.1781 | -8.5726 | 290 | 290 | 659549.6099 | 0 | 0 | 0.25962 | 0 | 14.9732 | 14.9732 | 8760 | 0 | 8760 | 0 | 0 | 0 | 0 | 486.91 | 59.8755 | -16.0369 | -10.7782 | -25.212 | 1884.7626 | 66.3024 | 0 | 0 | 0 | 0 | 0 | 0 | 0 | 0 | 0 | 0 | 0 | 90551.825 | 0 | 0 | 3.1106e-05 | 0.15866 | 0.00010078 | 4.7626 | 4.7626 | 4.7626 | 0 | 26.8409 | 0 | 0 | -0.00028599 | 0 | 0 | 0 | 14.9732 | #N/A | #N/A
AGWishon 1 HY | CIPV | CA_CISO | CA | Hydro | HydroRPS | 18.4 | 0 |  | 2023-09-01 | 2050-12-31 | 107.1611 | 5.7204 | 7.6651 | 3.4335 | 4.5994 | 24598.7005 | 0 | 0 | 0.28422 | 0 | 2.636 | 2.636 | 0 | 0 | 0 | 8760 | 0 | 0 | 0 | 478.5108 | 102.8256 | 7.5075 | 8.6275 | -37.9025 | 2609.9055 | 108.4154 | 0 | 0 | 0 | 0 | 0 | 0 | 0 | 0 | 0 | 0 | 42.7174 | 0.65381 | 12.219 | 297.0636 | 2142.7966 | 0.15866 | 0.00010078 | 4.7626 | 4.7626 | 4.7626 | 627.1435 | 0.00038293 | 121.6852 | 3270.5985 | 14138.4387 | 0 | 0 | 0 | 2.6542 | #N/A | #N/A
Airport Solar PV-T | PACW | NW_PACW | OR | Hourly Resource | PV-NonTracking | 47 | 0 |  | 2019-05-27 | 2050-12-31 | 88.0313 | 33.0112 | -1.1265 | 47 | 47 | 111559.1696 | 0 | 0 | 0.27096 | 0 | 9.8207 | 9.8207 | 8760 | 0 | 8760 | 0 | 0 | 0 | 0 | 449.0683 | 99.7933 | 13.2674 | -0.16473 | -36.8425 | 1807.161 | 83.8339 | 0 | 0 | 0 | 0 | 0 | 0 | 0 | 0 | 0 | 0 | 0 | 15928.3306 | 0 | 0 | 258.2953 | 27.0174 | 18.7409 | 65.6973 | 0.031824 | 65.2925 | 0 | 646882.0542 | 0 | 0 | 31263.3365 | 0 | 0 | 0 | 10.4988 | #N/A | #N/A
Ajo Solar 1 PV | AZPS | SW_AZPS | AZ | Hourly Resource | PV-NonTracking | 4.5 | 0 |  | 2011-09-26 | 2050-12-31 | 13.0279 | -31.9852 | -8.0081 | 4.5 | 4.5 | 11905.605 | 0 | 0 | 0.30202 | 0 | 0.15511 | 0.15511 | 8760 | 0 | 8760 | 0 | 0 | 0 | 0 | 95.148 | 46.3551 | -31.8731 | -8.4624 | -26.6079 | 2002.0127 | 69.0512 | 0 | 0 | 0 | 0 | 0 | 0 | 0 | 0 | 0 | 0 | 0 | 5043.9526 | 0 | 0 | 3.0173e-06 | 0.94841 | 0.0016464 | 11.9962 | 5.1679 | 6.8283 | 0 | 4.0005 | 0 | 0 | 1.1642e-05 | 0 | 0 | 0 | 0.15511 | #N/A | #N/A
Alamitos Energy Storage 1 BA | CISC | CA_CISO | CA | Pumped Storage | Energy Storage | 100.45 | -100.45 |  | 2020-12-24 | 2050-12-31 | 53.095 | -22.2975 | -4.8345 | 100.45 | 100.45 | 141943.8672 | 165574.6529 | 5.6624 | 0.16131 | 0.46128 | 5.003 | 4.5417 | 8760 | 0 | 8760 | 0 | 0 | -0.035446 | 1.2434 | 0 | 71.7508 | -11.2727 | -3.667 | -25.9221 | 1996.8148 | 72.5777 | 1.154 | 0 | 0 | 0 | 0 | 0 | 0 | 0 | 0 | 0 | 51162.0725 | 535071.3985 | 240969.4861 | -3.7253e-07 | 118497.7486 | 0.15866 | 0.00010078 | 4.7626 | 4.7626 | 4.7626 | 5.1218 | 30.6626 | 24.5394 | -2.943e-11 | 454.9058 | 0 | 0 | 0 | 5.0035 | #N/A | #N/A
Alamo Power Plant 1 HY | CISC | CA_CISO | CA | Hydro | Hydro | 17 | 0 |  | 1986-01-01 | 2050-12-31 | 87.0834 | -0.35361 | -1.8168 | 9.8528 | 7.556 | 51730.5578 | 0 | 0 | 0.37305 | 0 | 4.5049 | 4.5049 | 0 | 0 | 33 | 8727 | 0 | 0 | 0 | 1744.7351 | 78.1936 | -5.7135 | -2.7835 | -25.931 | 1999.7661 | 71.8538 | 0 | 0 | 0 | 0 | 0 | 0 | 0 | 0 | 0 | 0 | 266.3366 | 1292.7348 | 19.0252 | 576.5536 | 8140.2246 | 0.15866 | 0.00010078 | 4.7626 | 4.7626 | 4.7626 | 2311.2373 | 0.3548 | 240.3386 | 10620.7267 | 54482.5142 | 0 | 0 | 0 | 4.5725 | #N/A | #N/A
Alamo Solar 1 PV-NT | CISC | CA_CISO | CA | Hourly Resource | PV-NonTracking | 20 | 0 |  | 2015-05-15 | 2050-12-31 | 38.2778 | -19.5355 | -7.4018 | 20 | 20 | 46871.94 | 0 | 0 | 0.26753 | 0 | 1.7942 | 1.7942 | 8760 | 0 | 8760 | 0 | 0 | 0 | 0 | 9042.2 | 66.9899 | -13.8226 | -5.878 | -39.078 | 1961.2496 | 72.7261 | 0 | 0 | 0 | 0 | 0 | 0 | 0 | 0 | 0 | 0 | 0 | 0 | 0 | 0 | 129.32 | 0.15866 | 0.00010078 | 4.7626 | 4.7626 | 4.7626 | 0 | 0 | 0 | 0 | 0.12592 | 0 | 0 | 0 | 1.7942 | #N/A | #N/A
Alamogordo Solar PV 1 PV-NT | PNM | SW_PNM | NM | Hourly Resource | PV-NonTracking | 5 | 0 |  | 2011-10-14 | 2041-10-14 | 17.9229 | -32.3477 | -2.0371 | 5 | 5 | 11336.8539 | 0 | 0 | 0.25883 | 0 | 0.20319 | 0.20319 | 8760 | 0 | 8760 | 0 | 0 | 0 | 0 | 31.7311 | 49.1648 | -35.9247 | -1.6011 | -27.8902 | 1982.5424 | 71.2802 | 0 | 0 | 0 | 0 | 0 | 0 | 0 | 0 | 0 | 0 | 0 | 10235.8991 | 0 | 0 | 14.5267 | 0.89269 | 0.0029891 | 22.2939 | 5.1679 | 17.1082 | 0 | 18.0675 | 0 | 0 | 41.067 | 0 | 0 | 0 | 0.20325 | #N/A | #N/A
Albeni Falls HY 1 HY | BPAT | NW_BPAT | ID | Hydro | Hydro | 42 | 0 |  | 1955-12-01 | 2050-12-31 | 124.9323 | 26.2249 | 1.9264 | 23.4955 | 22.9205 | 169090.3438 | 0 | 0 | 0.45958 | 0 | 21.1249 | 21.1249 | 0 | 0 | 69 | 8691 | 0 | 0 | 0 | 0 | 109.3912 | 21.0669 | 1.6338 | -33.068 | 2175.5669 | 107.8442 | 0 | 0 | 0 | 0 | 0 | 0 | 0 | 0 | 0 | 0 | 8954.1503 | 28592.6848 | 2188.4827 | 1533.5062 | 30280.2411 | 0.13517 | 0.13517 | 0.67195 | 0.031824 | 0.68397 | 601.571 | 9759.7162 | 86.3881 | 197.2778 | 85.6371 | 0 | 0 | 0 | 21.1356 | #N/A | #N/A
Albuquerque PV Reeves Solar PV 1 PV-NT | PNM | SW_PNM | NM | Hourly Resource | PV-NonTracking | 2 | 0 |  | 2011-04-08 | 2041-04-08 | 15.8639 | -34.2151 | -3.7822 | 2 | 2 | 4297.794 | 0 | 0 | 0.24531 | 0 | 0.06818 | 0.06818 | 8760 | 0 | 8760 | 0 | 0 | 0 | 0 | 104.766 | 49.8045 | -33.952 | -2.9341 | -25.5335 | 1962.4115 | 74.7561 | 0 | 0 | 0 | 0 | 0 | 0 | 0 | 0 | 0 | 0 | 0 | 4063.0197 | 0 | 0 | 87.188 | 0.89269 | 0.0029891 | 22.2939 | 5.1679 | 17.1082 | 0 | 4.1288 | 0 | 0 | 1.1621 | 0 | 0 | 0 | 0.068185 | #N/A | #N/A
Alcova 1 HY | WACM | RM_WACM | WY | Hydro | Hydro | 41.38 | 0 |  | 1955-07-01 | 2050-12-31 | 133.8101 | 45.3977 | -1.6471 | 23.2103 | 10.3377 | 110244.6542 | 0 | 0 | 0.31463 | 0 | 14.7518 | 14.7518 | 0 | 0 | 318 | 8442 | 0 | 0 | 0 | 0 | 113.6478 | 28.8358 | -1.8786 | -28.2008 | 2197.2842 | 150.9126 | 0 | 0 | 0 | 0 | 0 | 0 | 0 | 0 | 0 | 0 | 1495.7109 | 3283.7748 | 959.1614 | 5688.9937 | 32012.9044 | 0.075305 | 0.00032051 | 86.4793 | 43.2396 | 43.2397 | 790.2629 | 1.6208 | 31073.2208 | 227536.9933 | 858433.1031 | 0 | 0 | 0 | 15.8697 | #N/A | #N/A
Alder 11 HY | TPWR | NW_TPWR | WA | Hydro | Hydro | 50 | 0 |  | 1947-05-01 | 2050-12-31 | 97.86 | 14.0594 | 4.6 | 34.1449 | 37.7152 | 206659.8511 | 0 | 0 | 0.46257 | 0 | 20.2237 | 20.2237 | 0 | 0 | 184 | 8576 | 0 | 0 | 0 | 0 | 110.3831 | 17.7719 | 5.9206 | -35.3963 | 1660.8492 | 98.2183 | 0 | 0 | 0 | 0 | 0 | 0 | 0 | 0 | 0 | 0 | 1707.4321 | 12739.9983 | 792.4687 | 0 | 2048.6928 | 51.6751 | 51.6751 | 5.6421 | 0 | 5.6421 | 75398.6373 | 1931172.579 | 7473.3293 | 0 | 113470.6886 | 0 | 0 | 0 | 22.3513 | #N/A | #N/A
Alkali Solar PV-NT | BPAT | NW_BPAT | OR | Hourly Resource | PV-NonTracking | 10 | 0 |  | 2020-03-01 | 2050-12-31 | 89.5435 | 26.507 | 4.9814 | 10 | 10 | 26733.9744 | 0 | 0 | 0.30518 | 0 | 2.3939 | 2.3939 | 8760 | 0 | 8760 | 0 | 0 | 0 | 0 | 229.4356 | 108.9622 | 15.3329 | 6.9388 | -38.8417 | 1864.7378 | 93.4369 | 0 | 0 | 0 | 0 | 0 | 0 | 0 | 0 | 0 | 0 | 0 | 9.26 | 0 | 0 | 81.6156 | 0.13517 | 0.13517 | 0.67195 | 0.031824 | 0.68397 | 0 | 0.0097637 | 0 | 0 | 4255.5134 | 0 | 0 | 0 | 2.3981 | #N/A | #N/A
Allison Rd Solar Park Agg PV-NT | PNM | SW_PNM | NM | Hourly Resource | PV-NonTracking | 8 | 0 |  | 2018-02-01 | 2043-06-30 | 15.1495 | -32.4979 | -4.5081 | 8 | 8 | 21534.0075 | 0 | 0 | 0.30728 | 0 | 0.32623 | 0.32623 | 8760 | 0 | 8760 | 0 | 0 | 0 | 0 | 503.5045 | 46.0585 | -34.8181 | -5.814 | -31.2886 | 1904.2085 | 69.9644 | 0 | 0 | 0 | 0 | 0 | 0 | 0 | 0 | 0 | 0 | 0 | 474.7609 | 0 | 0 | 111.4 | 0.89269 | 0.0029891 | 22.2939 | 5.1679 | 17.1082 | 0 | 85.2643 | 0 | 0 | 2442.5938 | 0 | 0 | 0 | 0.32876 | #N/A | #N/A
Alpaugh 50 1 PV-NT | CIPV | CA_CISO | CA | Hourly Resource | PV-Tracking | 50 | 0 |  | 2013-03-08 | 2050-12-31 | 30.0615 | -17.4129 | -6.311 | 50 | 50 | 133487.5355 | 0 | 0 | 0.30477 | 0 | 4.0128 | 4.0128 | 8760 | 0 | 8760 | 0 | 0 | 0 | 0 | 453.9142 | 79.0491 | -3.3659 | -4.2756 | -25.5416 | 2009.0532 | 76.6742 | 0 | 0 | 0 | 0 | 0 | 0 | 0 | 0 | 0 | 0 | 0 | 133463.4855 | 0 | 0 | 453.9142 | 0.15866 | 0.00010078 | 4.7626 | 4.7626 | 4.7626 | 0 | 22.2597 | 0 | 0 | 0.030937 | 0 | 0 | 0 | 4.0129 | #N/A | #N/A
Alpaugh North 1 PV-NT | CIPV | CA_CISO | CA | Hourly Resource | PV-Tracking | 20 | 0 |  | 2013-03-08 | 2050-12-31 | 30.1092 | -17.4241 | -6.2031 | 20 | 20 | 52640.0543 | 0 | 0 | 0.30046 | 0 | 1.5849 | 1.5849 | 8760 | 0 | 8760 | 0 | 0 | 0 | 0 | 160.8658 | 79.1264 | -3.3659 | -4.1983 | -25.4781 | 2009.6296 | 76.6815 | 0 | 0 | 0 | 0 | 0 | 0 | 0 | 0 | 0 | 0 | 0 | 35128.1266 | 0 | 0 | 3.3737e-05 | 0.15866 | 0.00010078 | 4.7626 | 4.7626 | 4.7626 | 0 | 7.0827 | 0 | 0 | 2.977e-05 | 0 | 0 | 0 | 1.585 | #N/A | #N/A
Alpine Solar 1 PV-NT | CISC | CA_CISO | CA | Hourly Resource | PV-Tracking | 66 | 0 |  | 2013-01-18 | 2050-12-31 | 37.4982 | -10.2739 | -6.0844 | 66 | 66 | 162843.3181 | 0 | 0 | 0.28166 | 0 | 6.1063 | 6.1063 | 8760 | 0 | 8760 | 0 | 0 | 0 | 0 | 131.67 | 74.5814 | -7.183 | -4.9262 | -25.1995 | 1990.9109 | 72.1419 | 0 | 0 | 0 | 0 | 0 | 0 | 0 | 0 | 0 | 0 | 0 | 107444.7034 | 0 | 0 | 78.936 | 0.15866 | 0.00010078 | 4.7626 | 4.7626 | 4.7626 | 0 | 20.3628 | 0 | 0 | 0.019826 | 0 | 0 | 0 | 6.1064 | #N/A | #N/A
Alta Luna 1 PV-T | PNM | SW_PNM | NM | Hourly Resource | PV-Tracking | 25 | 0 |  | 2017-01-01 | 2042-01-31 | 18.1707 | -26.4775 | -3.2977 | 25 | 25 | 47345.0116 | 0 | 0 | 0.21619 | 0 | 0.86029 | 0.86029 | 8760 | 0 | 8760 | 0 | 0 | 0 | 0 | 12673.9134 | 47.8037 | -35.7686 | -3.1183 | -27.605 | 1930.7919 | 69.6107 | 0 | 0 | 0 | 0 | 0 | 0 | 0 | 0 | 0 | 0 | 0 | 47345.0116 | 0 | 0 | 12674.2134 | 0.89269 | 0.0029891 | 22.2939 | 5.1679 | 17.1082 | 0 | 24.9816 | 0 | 0 | 45396.2317 | 0 | 0 | 0 | 0.90571 | #N/A | #N/A
Alta Power House 1 HY | CIPV | CA_CISO | CA | Hydro | Hydro | 1 | 0 |  | 2022-11-01 | 2050-12-31 | 97.2013 | 9.7401 | 3.5535 | 0.519 | 0.519 | 1654.331 | 0 | 0 | 0.36387 | 0 | 0.1608 | 0.1608 | 0 | 0 | 1 | 8759 | 0 | 0 | 0 | 142.36 | 101.1881 | 10.8036 | 3.6939 | -38.1342 | 1909.7218 | 71.1029 | 0 | 0 | 0 | 0 | 0 | 0 | 0 | 0 | 0 | 0 | 34.905 | 3.402 | 10.447 | 215.6491 | 760.2529 | 0.15866 | 0.00010078 | 4.7626 | 4.7626 | 4.7626 | 406.8291 | 0.0014892 | 104.6627 | 3808.225 | 8932.8733 | 0 | 0 | 0 | 0.17406 | #N/A | #N/A
Alta Wind 1 WT | CISC | CA_CISO | CA | Hourly Resource | WT-Onshore | 150 | 0 |  | 2010-12-29 | 2050-12-31 | 67.9367 | -11.6851 | -6.3488 | 150 | 150 | 473521.0508 | 0 | 0 | 0.36037 | 0 | 32.1694 | 32.1694 | 8760 | 0 | 8760 | 0 | 0 | 0 | 0 | 4567.8 | 70.6087 | -10.3451 | -5.7368 | -25.2597 | 1920.1849 | 71.7799 | 0 | 0 | 0 | 0 | 0 | 0 | 0 | 0 | 0 | 0 | 0 | 473521.0508 | 0 | 0 | 4567.8009 | 0.15866 | 0.00010078 | 4.7626 | 4.7626 | 4.7626 | 0 | 39.7213 | 0 | 0 | 0.39353 | 0 | 0 | 0 | 32.1695 | #N/A | #N/A
Alta Wind 10 1 WT | CISC | CA_CISO | CA | Hourly Resource | WT-Onshore | 134.84 | 0 |  | 2014-03-13 | 2050-12-31 | 70.2569 | -13.579 | -6.5938 | 134.84 | 134.84 | 411840.5875 | 0 | 0 | 0.34866 | 0 | 28.9346 | 28.9346 | 8760 | 0 | 8760 | 0 | 0 | 0 | 0 | 8317.3355 | 70.6328 | -10.3451 | -5.7127 | -25.3145 | 1908.9969 | 71.5618 | 0 | 0 | 0 | 0 | 0 | 0 | 0 | 0 | 0 | 0 | 0 | 10879.995 | 0 | 0 | 431.3531 | 0.15866 | 0.00010078 | 4.7626 | 4.7626 | 4.7626 | 0 | 3.9351 | 0 | 0 | 0.21499 | 0 | 0 | 0 | 28.9346 | #N/A | #N/A
Alta Wind 11 1 WT | CISC | CA_CISO | CA | Hourly Resource | WT-Onshore | 88.2 | 0 |  | 2014-03-13 | 2050-12-31 | 68.6845 | -12.9735 | -6.3823 | 88.2 | 88.2 | 261702.2748 | 0 | 0 | 0.33872 | 0 | 17.9749 | 17.9749 | 8760 | 0 | 8760 | 0 | 0 | 0 | 0 | 5169.5712 | 70.7098 | -10.3291 | -5.6517 | -25.2554 | 1917.0171 | 71.8009 | 0 | 0 | 0 | 0 | 0 | 0 | 0 | 0 | 0 | 0 | 0 | 6055.9367 | 0 | 0 | 151.2628 | 0.15866 | 0.00010078 | 4.7626 | 4.7626 | 4.7626 | 0 | 2.2005 | 0 | 0 | 0.072757 | 0 | 0 | 0 | 17.9749 | #N/A | #N/A
Alta Wind 2 WT | CISC | CA_CISO | CA | Hourly Resource | WT-Onshore | 150 | 0 |  | 2010-12-29 | 2050-12-31 | 69.977 | -13.9659 | -6.8201 | 150 | 150 | 395245.5018 | 0 | 0 | 0.3008 | 0 | 27.6581 | 27.6581 | 8760 | 0 | 8760 | 0 | 0 | 0 | 0 | 4966.8 | 70.578 | -10.3451 | -5.7675 | -25.3028 | 1900.2258 | 71.4242 | 0 | 0 | 0 | 0 | 0 | 0 | 0 | 0 | 0 | 0 | 0 | 395245.5018 | 0 | 0 | 4966.802 | 0.15866 | 0.00010078 | 4.7626 | 4.7626 | 4.7626 | 0 | 33.3571 | 0 | 0 | 0.46141 | 0 | 0 | 0 | 27.6581 | #N/A | #N/A
Alta Wind 3 WT | CISC | CA_CISO | CA | Hourly Resource | WT-Onshore | 150 | 0 |  | 2011-02-12 | 2050-12-31 | 70.9795 | -13.8832 | -6.598 | 150 | 150 | 392241.6017 | 0 | 0 | 0.29851 | 0 | 27.8411 | 27.8411 | 8760 | 0 | 8760 | 0 | 0 | 0 | 0 | 7970.7001 | 70.7188 | -10.3451 | -5.6267 | -25.2459 | 1908.2621 | 71.5986 | 0 | 0 | 0 | 0 | 0 | 0 | 0 | 0 | 0 | 0 | 0 | 392241.6017 | 0 | 0 | 7970.702 | 0.15866 | 0.00010078 | 4.7626 | 4.7626 | 4.7626 | 0 | 32.6344 | 0 | 0 | 0.85139 | 0 | 0 | 0 | 27.8412 | #N/A | #N/A
Alta Wind 4-1 WT | CISC | CA_CISO | CA | Hourly Resource | WT-Onshore | 102 | 0 |  | 2011-03-12 | 2050-12-31 | 68.8415 | -15.743 | -6.7813 | 102 | 102 | 260967.3057 | 0 | 0 | 0.29207 | 0 | 17.9654 | 17.9654 | 8760 | 0 | 8760 | 0 | 0 | 0 | 0 | 3137.826 | 70.7193 | -10.3451 | -5.6261 | -25.2069 | 1906.8225 | 71.5861 | 0 | 0 | 0 | 0 | 0 | 0 | 0 | 0 | 0 | 0 | 0 | 260967.3057 | 0 | 0 | 3137.8261 | 0.15866 | 0.00010078 | 4.7626 | 4.7626 | 4.7626 | 0 | 22.8277 | 0 | 0 | 0.23814 | 0 | 0 | 0 | 17.9654 | #N/A | #N/A
Alta Wind 5-1 WT | CISC | CA_CISO | CA | Hourly Resource | WT-Onshore | 168 | 0 |  | 2011-04-21 | 2050-12-31 | 68.0427 | -15.681 | -7.6603 | 168 | 168 | 429462.9613 | 0 | 0 | 0.29182 | 0 | 29.2218 | 29.2218 | 8760 | 0 | 8760 | 0 | 0 | 0 | 0 | 5533.7257 | 70.2596 | -10.3451 | -6.0859 | -25.3316 | 1878.9927 | 70.9908 | 0 | 0 | 0 | 0 | 0 | 0 | 0 | 0 | 0 | 0 | 0 | 429462.9613 | 0 | 0 | 5533.7247 | 0.15866 | 0.00010078 | 4.7626 | 4.7626 | 4.7626 | 0 | 37.5486 | 0 | 0 | 0.43355 | 0 | 0 | 0 | 29.2219 | #N/A | #N/A
Alta Wind 8 1 WT | CISC | CA_CISO | CA | Hourly Resource | WT-Onshore | 150 | 0 |  | 2012-02-01 | 2050-12-31 | 69.2273 | -15.0589 | -7.1253 | 150 | 150 | 394587.7512 | 0 | 0 | 0.3003 | 0 | 27.3162 | 27.3162 | 8760 | 0 | 8760 | 0 | 0 | 0 | 0 | 4941.6 | 70.4872 | -10.3451 | -5.8583 | -25.2715 | 1894.407 | 71.285 | 0 | 0 | 0 | 0 | 0 | 0 | 0 | 0 | 0 | 0 | 0 | 394587.7512 | 0 | 0 | 4941.6019 | 0.15866 | 0.00010078 | 4.7626 | 4.7626 | 4.7626 | 0 | 34.0083 | 0 | 0 | 0.39748 | 0 | 0 | 0 | 27.3163 | #N/A | #N/A
Altagas Harmattan Hmt1 1 GT | AESO | AB_AESO | AB | Hourly Resource | CombustionTurbine Gas | 3969 | 0 |  | 2010-05-13 | 2050-12-31 | 101.489 | 11.7116 | 3.2107 | 3969 | 3969 | 24313645.4685 | 0 | 0 | 0.6993 | 0 | 2467.5687 | 2467.5687 | 8760 | 0 | 8760 | 0 | 0 | 0 | 0 | 0 | 100.9318 | 11.3891 | 2.8522 | -26.219 | 786.1334 | 71.214 | 0 | 0 | 0 | 0 | 0 | 0 | 0 | 0 | 0 | 0 | 0 | 0 | 0 | 0 | 0 | 1.8659 | 0.0078726 | 35.0857 | 35.06 | 35.06 | 0 | 0 | 0 | 0 | 0 | 0 | 0 | 0 | 2467.569 | #N/A | #N/A
Altech 3 WT | CISC | CA_CISO | CA | Hourly Resource | WT-Onshore | 9.8 | 0 |  | 2021-06-24 | 2050-12-31 | 65.9334 | -10.992 | -6.8799 | 9.8 | 9.8 | 25968.8249 | 0 | 0 | 0.3025 | 0 | 1.7122 | 1.7122 | 8760 | 0 | 8760 | 0 | 0 | 0 | 0 | 774.7194 | 67.2488 | -13.1776 | -6.2641 | -26.2504 | 1958.4138 | 70.6306 | 0 | 0 | 0 | 0 | 0 | 0 | 0 | 0 | 0 | 0 | 0 | 0 | 0 | 0 | 0.00010034 | 0.15866 | 0.00010078 | 4.7626 | 4.7626 | 4.7626 | 0 | 0 | 0 | 0 | 0.00050621 | 0 | 0 | 0 | 1.7122 | #N/A | #N/A
Altwind 1 WT | CISC | CA_CISO | CA | Hourly Resource | WT-Onshore | 28.84 | 0 |  | 2016-03-09 | 2050-12-31 | 64.3457 | -10.9957 | -8.3408 | 28.84 | 28.84 | 76520.7113 | 0 | 0 | 0.30289 | 0 | 4.9238 | 4.9238 | 8760 | 0 | 8760 | 0 | 0 | 0 | 0 | 2183.2168 | 66.5961 | -13.1776 | -6.9169 | -26.3125 | 1958.8546 | 70.464 | 0 | 0 | 0 | 0 | 0 | 0 | 0 | 0 | 0 | 0 | 0 | 1252.8673 | 0 | 0 | 49.7778 | 0.15866 | 0.00010078 | 4.7626 | 4.7626 | 4.7626 | 0 | 0.45957 | 0 | 0 | 0.018761 | 0 | 0 | 0 | 4.9238 | #N/A | #N/A
Amalia BESS 1 BA | PNM | SW_PNM | NM | Pumped Storage | Energy Storage | 7.5 | -7.5 |  | 2026-07-01 | 2051-12-31 | 48.358 | -34.1556 | -4.2549 | 7.5 | 7.5 | 12506.309 | 14607.4218 | 0.32879 | 0.19035 | 0.040671 | 0.65359 | 0.61292 | 8760 | 0 | 8760 | 0 | 0 | -0.0031517 | 0.11098 | 0 | 51.482 | -31.0871 | -4.1214 | -28.1339 | 1928.3262 | 75.4937 | 0.86813 | 0 | 0 | 0 | 0 | 0 | 0 | 0 | 0 | 0 | 8664.4263 | 16419.6508 | 19666.2556 | 774.5951 | 12706.4707 | 0.89269 | 0.0029891 | 22.2939 | 5.1679 | 17.1082 | 12047.7506 | 7.2077 | 317973.066 | 5450.4928 | 278250.1484 | 0 | 0 | 0 | 1.2673 | #N/A | #N/A
Amalia Solar Additional 1 PV-T | PNM | SW_PNM | NM | Hourly Resource | PV-Tracking | 8 | 0 |  | 2026-07-01 | 2051-12-31 | 17.5556 | -33.5662 | -4.2568 | 8 | 8 | 19672.84 | 0 | 0 | 0.28072 | 0 | 0.34537 | 0.34537 | 8760 | 0 | 8760 | 0 | 0 | 0 | 0 | 1518.848 | 51.482 | -31.0871 | -4.1214 | -28.1339 | 1928.3262 | 75.4937 | 0 | 0 | 0 | 0 | 0 | 0 | 0 | 0 | 0 | 0 | 0 | 266.2323 | 0 | 0 | 209.3277 | 0.89269 | 0.0029891 | 22.2939 | 5.1679 | 17.1082 | 0 | 61.2397 | 0 | 0 | 2466.1298 | 0 | 0 | 0 | 0.3479 | #N/A | #N/A
American Falls 1 HY | IPFE | BS_IPCO | ID | Hydro | Hydro | 92.34 | 0 |  | 1978-07-01 | 2050-12-31 | 102.9313 | 26.3562 | 1.9748 | 77.6309 | 34.8944 | 490919.7276 | 0 | 0 | 0.5189 | 0 | 50.531 | 50.531 | 0 | 0 | 78 | 8682 | 0 | 0 | 0 | 0 | 115.648 | 26.1614 | 2.796 | -27.2447 | 2048.8877 | 139.3202 | 0 | 0 | 0 | 0 | 0 | 0 | 0 | 0 | 0 | 0 | 8823.6998 | 33277.3562 | 2703.2953 | 6286.6797 | 25252.814 | 0.015242 | 0.010783 | 14.1881 | 0.031824 | 14.1563 | 129.9321 | 15.0879 | 68023.6297 | 13.2483 | 282662.1055 | 0 | 0 | 0 | 50.8818 | #N/A | #N/A
American Falls PV 1-2 | IPFE | BS_IPCO | ID | Hourly Resource | PV-Tracking | 40 | 0 |  | 2016-12-31 | 2051-12-31 | 82.2835 | 24.7568 | 1.79 | 40 | 40 | 91867.32 | 0 | 0 | 0.26218 | 0 | 7.5592 | 7.5592 | 8760 | 0 | 8760 | 0 | 0 | 0 | 0 | 114.68 | 115.2551 | 26.2046 | 2.3599 | -27.2591 | 2051.9475 | 139.0884 | 0 | 0 | 0 | 0 | 0 | 0 | 0 | 0 | 0 | 0 | 0 | 9.2 | 0 | 0 | -1.1036e-05 | 0.015242 | 0.010783 | 14.1881 | 0.031824 | 14.1563 | 0 | 5.1272 | 0 | 0 | 0.0010783 | 0 | 0 | 0 | 7.5592 | #N/A | #N/A
American Kings Solar 1 PV-NT | CIPV | CA_CISO | CA | Hourly Resource | PV-NonTracking | 123 | 0 |  | 2020-12-05 | 2050-12-31 | 36.2266 | -13.6911 | -4.2197 | 123 | 123 | 328995.2125 | 0 | 0 | 0.30534 | 0 | 11.9184 | 11.9184 | 8760 | 0 | 8760 | 0 | 0 | 0 | 0 | 3500.9707 | 88.9766 | 2.8864 | -0.60033 | -26.5972 | 2156.2104 | 87.2371 | 0 | 0 | 0 | 0 | 0 | 0 | 0 | 0 | 0 | 0 | 0 | 109.347 | 0 | 0 | 4.5728e-05 | 0.15866 | 0.00010078 | 4.7626 | 4.7626 | 4.7626 | 0 | 0.081748 | 0 | 0 | 0.00018158 | 0 | 0 | 0 | 11.9184 | #N/A | #N/A
Ames 1 HY | WACM | RM_WACM | CO | Hydro | Hydro | 3.6 | 0 |  | 2023-05-31 | 2050-12-31 | 173.0536 | 88.2238 | -0.054317 | 0.52854 | 0.36487 | 1359.4917 | 0 | 0 | 0.077597 | 0 | 0.23527 | 0.23527 | 0 | 0 | 279 | 8481 | 0 | 0 | 0 | 0 | 166.9043 | 81.0195 | -0.80568 | -24.2041 | 2511.2349 | 267.2773 | 0 | 0 | 0 | 0 | 0 | 0 | 0 | 0 | 0 | 0 | 18.3603 | 16.4568 | 62.7322 | 149.0915 | 1890.735 | 0.075305 | 0.00032051 | 86.4793 | 43.2396 | 43.2397 | 0.011166 | 0.0096954 | 3033.1353 | 8480.5367 | 72535.2957 | 0 | 0 | 0 | 0.31932 | #N/A | #N/A
Anderson Ranch 1 HY | IPTV | BS_IPCO | ID | Hydro | Hydro | 20 | 0 |  | 1983-09-01 | 2050-12-31 | 111.619 | 26.1396 | 2.2056 | 20 | 20 | 61534.5004 | 0 | 0 | 0.35122 | 0 | 6.8684 | 6.8684 | 0 | 0 | 0 | 8760 | 0 | 0 | 0 | 0 | 114.3598 | 24.8027 | 2.8665 | -29.5171 | 1873.3651 | 127.39 | 0 | 0 | 0 | 0 | 0 | 0 | 0 | 0 | 0 | 0 | 1013.4152 | 892.7192 | 1699.372 | 4580.0689 | 32097.1096 | 0.015242 | 0.010783 | 14.1881 | 0.031824 | 14.1563 | 57.1693 | 54.0418 | 39474.1084 | 1.5738 | 512918.1761 | 0 | 0 | 0 | 7.4209 | #N/A | #N/A
Anderson Ranch 2 HY | IPTV | BS_IPCO | ID | Hydro | Hydro | 20 | 0 |  | 1983-09-01 | 2050-12-31 | 111.6203 | 26.1396 | 2.2069 | 20 | 20 | 61534.5004 | 0 | 0 | 0.35122 | 0 | 6.8685 | 6.8685 | 0 | 0 | 0 | 8760 | 0 | 0 | 0 | 0 | 114.3609 | 24.8027 | 2.8676 | -29.5176 | 1873.4039 | 127.391 | 0 | 0 | 0 | 0 | 0 | 0 | 0 | 0 | 0 | 0 | 839.9958 | 835.1289 | 1661.5803 | 4441.9002 | 32149.0936 | 0.015242 | 0.010783 | 14.1881 | 0.031824 | 14.1563 | 72.8628 | 38.2996 | 35983.7535 | 1.5278 | 516417.7419 | 0 | 0 | 0 | 7.421 | #N/A | #N/A
Angel Fire Solar 1 PV-T | PNM | SW_PNM | NM | Hourly Resource | PV-Tracking | 7.5 | 0 |  | 2021-10-31 | 2050-12-31 | 33.477 | -28.8993 | 1.3094 | 7.5 | 7.5 | 16504.5838 | 0 | 0 | 0.25121 | 0 | 0.55253 | 0.55253 | 8760 | 0 | 8760 | 0 | 0 | 0 | 0 | 3620.0538 | 92.911 | 0.59464 | 5.6258 | -125.1116 | 1865.8723 | 140.7126 | 0 | 0 | 0 | 0 | 0 | 0 | 0 | 0 | 0 | 0 | 0 | 3850.3983 | 0 | 0 | 1397.4567 | 0.89269 | 0.0029891 | 22.2939 | 5.1679 | 17.1082 | 0 | 39.2819 | 0 | 0 | 9481.2128 | 0 | 0 | 0 | 0.56205 | #N/A | #N/A
Angels Powerhouse 1 HY | CIPV | CA_CISO | CA | Hydro | Hydro | 1.4 | 0 |  | 2017-08-22 | 2050-12-31 | 94.466 | 3.733 | 7.3386 | 0.7266 | 0.7266 | 2331.6224 | 0 | 0 | 0.36632 | 0 | 0.22026 | 0.22026 | 0 | 0 | 0 | 8760 | 0 | 0 | 0 | 183.7433 | 99.435 | 5.1917 | 7.5528 | -26.9139 | 1933.28 | 68.6632 | 0 | 0 | 0 | 0 | 0 | 0 | 0 | 0 | 0 | 0 | 45.7601 | 2.9029 | 1.111 | 19.5683 | 3310.0985 | 0.15866 | 0.00010078 | 4.7626 | 4.7626 | 4.7626 | 595.9828 | 0.0014689 | 3.263 | 85.7684 | 46617.6769 | 0 | 0 | 0 | 0.26756 | #N/A | #N/A
Angle Fire Storage 1 BA | PNM | SW_PNM | NM | Pumped Storage | Energy Storage | 3.75 | -3.75 |  | 2021-10-31 | 2050-12-31 | 101.6403 | 8.7178 | 6.5581 | 3.75 | 3.75 | 7043.567 | 8233.6079 | 0.24177 | 0.21442 | 0.022916 | 1.0692 | 1.0463 | 8760 | 0 | 8760 | 0 | 0 | -0.0017851 | 0.054746 | 0 | 92.911 | 0.59464 | 5.6258 | -125.1116 | 1865.8723 | 140.7126 | 1.231 | 0 | 0 | 0 | 0 | 0 | 0 | 0 | 0 | 0 | 8120.4952 | 12478.4555 | 10835.8964 | 889.4892 | 7156.5356 | 0.89269 | 0.0029891 | 22.2939 | 5.1679 | 17.1082 | 9718.3245 | 4.1865 | 126652.2303 | 2814.618 | 151437.2606 | 0 | 0 | 0 | 1.3599 | #N/A | #N/A
Antelope Big Sky Ranch1PV-NT20 | CISC | CA_CISO | CA | Hourly Resource | PV-NonTracking | 20 | 0 |  | 2016-08-19 | 2050-12-31 | 33.9638 | -13.8936 | -6.952 | 20 | 20 | 52516.2601 | 0 | 0 | 0.29975 | 0 | 1.7837 | 1.7837 | 8760 | 0 | 8760 | 0 | 0 | 0 | 0 | 23.34 | 71.5021 | -8.8657 | -6.3227 | -25.0859 | 1955.7181 | 71.8636 | 0 | 0 | 0 | 0 | 0 | 0 | 0 | 0 | 0 | 0 | 0 | 0 | 0 | 0 | -6.3912e-06 | 0.15866 | 0.00010078 | 4.7626 | 4.7626 | 4.7626 | 0 | 0 | 0 | 0 | -1.7122e-05 | 0 | 0 | 0 | 1.7837 | #N/A | #N/A
Antelope Creek Solar LLC PV-T | PACW | NW_PACW | OR | Hourly Resource | PV-Tracking | 2.3 | 0 |  | 2024-04-19 | 2044-04-18 | 101.4513 | 31.6845 | 6.2365 | 2.3 | 2.3 | 5162.4258 | 0 | 0 | 0.25623 | 0 | 0.52374 | 0.52374 | 8760 | 0 | 8760 | 0 | 0 | 0 | 0 | 557.5844 | 106.6438 | 13.9867 | 5.9665 | -39.5895 | 1834.7639 | 89.6137 | 0 | 0 | 0 | 0 | 0 | 0 | 0 | 0 | 0 | 0 | 0 | 498.003 | 0 | 0 | 541.3671 | 27.0174 | 18.7409 | 65.6973 | 0.031824 | 65.2925 | 0 | 58572.987 | 0 | 0 | 35156.1311 | 0 | 0 | 0 | 0.61746 | #N/A | #N/A
Antelope Power Plant 1 PV-NT | CISC | CA_CISO | CA | Hourly Resource | PV-NonTracking | 20 | 0 |  | 2013-03-25 | 2050-12-31 | 33.356 | -16.0204 | -5.087 | 20 | 20 | 58255.2 | 0 | 0 | 0.33251 | 0 | 1.9432 | 1.9432 | 8760 | 0 | 8760 | 0 | 0 | 0 | 0 | 59.22 | 72.7922 | -8.8657 | -5.0326 | -25.128 | 1962.6439 | 71.9581 | 0 | 0 | 0 | 0 | 0 | 0 | 0 | 0 | 0 | 0 | 0 | 0 | 0 | 0 | -4.3074e-06 | 0.15866 | 0.00010078 | 4.7626 | 4.7626 | 4.7626 | 0 | 0 | 0 | 0 | -3.3385e-05 | 0 | 0 | 0 | 1.9432 | #N/A | #N/A
Antelope Solar 1B 1 PV-NT | CISC | CA_CISO | CA | Hourly Resource | PV-NonTracking | 17 | 0 |  | 2022-02-22 | 2050-12-31 | 32.8494 | -15.9368 | -5.5914 | 17 | 17 | 49708.629 | 0 | 0 | 0.33379 | 0 | 1.6329 | 1.6329 | 8760 | 0 | 8760 | 0 | 0 | 0 | 0 | 83.147 | 72.3851 | -8.8657 | -5.4397 | -25.039 | 1959.8409 | 71.9153 | 0 | 0 | 0 | 0 | 0 | 0 | 0 | 0 | 0 | 0 | 0 | 0 | 0 | 0 | 3.6438e-06 | 0.15866 | 0.00010078 | 4.7626 | 4.7626 | 4.7626 | 0 | 0 | 0 | 0 | 2.8885e-05 | 0 | 0 | 0 | 1.6329 | #N/A | #N/A
Antelope Solar 2 Estrella PV-NT | CISC | CA_CISO | CA | Hourly Resource | PV-NonTracking | 56 | 0 |  | 2023-11-30 | 2054-12-31 | 38.0315 | -10.736 | -3.511 | 56 | 56 | 125351.2401 | 0 | 0 | 0.25553 | 0 | 4.7673 | 4.7673 | 8760 | 0 | 8760 | 0 | 0 | 0 | 0 | 1627.92 | 73.2865 | -8.8657 | -4.5383 | -25.2265 | 1966.0969 | 72.0232 | 0 | 0 | 0 | 0 | 0 | 0 | 0 | 0 | 0 | 0 | 0 | 0 | 0 | 0 | -1.0151e-05 | 0.15866 | 0.00010078 | 4.7626 | 4.7626 | 4.7626 | 0 | 0 | 0 | 0 | 0.00013632 | 0 | 0 | 0 | 4.7673 | #N/A | #N/A
Antelope Solar 2 LAB | CISC | CA_CISO | CA | Pumped Storage | Energy Storage | 127 | -127 |  | 2022-05-01 | 2050-12-31 | 49.5043 | -18.8508 | -5.5131 | 127 | 127 | 156625.3565 | 182472.1732 | 5.6082 | 0.14078 | 0.50865 | 5.5705 | 5.0619 | 8760 | 0 | 8760 | 0 | 0 | -0.03877 | 1.4403 | 0 | 73.2207 | -8.8657 | -4.6041 | -25.475 | 1966.0778 | 71.984 | 1.1541 | 0 | 0 | 0 | 0 | 0 | 0 | 0 | 0 | 0 | 85001.1355 | 203202.2297 | 130439.393 | 55.3516 | 310340.7112 | 0.15866 | 0.00010078 | 4.7626 | 4.7626 | 4.7626 | 9.6702 | 20.1579 | 3357.7772 | 0.012233 | 1237.3761 | 0 | 0 | 0 | 5.5751 | #N/A | #N/A
Antelope Solar 2 Luna | CISC | CA_CISO | CA | Pumped Storage | Energy Storage | 100 | -100 |  | 2022-05-05 | 2050-12-31 | 49.5476 | -19.0167 | -5.5578 | 100 | 100 | 124178.1311 | 144680.1492 | 4.4578 | 0.14176 | 0.40329 | 4.4057 | 4.0024 | 8760 | 0 | 8760 | 0 | 0 | -0.030753 | 1.1318 | 0 | 73.2437 | -8.8657 | -4.5811 | -25.361 | 1966.0778 | 71.9967 | 1.1553 | 0 | 0 | 0 | 0 | 0 | 0 | 0 | 0 | 0 | 66581.1416 | 140529.4056 | 200399.481 | 0 | 136589.2379 | 0.15866 | 0.00010078 | 4.7626 | 4.7626 | 4.7626 | 7.6098 | 14.1677 | 2611.9699 | 0 | 935.7791 | 0 | 0 | 0 | 4.4093 | #N/A | #N/A
Antelope Solar 2 PV-NT | CISC | CA_CISO | CA | Hourly Resource | PV-NonTracking | 105 | 0 |  | 2018-12-18 | 2050-12-31 | 32.9676 | -15.9938 | -5.2876 | 105 | 105 | 294410.8646 | 0 | 0 | 0.32008 | 0 | 9.706 | 9.706 | 8760 | 0 | 8760 | 0 | 0 | 0 | 0 | 197.085 | 72.6152 | -8.8657 | -5.2096 | -25.0871 | 1961.4418 | 71.9406 | 0 | 0 | 0 | 0 | 0 | 0 | 0 | 0 | 0 | 0 | 0 | 0 | 0 | 0 | -1.9558e-05 | 0.15866 | 0.00010078 | 4.7626 | 4.7626 | 4.7626 | 0 | 0 | 0 | 0 | 0.00011129 | 0 | 0 | 0 | 9.706 | #N/A | #N/A
Antelope Solar 2 Raceway PV-NT | CISC | CA_CISO | CA | Hourly Resource | PV-NonTracking | 125 | 0 |  | 2023-11-30 | 2054-12-31 | 35.0535 | -19.296 | -4.8475 | 125 | 125 | 341948.918 | 0 | 0 | 0.31228 | 0 | 11.9865 | 11.9865 | 8760 | 0 | 8760 | 0 | 0 | 0 | 0 | 25919.832 | 71.6746 | -10.4023 | -4.6137 | -27.889 | 1960.7458 | 72.8898 | 0 | 0 | 0 | 0 | 0 | 0 | 0 | 0 | 0 | 0 | 0 | 0 | 0 | 0 | 91.375 | 0.15866 | 0.00010078 | 4.7626 | 4.7626 | 4.7626 | 0 | 0 | 0 | 0 | 0.10338 | 0 | 0 | 0 | 11.9865 | #N/A | #N/A
Antelope Solar 2 San Pablo PV-NT | CISC | CA_CISO | CA | Hourly Resource | PV-NonTracking | 100 | 0 |  | 2019-08-03 | 2050-12-31 | 32.4386 | -15.9372 | -6.007 | 100 | 100 | 296761.7 | 0 | 0 | 0.33877 | 0 | 9.6265 | 9.6265 | 8760 | 0 | 8760 | 0 | 0 | 0 | 0 | 0 | 72.0553 | -8.8657 | -5.7695 | -24.9701 | 1957.5371 | 71.8807 | 0 | 0 | 0 | 0 | 0 | 0 | 0 | 0 | 0 | 0 | 0 | 0 | 0 | 0 | 1.4156e-05 | 0.15866 | 0.00010078 | 4.7626 | 4.7626 | 4.7626 | 0 | 0 | 0 | 0 | 8.8185e-05 | 0 | 0 | 0 | 9.6265 | #N/A | #N/A
Antelope Solar 3A PV-NT | CISC | CA_CISO | CA | Hourly Resource | PV-NonTracking | 15 | 0 |  | 2021-06-22 | 2050-12-31 | 33.5546 | -16.0369 | -4.9013 | 15 | 15 | 44037.6903 | 0 | 0 | 0.33514 | 0 | 1.4777 | 1.4777 | 8760 | 0 | 8760 | 0 | 0 | 0 | 0 | 73.425 | 72.94 | -8.8657 | -4.8848 | -25.1552 | 1963.6912 | 71.9782 | 0 | 0 | 0 | 0 | 0 | 0 | 0 | 0 | 0 | 0 | 0 | 0 | 0 | 0 | 6.6357e-07 | 0.15866 | 0.00010078 | 4.7626 | 4.7626 | 4.7626 | 0 | 0 | 0 | 0 | -1.4536e-05 | 0 | 0 | 0 | 1.4777 | #N/A | #N/A
Antelope Solar 3B PV-NT | CISC | CA_CISO | CA | Hourly Resource | PV-NonTracking | 5 | 0 |  | 2021-06-22 | 2051-12-31 | 33.5546 | -16.0369 | -4.9013 | 5 | 5 | 14679.23 | 0 | 0 | 0.33514 | 0 | 0.49256 | 0.49256 | 8760 | 0 | 8760 | 0 | 0 | 0 | 0 | 24.475 | 72.94 | -8.8657 | -4.8848 | -25.1552 | 1963.6912 | 71.9782 | 0 | 0 | 0 | 0 | 0 | 0 | 0 | 0 | 0 | 0 | 0 | 0 | 0 | 0 | -2.6193e-07 | 0.15866 | 0.00010078 | 4.7626 | 4.7626 | 4.7626 | 0 | 0 | 0 | 0 | 3.2198e-06 | 0 | 0 | 0 | 0.49256 | #N/A | #N/A
Antelope Valley Solar 1 PV-NT | CISC | CA_CISO | CA | Hourly Resource | PV-NonTracking | 3 | 0 |  | 2019-02-04 | 2050-12-31 | 36.9646 | -17.2236 | -3.9535 | 3 | 3 | 7337.991 | 0 | 0 | 0.27922 | 0 | 0.27125 | 0.27125 | 8760 | 0 | 8760 | 0 | 0 | 0 | 0 | 376.854 | 72.2264 | -10.8883 | -3.5759 | -25.685 | 1989.2821 | 72.4273 | 0 | 0 | 0 | 0 | 0 | 0 | 0 | 0 | 0 | 0 | 0 | 0 | 0 | 0 | 1.2398e-06 | 0.15866 | 0.00010078 | 4.7626 | 4.7626 | 4.7626 | 0 | 0 | 0 | 0 | 1.6467e-06 | 0 | 0 | 0 | 0.27125 | #N/A | #N/A
Anticline Wind WT | PAWY | BS_PACE | WY | Hourly Resource | WT-Onshore | 100.5 | 0 |  | 2024-12-31 | 2054-12-30 | 67.519 | 1.9869 | -7.2787 | 100.5 | 100.5 | 318186.9037 | 0 | 0 | 0.36142 | 0 | 21.4837 | 21.4837 | 8760 | 0 | 8760 | 0 | 0 | 0 | 0 | 23728.3679 | 107.327 | 24.7318 | -4.0954 | -38.396 | 2128.6006 | 146.54 | 0 | 0 | 0 | 0 | 0 | 0 | 0 | 0 | 0 | 0 | 0 | 4147.4154 | 0 | 0 | 22225.7566 | 7.007 | 5.9428 | 85.5427 | 0.031824 | 85.5024 | 0 | 157889.1719 | 0 | 0 | 941468.3376 | 0 | 0 | 0 | 22.583 | #N/A | #N/A
Ap North Lake Solar 1 PV-NT | CISC | CA_CISO | CA | Hourly Resource | PV-NonTracking | 20 | 0 |  | 2015-08-11 | 2050-12-31 | 34.7751 | -20.8671 | -5.3001 | 20 | 20 | 47493.8417 | 0 | 0 | 0.27108 | 0 | 1.6516 | 1.6516 | 8760 | 0 | 8760 | 0 | 0 | 0 | 0 | 4871.5585 | 68.1212 | -13.0933 | -5.476 | -27.0578 | 1972.7905 | 71.2793 | 0 | 0 | 0 | 0 | 0 | 0 | 0 | 0 | 0 | 0 | 0 | 10.329 | 0 | 0 | 2.58 | 0.15866 | 0.00010078 | 4.7626 | 4.7626 | 4.7626 | 0 | 0.007722 | 0 | 0 | 0.0024281 | 0 | 0 | 0 | 1.6516 | #N/A | #N/A
Apache Solar 1 PV-T | WALC | SW_WALC | AZ | Hourly Resource | PV-Tracking | 20 | 0 |  | 2017-10-01 | 2050-12-31 | 13.3434 | -33.199 | -7.0618 | 20 | 20 | 49217.0117 | 0 | 0 | 0.28092 | 0 | 0.65672 | 0.65672 | 8760 | 0 | 8760 | 0 | 0 | 0 | 0 | 235.9483 | 44.5135 | -33.9183 | -8.2588 | -25.5631 | 1881.4385 | 65.7967 | 0 | 0 | 0 | 0 | 0 | 0 | 0 | 0 | 0 | 0 | 0 | 37010.1077 | 0 | 0 | 59.4483 | 5.7983 | 0.0036528 | 11.544 | 5.1679 | 6.7594 | 0 | 30.64 | 0 | 0 | 468.2616 | 0 | 0 | 0 | 0.65722 | #N/A | #N/A
Apex Solar 1 OT | NWMT | NW_NWMT | MT | Hourly Resource | PV-NonTracking | 80 | 0 |  | 2022-12-01 | 2050-12-31 | 104.9442 | 46.0728 | 3.253 | 80 | 80 | 166219.0485 | 0 | 0 | 0.23718 | 0 | 17.4437 | 17.4437 | 8760 | 0 | 8760 | 0 | 0 | 0 | 0 | 10424.6317 | 103.3117 | 12.7895 | 3.8317 | -1143.3508 | 2113.1721 | 146.0999 | 0 | 0 | 0 | 0 | 0 | 0 | 0 | 0 | 0 | 0 | 0 | 38085.8228 | 0 | 0 | 8721.3162 | 9.0549 | 8.0429 | 75.1759 | 0.031824 | 75.1075 | 0 | 1188476.0961 | 0 | 0 | 479245.6964 | 0 | 0 | 0 | 19.1115 | #N/A | #N/A
Appaloosa Solar I Appaloosa I A PV-T | PAUT | BS_PACE | UT | Hourly Resource | PV-Tracking | 120 | 0 |  | 2023-09-30 | 2044-01-23 | 55.1948 | 4.1199 | -4.939 | 120 | 120 | 285741.3142 | 0 | 0 | 0.27182 | 0 | 15.7714 | 15.7714 | 8760 | 0 | 8760 | 0 | 0 | 0 | 0 | 33010.9696 | 106.3298 | 24.5413 | -4.902 | -24.1966 | 2301.6123 | 146.8022 | 0 | 0 | 0 | 0 | 0 | 0 | 0 | 0 | 0 | 0 | 0 | 16428.6529 | 0 | 0 | 33010.9691 | 7.007 | 5.9428 | 85.5427 | 0.031824 | 85.5024 | 0 | 249854.8843 | 0 | 0 | 1208122.5045 | 0 | 0 | 0 | 17.2294 | #N/A | #N/A
Aquamarine Westside 1 PV-NT | CIPV | CA_CISO | CA | Hourly Resource | PV-NonTracking | 250 | 0 |  | 2021-09-22 | 2050-12-31 | 35.0568 | -17.5427 | -3.1871 | 250 | 250 | 635094.3576 | 0 | 0 | 0.29 | 0 | 22.2643 | 22.2643 | 8760 | 0 | 8760 | 0 | 0 | 0 | 0 | 20891.1421 | 87.194 | 0.67387 | -0.17044 | -32.9972 | 2142.0891 | 86.5523 | 0 | 0 | 0 | 0 | 0 | 0 | 0 | 0 | 0 | 0 | 0 | 0 | 0 | 0 | 376.7345 | 0.15866 | 0.00010078 | 4.7626 | 4.7626 | 4.7626 | 0 | 0 | 0 | 0 | 0.36606 | 0 | 0 | 0 | 22.2644 | #N/A | #N/A
Aragonne Mesa | PNM | SW_PNM | NM | Hourly Resource | WT-Onshore | 235 | 0 |  | 2006-12-01 | 2044-12-31 | 34.4926 | -33.0496 | -15.5454 | 235 | 235 | 926554.2016 | 0 | 0 | 0.45009 | 0 | 31.9592 | 31.9592 | 8760 | 0 | 8760 | 0 | 0 | 0 | 0 | 21117.1347 | 41.1326 | -33.876 | -11.682 | -33.6583 | 1752.7246 | 69.8001 | 0 | 0 | 0 | 0 | 0 | 0 | 0 | 0 | 0 | 0 | 0 | 183337.7792 | 0 | 0 | 6572.0943 | 0.89269 | 0.0029891 | 22.2939 | 5.1679 | 17.1082 | 0 | 536.9314 | 0 | 0 | 117106.8935 | 0 | 0 | 0 | 32.0769 | #N/A | #N/A
Arco Wind WT | PAID | BS_PACE | ID | Hourly Resource | WT-Onshore | 360 | 0 |  | 2026-12-01 | 2051-12-31 | 74.1128 | 10.349 | -9.6735 | 360 | 360 | 1182776.5934 | 0 | 0 | 0.37506 | 0 | 87.6588 | 87.6588 | 8760 | 0 | 8760 | 0 | 0 | 0 | 0 | 60627.4054 | 110.6126 | 26.8795 | -2.9575 | -85.623 | 2273.647 | 143.9021 | 0 | 0 | 0 | 0 | 0 | 0 | 0 | 0 | 0 | 0 | 0 | 62217.24 | 0 | 0 | 59686.859 | 7.007 | 5.9428 | 85.5427 | 0.031824 | 85.5024 | 0 | 5253370.9261 | 0 | 0 | 5187811.255 | 0 | 0 | 0 | 98.1 | #N/A | #N/A
Ardenville Wind Ard1 1 WT | AESO | AB_AESO | AB | Hourly Resource | WT-Onshore | 34 | 0 |  | 2010-11-01 | 2050-12-31 | 60.3619 | -12.5223 | -8.5012 | 34 | 34 | 112058.5802 | 0 | 0 | 0.37624 | 0 | 6.7641 | 6.7641 | 8760 | 0 | 8760 | 0 | 0 | 0 | 0 | 1146.3254 | 88.5483 | 7.0461 | -5.1883 | -45.0123 | 779.9294 | 73.4458 | 0 | 0 | 0 | 0 | 0 | 0 | 0 | 0 | 0 | 0 | 0 | 112058.5802 | 0 | 0 | 1146.3255 | 1.8659 | 0.0078726 | 35.0857 | 35.06 | 35.06 | 0 | 120.2338 | 0 | 0 | 3587.755 | 0 | 0 | 0 | 6.7678 | #N/A | #N/A
Ardenville Wind Ard1 2 WT | AESO | AB_AESO | AB | Hourly Resource | WT-Onshore | 34 | 0 |  | 2010-11-01 | 2050-12-31 | 60.3896 | -12.5067 | -8.5017 | 34 | 34 | 112024.9502 | 0 | 0 | 0.37612 | 0 | 6.7651 | 6.7651 | 8760 | 0 | 8760 | 0 | 0 | 0 | 0 | 1179.9555 | 88.5496 | 7.0461 | -5.1871 | -45.0123 | 779.9294 | 73.4456 | 0 | 0 | 0 | 0 | 0 | 0 | 0 | 0 | 0 | 0 | 0 | 112024.9502 | 0 | 0 | 1179.9555 | 1.8659 | 0.0078726 | 35.0857 | 35.06 | 35.06 | 0 | 120.2116 | 0 | 0 | 3587.7935 | 0 | 0 | 0 | 6.7689 | #N/A | #N/A
Arica Battery | CISC | CA_CISO | AZ | Pumped Storage | Energy Storage | 163 | -136 |  | 2024-05-01 | 2051-12-31 | 45.2969 | -23.5819 | -8.8474 | 163 | 163 | 231144.4233 | 269633.4329 | 7.2206 | 0.16188 | 0.75117 | 8.2426 | 7.4914 | 8760 | 0 | 8760 | 0 | 0 | -0.057734 | 2.0146 | 0 | 63.324 | -15.061 | -8.3056 | -25.2025 | 1929.6017 | 68.7138 | 1.0438 | 0 | 0 | 0 | 0 | 0 | 0 | 0 | 0 | 0 | 0 | 0 | 950.0051 | 0 | 2074.4595 | 0.15866 | 0.00010078 | 4.7626 | 4.7626 | 4.7626 | 0 | 0 | 29654.8363 | 0 | 34007.5403 | 0 | 0 | 0 | 8.3063 | #N/A | #N/A
Arica Solar | CISC | CA_CISO | AZ | Hourly Resource | PV | 263 | 0 |  | 2024-03-15 | 2054-12-31 | 23.3762 | -21.4484 | -8.6257 | 263 | 263 | 738022.1824 | 0 | 0 | 0.32034 | 0 | 17.2522 | 17.2522 | 8760 | 0 | 8760 | 0 | 0 | 0 | 0 | 7971.53 | 61.6584 | -15.061 | -9.9712 | -25.8225 | 1918.8993 | 68.5868 | 0 | 0 | 0 | 0 | 0 | 0 | 0 | 0 | 0 | 0 | 0 | 0 | 0 | 0 | -3.7439e-05 | 0.15866 | 0.00010078 | 4.7626 | 4.7626 | 4.7626 | 0 | 0 | 0 | 0 | -0.0003548 | 0 | 0 | 0 | 17.2522 | #N/A | #N/A
Arizona_Solar_Cielo Azul_500kV 1 PV | AZPS | SW_AZPS | AZ | Hourly Resource | PV | 200 | 0 |  | 2024-05-01 | 2051-12-31 | 21.1271 | -24.5539 | -7.2308 | 200 | 200 | 571791.1134 | 0 | 0 | 0.32636 | 0 | 12.0803 | 12.0803 | 8760 | 0 | 8760 | 0 | 0 | 0 | 0 | 322.086 | 60.0906 | -16.8214 | -9.7786 | -25 | 1925.3224 | 72.1124 | 0 | 0 | 0 | 0 | 0 | 0 | 0 | 0 | 0 | 0 | 0 | 208.3061 | 0 | 0 | 322.0859 | 0.94841 | 0.0016464 | 11.9962 | 5.1679 | 6.8283 | 0 | 164.0579 | 0 | 0 | 1502.0183 | 0 | 0 | 0 | 12.082 | #N/A | #N/A
Arizona_Solar_Cielo Azul_500kV 2 PV | AZPS | SW_AZPS | AZ | Hourly Resource | PV | 575 | 0 |  | 2024-05-01 | 2051-12-31 | 21.1216 | -24.5556 | -7.2301 | 575 | 575 | 1644154.7703 | 0 | 0 | 0.32642 | 0 | 34.7272 | 34.7272 | 8760 | 0 | 8760 | 0 | 0 | 0 | 0 | 670.6817 | 60.0906 | -16.8214 | -9.7786 | -25 | 1925.3224 | 72.1124 | 0 | 0 | 0 | 0 | 0 | 0 | 0 | 0 | 0 | 0 | 0 | 445.05 | 0 | 0 | 670.682 | 0.94841 | 0.0016464 | 11.9962 | 5.1679 | 6.8283 | 0 | 471.4635 | 0 | 0 | 1539.5582 | 0 | 0 | 0 | 34.7292 | #N/A | #N/A
Arizona_Solar_Cielo Azul_500kV 3 PV | AZPS | SW_AZPS | AZ | Hourly Resource | PV | 595 | 0 |  | 2025-05-01 | 2051-12-31 | 21.1343 | -24.5592 | -7.2326 | 595 | 595 | 1700909.0469 | 0 | 0 | 0.32633 | 0 | 35.9475 | 35.9475 | 8760 | 0 | 8760 | 0 | 0 | 0 | 0 | 1127.7228 | 60.0906 | -16.8214 | -9.7786 | -25 | 1925.3224 | 72.1124 | 0 | 0 | 0 | 0 | 0 | 0 | 0 | 0 | 0 | 0 | 0 | 303.4056 | 0 | 0 | 37.5547 | 0.94841 | 0.0016464 | 11.9962 | 5.1679 | 6.8283 | 0 | 487.6547 | 0 | 0 | 0.29601 | 0 | 0 | 0 | 35.948 | #N/A | #N/A
Arizona_Solar_Cielo Azul_500kV 4 PV | AZPS | SW_AZPS | AZ | Hourly Resource | PV | 130 | 0 |  | 2030-05-01 | 2051-12-31 | 21.2293 | -24.5684 | -7.249 | 130 | 130 | 370863.5219 | 0 | 0 | 0.32566 | 0 | 7.8732 | 7.8732 | 8760 | 0 | 8760 | 0 | 0 | 0 | 0 | 1010.0589 | 60.0906 | -16.8214 | -9.7786 | -25 | 1925.3224 | 72.1124 | 0 | 0 | 0 | 0 | 0 | 0 | 0 | 0 | 0 | 0 | 0 | 17.29 | 0 | 0 | -1.3225e-05 | 0.94841 | 0.0016464 | 11.9962 | 5.1679 | 6.8283 | 0 | 106.4817 | 0 | 0 | 3.0436e-05 | 0 | 0 | 0 | 7.8733 | #N/A | #N/A
Arizona_Solar_Delaney_500kV PV | AZPS | SW_AZPS | AZ | Hourly Resource | PV | 150 | 0 |  | 2024-05-01 | 2051-12-31 | 21.5806 | -24.3943 | -7.262 | 150 | 150 | 418224.8667 | 0 | 0 | 0.31828 | 0 | 9.0256 | 9.0256 | 8760 | 0 | 8760 | 0 | 0 | 0 | 0 | 2264.2832 | 60.0906 | -16.8214 | -9.7786 | -25 | 1925.3224 | 72.1124 | 0 | 0 | 0 | 0 | 0 | 0 | 0 | 0 | 0 | 0 | 0 | 23.55 | 0 | 0 | 158.7 | 0.94841 | 0.0016464 | 11.9962 | 5.1679 | 6.8283 | 0 | 135.9712 | 0 | 0 | 2354.8508 | 0 | 0 | 0 | 9.0281 | #N/A | #N/A
Arizona_Solar_Hassayampa_500kV PV | TH_PV | SW_TH_PV | AZ | Hourly Resource | PV | 250 | 0 |  | 2028-05-01 | 2051-12-31 | 14.0932 | -31.6025 | -7.2768 | 250 | 250 | 700151.6602 | 0 | 0 | 0.3197 | 0 | 9.8674 | 9.8674 | 8760 | 0 | 8760 | 0 | 0 | 0 | 0 | 663.5898 | 44.2262 | -32.4671 | -9.9972 | -25.111 | 1878.6093 | 64.0825 | 0 | 0 | 0 | 0 | 0 | 0 | 0 | 0 | 0 | 0 | 0 | 0 | 0 | 0 | 0 | 0 | 0 | 0 | 0 | 0 | 0 | 0 | 0 | 0 | 0 | 0 | 0 | 0 | 9.8674 | #N/A | #N/A
Arizona_Solar_Hoodoo Wash_500kV 1 PV | CISD | CA_CISO | AZ | Hourly Resource | PV | 500 | 0 |  | 2024-05-01 | 2051-12-31 | 24.7883 | -21.5976 | -8.1371 | 500 | 500 | 1563963.3555 | 0 | 0 | 0.35707 | 0 | 38.768 | 38.768 | 8760 | 0 | 8760 | 0 | 0 | 0 | 0 | 9340.6447 | 60.1809 | -16.0706 | -10.4391 | -25.2366 | 1884.0494 | 66.1649 | 0 | 0 | 0 | 0 | 0 | 0 | 0 | 0 | 0 | 0 | 0 | 0 | 0 | 0 | -9.0525e-05 | 0.15866 | 0.00010078 | 4.7626 | 4.7626 | 4.7626 | 0 | 0 | 0 | 0 | -0.0019561 | 0 | 0 | 0 | 38.768 | #N/A | #N/A
Arizona_Solar_Hoodoo Wash_500kV 2 PV | CISD | CA_CISO | AZ | Hourly Resource | PV | 450 | 0 |  | 2030-05-01 | 2051-12-31 | 24.9147 | -21.6253 | -8.1212 | 450 | 450 | 1404995.9106 | 0 | 0 | 0.35642 | 0 | 35.005 | 35.005 | 8760 | 0 | 8760 | 0 | 0 | 0 | 0 | 10977.6877 | 60.2094 | -16.0706 | -10.4106 | -25.2425 | 1884.222 | 66.1681 | 0 | 0 | 0 | 0 | 0 | 0 | 0 | 0 | 0 | 0 | 0 | 0 | 0 | 0 | 0.00026133 | 0.15866 | 0.00010078 | 4.7626 | 4.7626 | 4.7626 | 0 | 0 | 0 | 0 | 0.001831 | 0 | 0 | 0 | 35.005 | #N/A | #N/A
Arlington 1 PV-NT | CISC | CA_CISO | CA | Hourly Resource | PV-NonTracking | 133 | 0 |  | 2022-03-21 | 2051-12-31 | 24.4498 | -21.9739 | -7.4032 | 133 | 133 | 372046.5865 | 0 | 0 | 0.31933 | 0 | 9.0965 | 9.0965 | 8760 | 0 | 8760 | 0 | 0 | 0 | 0 | 4673.2532 | 61.971 | -15.4691 | -9.2505 | -25.1481 | 1918.4843 | 68.2102 | 0 | 0 | 0 | 0 | 0 | 0 | 0 | 0 | 0 | 0 | 0 | 0 | 0 | 0 | 1.8999e-05 | 0.15866 | 0.00010078 | 4.7626 | 4.7626 | 4.7626 | 0 | 0 | 0 | 0 | -7.2562e-05 | 0 | 0 | 0 | 9.0965 | #N/A | #N/A
ARLINGTON 2A BA | CISC | CA_CISO | AZ | Pumped Storage | Energy Storage | 49 | -132 |  | 2022-08-16 | 2054-12-31 | 44.4675 | -23.3848 | -9.4864 | 49 | 49 | 69606.4394 | 81198.1622 | 2.1065 | 0.16216 | 0.22621 | 2.4928 | 2.2666 | 8760 | 0 | 8760 | 0 | 0 | -0.017388 | 0.59729 | 0 | 62.1751 | -15.4691 | -9.0463 | -25.1746 | 1919.7456 | 68.2283 | 1.0286 | 0 | 0 | 0 | 0 | 0 | 0 | 0 | 0 | 0 | 15532.5336 | 14007.4982 | 38317.8366 | 0 | 14595.8419 | 0.15866 | 0.00010078 | 4.7626 | 4.7626 | 4.7626 | 2.3039 | 2.1 | 17558.5576 | 0 | 164.2131 | 0 | 0 | 0 | 2.5105 | #N/A | #N/A
Arlington BESS | CISC | CA_CISO | CA | Pumped Storage | Energy Storage | 193 | -47 |  | 2023-07-01 | 2050-12-31 | 44.4468 | -23.7171 | -9.5271 | 193 | 193 | 273753.9096 | 319338.7056 | 8.2916 | 0.16192 | 0.88964 | 9.7778 | 8.8882 | 8760 | 0 | 8760 | 0 | 0 | -0.068377 | 2.3524 | 0 | 62.1724 | -15.4692 | -9.049 | -25.1955 | 1919.9521 | 68.2131 | 1.028 | 0 | 0 | 0 | 0 | 0 | 0 | 0 | 0 | 0 | 52654.6311 | 138103.3091 | 96201.5189 | 0 | 196239.6482 | 0.15866 | 0.00010078 | 4.7626 | 4.7626 | 4.7626 | 7.0491 | 18.4551 | 5375.5957 | 0 | 70079.3666 | 0 | 0 | 0 | 9.8533 | #N/A | #N/A
Arlington Solar Unit 1 PV-NT | CISC | CA_CISO | CA | Hourly Resource | PV-NonTracking | 240 | 0 |  | 2022-02-15 | 2050-12-31 | 24.4666 | -21.9737 | -7.369 | 240 | 240 | 671565.6169 | 0 | 0 | 0.31943 | 0 | 16.4309 | 16.4309 | 8760 | 0 | 8760 | 0 | 0 | 0 | 0 | 8229.5841 | 61.9603 | -15.4692 | -9.261 | -25.1599 | 1918.6416 | 68.1943 | 0 | 0 | 0 | 0 | 0 | 0 | 0 | 0 | 0 | 0 | 0 | 0 | 0 | 0 | -5.8115e-05 | 0.15866 | 0.00010078 | 4.7626 | 4.7626 | 4.7626 | 0 | 0 | 0 | 0 | -0.00052192 | 0 | 0 | 0 | 16.4309 | #N/A | #N/A
Arlington Valley Solar Energy II 1 PV-NT | SRP | SW_SRP | AZ | Hourly Resource | PV-Tracking | 127 | 0 |  | 2013-12-01 | 2050-12-31 | 23.9657 | -34.2029 | -10.2792 | 127 | 127 | 267698.3735 | 0 | 0 | 0.24062 | 0 | 6.4156 | 6.4156 | 8760 | 0 | 8760 | 0 | 0 | 0 | 0 | 88046.6606 | 43.0572 | -33.0678 | -10.5655 | -25.3728 | 1870.3486 | 63.5576 | 0 | 0 | 0 | 0 | 0 | 0 | 0 | 0 | 0 | 0 | 0 | 65231.7465 | 0 | 0 | 24951.9549 | 1.0352 | 0.11547 | 12.6186 | 5.1679 | 7.4506 | 0 | 27075.4368 | 0 | 0 | 3609.5545 | 0 | 0 | 0 | 6.4463 | #N/A | #N/A
Armadillo Community Solar PV | WACM | RM_WACM | CO | Hourly Resource | PV | 0.049 | 0 |  | 2014-11-18 | 2051-12-31 | 96.0622 | 47.4877 | -3.0476 | 0.049 | 0.049 | 130.5798 | 0 | 0 | 0.30421 | 0 | 0.012545 | 0.012545 | 8760 | 0 | 8760 | 0 | 0 | 0 | 0 | 0 | 186.866 | 103.42 | -3.2446 | -23.8353 | 2733.4714 | 313.9477 | 0 | 0 | 0 | 0 | 0 | 0 | 0 | 0 | 0 | 0 | 0 | 0 | 0 | 0 | 0.00083295 | 0.075305 | 0.00032051 | 86.4793 | 43.2396 | 43.2397 | 0 | 0 | 0 | 0 | 0.050743 | 0 | 0 | 0 | 0.012545 | #N/A | #N/A
Arrache 4006 2 PV | CISC | CA_CISO | CA | Hourly Resource | PV | 1 | 0 |  | 2013-08-01 | 2051-12-31 | 34.7639 | -19.9793 | -3.8544 | 1 | 1 | 2756.836 | 0 | 0 | 0.31471 | 0 | 0.095839 | 0.095839 | 8760 | 0 | 8760 | 0 | 0 | 0 | 0 | 180.671 | 71.7901 | -11.2727 | -3.6277 | -25.6695 | 1996.8148 | 72.6233 | 0 | 0 | 0 | 0 | 0 | 0 | 0 | 0 | 0 | 0 | 0 | 0 | 0 | 0 | 0 | 0.15866 | 0.00010078 | 4.7626 | 4.7626 | 4.7626 | 0 | 0 | 0 | 0 | 0 | 0 | 0 | 0 | 0.095839 | #N/A | #N/A
Arrache 4006 I PV-NT | CISC | CA_CISO | CA | Hourly Resource | PV | 1 | 0 |  | 2013-08-01 | 2051-12-31 | 27.5379 | -24.7864 | -4.5777 | 1 | 1 | 2809.483 | 0 | 0 | 0.32072 | 0 | 0.077367 | 0.077367 | 8760 | 0 | 8760 | 0 | 0 | 0 | 0 | 128.024 | 69.69 | -12.438 | -4.5625 | -25.2525 | 1964.6503 | 73.83 | 0 | 0 | 0 | 0 | 0 | 0 | 0 | 0 | 0 | 0 | 0 | 0 | 0 | 0 | 0 | 0.15866 | 0.00010078 | 4.7626 | 4.7626 | 4.7626 | 0 | 0 | 0 | 0 | 0 | 0 | 0 | 0 | 0.077367 | #N/A | #N/A
Arrache 4006 II PV-NT | CISC | CA_CISO | CA | Hourly Resource | PV-NonTracking | 1 | 0 |  | 2023-12-22 | 2051-12-31 | 32.4975 | -16.5089 | -4.6768 | 1 | 1 | 2550.172 | 0 | 0 | 0.29112 | 0 | 0.082875 | 0.082875 | 8760 | 0 | 8760 | 0 | 0 | 0 | 0 | 17.42 | 73.2627 | -8.743 | -4.6848 | -25.2092 | 1965.8539 | 71.9873 | 0 | 0 | 0 | 0 | 0 | 0 | 0 | 0 | 0 | 0 | 0 | 0 | 0 | 0 | 0 | 0.15866 | 0.00010078 | 4.7626 | 4.7626 | 4.7626 | 0 | 0 | 0 | 0 | 0 | 0 | 0 | 0 | 0.082875 | #N/A | #N/A
Arrache 4013 PV-NT | CISC | CA_CISO | CA | Hourly Resource | PV-NonTracking | 1.5 | 0 |  | 2023-06-28 | 2054-12-31 | 32.4751 | -16.5061 | -4.6748 | 1.5 | 1.5 | 3826.749 | 0 | 0 | 0.29123 | 0 | 0.12427 | 0.12427 | 8760 | 0 | 8760 | 0 | 0 | 0 | 0 | 24.639 | 73.2627 | -8.743 | -4.6848 | -25.2092 | 1965.8539 | 71.9873 | 0 | 0 | 0 | 0 | 0 | 0 | 0 | 0 | 0 | 0 | 0 | 0 | 0 | 0 | -2.583e-08 | 0.15866 | 0.00010078 | 4.7626 | 4.7626 | 4.7626 | 0 | 0 | 0 | 0 | -1.7662e-06 | 0 | 0 | 0 | 0.12427 | #N/A | #N/A
Arrache 8083 1 PV | CISC | CA_CISO | CA | Hourly Resource | PV | 1.5 | 0 |  | 2013-09-01 | 2051-12-31 | 34.764 | -19.9794 | -3.8544 | 1.5 | 1.5 | 4135.254 | 0 | 0 | 0.31471 | 0 | 0.14376 | 0.14376 | 8760 | 0 | 8760 | 0 | 0 | 0 | 0 | 271.0065 | 71.7901 | -11.2727 | -3.6277 | -25.6695 | 1996.8148 | 72.6233 | 0 | 0 | 0 | 0 | 0 | 0 | 0 | 0 | 0 | 0 | 0 | 0 | 0 | 0 | 5.2605e-07 | 0.15866 | 0.00010078 | 4.7626 | 4.7626 | 4.7626 | 0 | 0 | 0 | 0 | 3.5095e-06 | 0 | 0 | 0 | 0.14376 | #N/A | #N/A
Arrache 8083 2 PV | CISC | CA_CISO | CA | Hourly Resource | PV | 1.5 | 0 |  | 2013-09-01 | 2051-12-31 | 34.764 | -19.9794 | -3.8544 | 1.5 | 1.5 | 4135.254 | 0 | 0 | 0.31471 | 0 | 0.14376 | 0.14376 | 8760 | 0 | 8760 | 0 | 0 | 0 | 0 | 271.0065 | 71.7901 | -11.2727 | -3.6277 | -25.6695 | 1996.8148 | 72.6233 | 0 | 0 | 0 | 0 | 0 | 0 | 0 | 0 | 0 | 0 | 0 | 0 | 0 | 0 | 5.2605e-07 | 0.15866 | 0.00010078 | 4.7626 | 4.7626 | 4.7626 | 0 | 0 | 0 | 0 | 3.5095e-06 | 0 | 0 | 0 | 0.14376 | #N/A | #N/A
Arrache 8083 I PV-NT | CISC | CA_CISO | CA | Hourly Resource | PV-NonTracking | 1.5 | 0 |  | 2023-06-28 | 2051-12-31 | 32.4975 | -16.509 | -4.6768 | 1.5 | 1.5 | 3825.258 | 0 | 0 | 0.29112 | 0 | 0.12431 | 0.12431 | 8760 | 0 | 8760 | 0 | 0 | 0 | 0 | 26.13 | 73.2627 | -8.743 | -4.6848 | -25.2092 | 1965.8539 | 71.9873 | 0 | 0 | 0 | 0 | 0 | 0 | 0 | 0 | 0 | 0 | 0 | 0 | 0 | 0 | 8.4765e-08 | 0.15866 | 0.00010078 | 4.7626 | 4.7626 | 4.7626 | 0 | 0 | 0 | 0 | -1.766e-06 | 0 | 0 | 0 | 0.12431 | #N/A | #N/A
Arrache 8083 II PV-NT | CISC | CA_CISO | CA | Hourly Resource | PV-NonTracking | 1.5 | 0 |  | 2023-06-28 | 2051-12-31 | 32.483 | -16.5071 | -4.6755 | 1.5 | 1.5 | 3826.2274 | 0 | 0 | 0.29119 | 0 | 0.12429 | 0.12429 | 8760 | 0 | 8760 | 0 | 0 | 0 | 0 | 25.1606 | 73.2627 | -8.743 | -4.6848 | -25.2092 | 1965.8539 | 71.9873 | 0 | 0 | 0 | 0 | 0 | 0 | 0 | 0 | 0 | 0 | 0 | 0 | 0 | 0 | 8.4765e-08 | 0.15866 | 0.00010078 | 4.7626 | 4.7626 | 4.7626 | 0 | 0 | 0 | 0 | -1.766e-06 | 0 | 0 | 0 | 0.12429 | #N/A | #N/A
Arrache 8083 III PV-NT | CISC | CA_CISO | CA | Hourly Resource | PV | 1 | 0 |  | 2013-09-01 | 2051-12-31 | 27.5379 | -24.7864 | -4.5777 | 1 | 1 | 2809.483 | 0 | 0 | 0.32072 | 0 | 0.077367 | 0.077367 | 8760 | 0 | 8760 | 0 | 0 | 0 | 0 | 128.024 | 69.69 | -12.438 | -4.5625 | -25.2525 | 1964.6503 | 73.83 | 0 | 0 | 0 | 0 | 0 | 0 | 0 | 0 | 0 | 0 | 0 | 0 | 0 | 0 | 0 | 0.15866 | 0.00010078 | 4.7626 | 4.7626 | 4.7626 | 0 | 0 | 0 | 0 | 0 | 0 | 0 | 0 | 0.077367 | #N/A | #N/A
Arrow Canyon Solar 1 BA | NEVP | SW_NVE | NV | Pumped Storage | Energy Storage | 92 | -92 |  | 2022-12-30 | 2048-12-31 | 30.2429 | -35.1957 | -8.7336 | 92 | 92 | 132888.0348 | 155040.0314 | 1.7693 | 0.16489 | 0.43189 | 5.1691 | 4.7372 | 8760 | 0 | 8760 | 0 | 0 | -0.033228 | 1.3135 | 0 | 43.9357 | -33.7064 | -9.0484 | -25.1405 | 1875.912 | 64.5535 | 0.78224 | 0 | 0 | 0 | 0 | 0 | 0 | 0 | 0 | 0 | 50471.4864 | 463452.4447 | 109105.2211 | 148398.6869 | 119088.2665 | 0.19614 | 0.00021973 | 4.6327 | 0.031824 | 4.6009 | 2129.8109 | 58.6332 | 7627.1021 | 5084.1836 | 42413.3271 | 0 | 0 | 0 | 5.2264 | #N/A | #N/A
Arrow Canyon Solar 1 PV-T | NEVP | SW_NVE | NV | Hourly Resource | PV-Tracking | 108 | 0 |  | 2022-12-01 | 2048-12-31 | 12.952 | -32.7206 | -7.0309 | 108 | 108 | 296509.681 | 0 | 0 | 0.31341 | 0 | 3.8404 | 3.8404 | 8760 | 0 | 8760 | 0 | 0 | 0 | 0 | 100.656 | 43.9357 | -33.7064 | -9.0484 | -25.1405 | 1875.912 | 64.5535 | 0 | 0 | 0 | 0 | 0 | 0 | 0 | 0 | 0 | 0 | 0 | 391.1524 | 0 | 0 | 4.4703e-06 | 0.19614 | 0.00021973 | 4.6327 | 0.031824 | 4.6009 | 0 | 0.4627 | 0 | 0 | 2.9811e-05 | 0 | 0 | 0 | 3.8404 | #N/A | #N/A
Arrow Lakes 1 HY | BCHA | BC_BCHA | BC | Hydro | Hydro | 185 | 0 |  | 2002-02-01 | 2050-12-31 | 110.0525 | 13.9978 | -3.7705 | 172.8469 | 158.5324 | 936753.4736 | 0 | 0 | 0.58872 | 0 | 103.0921 | 103.0921 | 0 | 0 | 1324 | 7436 | 0 | 0 | 0 | 0 | 96.0077 | 12.4035 | -3.0863 | -71.0526 | 1007.4003 | 78.1459 | 0 | 0 | 0 | 0 | 0 | 0 | 0 | 0 | 0 | 0 | 684.2298 | 331.3914 | 10096.5163 | 1788.4812 | 6696.2492 | 0.00013821 | 0.00013721 | 0.00014044 | 0.00013944 | 0.00013842 | 0.27608 | 0.14717 | 2.1572 | 0.32717 | 1.4431 | 0 | 0 | 0 | 103.0921 | #N/A | #N/A
Arrowrock 1 HY | IPTV | BS_IPCO | ID | Hydro | Hydro | 15 | 0 |  | 2010-04-01 | 2050-12-31 | 89.2869 | 17.2669 | 1.829 | 10.944 | 14.9404 | 77259.4552 | 0 | 0 | 0.46419 | 0 | 6.8983 | 6.8983 | 0 | 0 | 806 | 7954 | 0 | 0 | 0 | 0 | 114.9927 | 24.5039 | 3.7983 | -30.4515 | 1912.0339 | 126.4354 | 0 | 0 | 0 | 0 | 0 | 0 | 0 | 0 | 0 | 0 | 46.5048 | 82.6007 | 30.0624 | 86.3246 | 172.3595 | 0.015242 | 0.010783 | 14.1881 | 0.031824 | 14.1563 | 0.011099 | 0.018638 | 852.2371 | 10.8163 | 1580.7462 | 0 | 0 | 0 | 6.9007 | #N/A | #N/A
Arroyo Storage 1 BA | PNM | SW_PNM | NM | Pumped Storage | Energy Storage | 300 | -75 |  | 2022-10-31 | 2043-07-31 | 44.0505 | -35.5597 | -5.1409 | 300 | 300 | 376183.5242 | 439587.1627 | 10.1865 | 0.14314 | 1.2237 | 15.5622 | 14.3386 | 8760 | 0 | 8760 | 0 | 0 | -0.095105 | 4.6832 | 0 | 47.6996 | -33.8321 | -5.1588 | -26.6475 | 1917.6771 | 72.4455 | 0.8335 | 0 | 0 | 0 | 0 | 0 | 0 | 0 | 0 | 0 | 599700.2499 | 1331822.0927 | 366608.2918 | 71240.8509 | 1565776.4999 | 0.89269 | 0.0029891 | 22.2939 | 5.1679 | 17.1082 | 463922.1195 | 809.0057 | 8045706.5478 | 2042481.9541 | 18359544.3444 | 0 | 0 | 0 | 44.4747 | #N/A | #N/A
Arroyo Storage 1 PV | PNM | SW_PNM | NM | Hourly Resource | PV | 300 | 0 |  | 2024-01-01 | 2051-12-31 | 33.0755 | -33.8085 | -5.7229 | 300 | 300 | 458918.5865 | 0 | 0 | 0.17463 | 0 | 15.1789 | 15.1789 | 8760 | 0 | 8760 | 0 | 0 | 0 | 0 | 291115.6134 | 47.6999 | -33.8321 | -5.1585 | -26.2128 | 1919.6846 | 72.5848 | 0 | 0 | 0 | 0 | 0 | 0 | 0 | 0 | 0 | 0 | 0 | 33.3 | 0 | 0 | 63895.9387 | 0.89269 | 0.0029891 | 22.2939 | 5.1679 | 17.1082 | 0 | 583.8141 | 0 | 0 | 936532.2634 | 0 | 0 | 0 | 16.1161 | #N/A | #N/A
Aspiration Solar G 1 PV-NT | CIPV | CA_CISO | CA | Hourly Resource | PV-NonTracking | 9 | 0 |  | 2017-09-15 | 2050-12-31 | 47.2785 | -8.3566 | -2.5306 | 9 | 9 | 19931.517 | 0 | 0 | 0.25281 | 0 | 0.94233 | 0.94233 | 8760 | 0 | 8760 | 0 | 0 | 0 | 0 | 1371.699 | 89.4645 | 3.0152 | -0.24123 | -25.2514 | 2055.5625 | 80.9465 | 0 | 0 | 0 | 0 | 0 | 0 | 0 | 0 | 0 | 0 | 0 | 4.392 | 0 | 0 | 3.735 | 0.15866 | 0.00010078 | 4.7626 | 4.7626 | 4.7626 | 0 | 0.0032835 | 0 | 0 | 0.0046596 | 0 | 0 | 0 | 0.94233 | #N/A | #N/A
Astoria 1 PV-NT | CISC | CA_CISO | CA | Hourly Resource | PV-Tracking | 100 | 0 |  | 2016-10-18 | 2050-12-31 | 31.2351 | -19.0761 | -5.543 | 100 | 100 | 288078.6785 | 0 | 0 | 0.32886 | 0 | 8.9982 | 8.9982 | 8760 | 0 | 8760 | 0 | 0 | 0 | 0 | 7056.8214 | 70.9416 | -10.4085 | -5.3404 | -27.9166 | 1954.985 | 72.7864 | 0 | 0 | 0 | 0 | 0 | 0 | 0 | 0 | 0 | 0 | 0 | 20747.664 | 0 | 0 | 584.4999 | 0.15866 | 0.00010078 | 4.7626 | 4.7626 | 4.7626 | 0 | 7.8031 | 0 | 0 | 0.21802 | 0 | 0 | 0 | 8.9982 | #N/A | #N/A
Astoria 2 PV-NT | CISC | CA_CISO | CA | Hourly Resource | PV-Tracking | 75 | 0 |  | 2016-10-31 | 2050-12-31 | 31.4508 | -19.13 | -5.3916 | 75 | 75 | 209328.3555 | 0 | 0 | 0.31861 | 0 | 6.5835 | 6.5835 | 8760 | 0 | 8760 | 0 | 0 | 0 | 0 | 5954.8696 | 71.0641 | -10.4085 | -5.2179 | -27.9119 | 1955.9102 | 72.8038 | 0 | 0 | 0 | 0 | 0 | 0 | 0 | 0 | 0 | 0 | 0 | 14324.2789 | 0 | 0 | 376.9446 | 0.15866 | 0.00010078 | 4.7626 | 4.7626 | 4.7626 | 0 | 5.4223 | 0 | 0 | 0.14348 | 0 | 0 | 0 | 6.5836 | #N/A | #N/A
ATCO Anderson 801S DER Solar 1 PV-NT | AESO | AB_AESO | AB | Hourly Resource | PV-NonTracking | 13 | 0 |  | 2024-06-01 | 2051-12-31 | 72.8482 | 14.0943 | 3.4483 | 13 | 13 | 29013.7483 | 0 | 0 | 0.25477 | 0 | 2.1136 | 2.1136 | 8760 | 0 | 8760 | 0 | 0 | 0 | 0 | 44.0987 | 97.4817 | 10.8924 | -0.10122 | -25.9646 | 756.4147 | 68.2466 | 0 | 0 | 0 | 0 | 0 | 0 | 0 | 0 | 0 | 0 | 0 | 0 | 0 | 0 | 9.0767 | 1.8659 | 0.0078726 | 35.0857 | 35.06 | 35.06 | 0 | 0 | 0 | 0 | 269.8404 | 0 | 0 | 0 | 2.1139 | #N/A | #N/A
ATCO Bullpound 803S DER Solar 1 PV-NT | AESO | AB_AESO | AB | Hourly Resource | PV-NonTracking | 14.3 | 0 |  | 2024-06-01 | 2051-12-31 | 73.8108 | 14.1396 | 4.3703 | 14.3 | 14.3 | 31917.2002 | 0 | 0 | 0.25479 | 0 | 2.3558 | 2.3558 | 8760 | 0 | 8760 | 0 | 0 | 0 | 0 | 46.4321 | 97.298 | 10.9265 | -0.319 | -25.5999 | 759.5881 | 68.584 | 0 | 0 | 0 | 0 | 0 | 0 | 0 | 0 | 0 | 0 | 0 | 0 | 0 | 0 | 7.9079 | 1.8659 | 0.0078726 | 35.0857 | 35.06 | 35.06 | 0 | 0 | 0 | 0 | 257.5244 | 0 | 0 | 0 | 2.3561 | #N/A | #N/A
Athos Power Plant 2PV-NT200 | CISC | CA_CISO | CA | Hourly Resource | PV-NonTracking | 200 | 0 |  | 2022-04-05 | 2050-12-31 | 25.0921 | -21.8138 | -7.3475 | 200 | 200 | 566936.9401 | 0 | 0 | 0.32359 | 0 | 14.2256 | 14.2256 | 8760 | 0 | 8760 | 0 | 0 | 0 | 0 | 7356.6595 | 62.6462 | -15.032 | -9.0123 | -25.131 | 1925.718 | 68.7276 | 0 | 0 | 0 | 0 | 0 | 0 | 0 | 0 | 0 | 0 | 0 | 0 | 0 | 0 | 6.1747e-05 | 0.15866 | 0.00010078 | 4.7626 | 4.7626 | 4.7626 | 0 | 0 | 0 | 0 | -0.0007127 | 0 | 0 | 0 | 14.2256 | #N/A | #N/A
Athos Power Plant1PV-NT250 | CISC | CA_CISO | CA | Hourly Resource | PV-NonTracking | 250 | 0 |  | 2021-12-16 | 2050-12-31 | 25.1088 | -21.8003 | -7.337 | 250 | 250 | 708571.8842 | 0 | 0 | 0.32355 | 0 | 17.7914 | 17.7914 | 8760 | 0 | 8760 | 0 | 0 | 0 | 0 | 9293.6154 | 62.7173 | -15.032 | -8.9412 | -25.1285 | 1926.9563 | 68.7772 | 0 | 0 | 0 | 0 | 0 | 0 | 0 | 0 | 0 | 0 | 0 | 0 | 0 | 0 | -0.00012924 | 0.15866 | 0.00010078 | 4.7626 | 4.7626 | 4.7626 | 0 | 0 | 0 | 0 | -0.00018584 | 0 | 0 | 0 | 17.7914 | #N/A | #N/A
ATLAS SOLAR 2 PV-NT | AZPS | SW_AZPS | AZ | Hourly Resource | PV-NonTracking | 300 | 0 |  | 2024-06-01 | 2054-12-31 | -0.91404 | -47.4256 | -8.8856 | 300 | 300 | 870474.4922 | 0 | 0 | 0.33123 | 0 | -0.79565 | -0.79565 | 8760 | 0 | 8760 | 0 | 0 | 0 | 0 | 12410.5076 | 36.6168 | -39.1605 | -10.9133 | -26.3489 | 1858.5508 | 67.0087 | 0 | 0 | 0 | 0 | 0 | 0 | 0 | 0 | 0 | 0 | 0 | 3519.3296 | 0 | 0 | 1951.5545 | 0.94841 | 0.0016464 | 11.9962 | 5.1679 | 6.8283 | 0 | 1645.2486 | 0 | 0 | 26217.4102 | 0 | 0 | 0 | -0.76779 | #N/A | #N/A
ATLAS SOLAR BA | AZPS | SW_AZPS | AZ | Pumped Storage | Energy Storage | 300 | -300 |  | 2024-12-31 | 2054-12-31 | 29.7965 | -40.1659 | -10.5451 | 300 | 300 | 461394.5152 | 538581.7625 | 5.9887 | 0.17557 | 1.5 | 17.8185 | 16.3185 | 8760 | 0 | 8760 | 0 | 0 | -0.11578 | 4.2086 | 0 | 36.6168 | -39.1605 | -10.9133 | -26.3489 | 1858.5508 | 67.0087 | 0.76846 | 0 | 0 | 0 | 0 | 0 | 0 | 0 | 0 | 0 | 221200.9625 | 224121.9337 | 169914.4741 | 147535.9646 | 866856.4329 | 0.94841 | 0.0016464 | 11.9962 | 5.1679 | 6.8283 | 661863.5926 | 51.3277 | 1042972.4721 | 2240323.4274 | 3963059.2531 | 0 | 0 | 0 | 25.7267 | #N/A | #N/A
Atrisco Solar 1 PV-T | PNM | SW_PNM | NM | Hourly Resource | PV-Tracking | 300 | 0 |  | 2023-06-01 | 2044-08-13 | 15.919 | -33.0425 | -4.5824 | 300 | 300 | 833924.5595 | 0 | 0 | 0.31732 | 0 | 13.2752 | 13.2752 | 8760 | 0 | 8760 | 0 | 0 | 0 | 0 | 9856.9412 | 47.8825 | -33.9997 | -4.8083 | -25.4237 | 1930.6847 | 73.484 | 0 | 0 | 0 | 0 | 0 | 0 | 0 | 0 | 0 | 0 | 0 | 18247.0685 | 0 | 0 | 230.6703 | 0.89269 | 0.0029891 | 22.2939 | 5.1679 | 17.1082 | 0 | 245.9628 | 0 | 0 | 0.35758 | 0 | 0 | 0 | 13.2755 | #N/A | #N/A
Atrisco Storage 1 BA | PNM | SW_PNM | NM | Pumped Storage | Energy Storage | 300 | -300 |  | 2023-06-01 | 2044-04-30 | 44.8364 | -36.3216 | -3.8939 | 300 | 300 | 416866.5495 | 487570.262 | 10.1169 | 0.15863 | 1.3567 | 20.3178 | 18.9612 | 8760 | 0 | 8760 | 0 | 0 | -0.10606 | 4.8935 | 0 | 48.173 | -33.9997 | -4.5178 | -25.4192 | 1931.7703 | 73.5435 | 0.83695 | 0 | 0 | 0 | 0 | 0 | 0 | 0 | 0 | 0 | 139801.3663 | 1524207.743 | 150829.6992 | 35518.6372 | 1624590.7684 | 0.89269 | 0.0029891 | 22.2939 | 5.1679 | 17.1082 | 151019.6433 | 1137.201 | 3996864.9923 | 479958.6922 | 14096128.0136 | 0 | 0 | 0 | 39.0429 | #N/A | #N/A
Atwell Island PV Solar Generating Faci 1 PV-NT | CIPV | CA_CISO | CA | Hourly Resource | PV-Tracking | 20 | 0 |  | 2013-03-08 | 2050-12-31 | 30.805 | -16.28 | -5.2135 | 20 | 20 | 40001.98 | 0 | 0 | 0.22832 | 0 | 1.2323 | 1.2323 | 8760 | 0 | 8760 | 0 | 0 | 0 | 0 | 43.42 | 79.7286 | -3.3659 | -3.596 | -25.2757 | 2010.6377 | 76.6041 | 0 | 0 | 0 | 0 | 0 | 0 | 0 | 0 | 0 | 0 | 0 | 40001.98 | 0 | 0 | 43.42 | 0.15866 | 0.00010078 | 4.7626 | 4.7626 | 4.7626 | 0 | 6.5308 | 0 | 0 | 0.0038647 | 0 | 0 | 0 | 1.2323 | #N/A | #N/A
Atwell West 1 PV-NT | CIPV | CA_CISO | CA | Hourly Resource | PV-NonTracking | 20 | 0 |  | 2015-06-11 | 2050-12-31 | 30.3543 | -17.3256 | -6.1607 | 20 | 20 | 53089.02 | 0 | 0 | 0.30302 | 0 | 1.6115 | 1.6115 | 8760 | 0 | 8760 | 0 | 0 | 0 | 0 | 139.34 | 79.0538 | -3.3659 | -4.2708 | -25.4192 | 2005.6465 | 76.5334 | 0 | 0 | 0 | 0 | 0 | 0 | 0 | 0 | 0 | 0 | 0 | 0 | 0 | 0 | 3.1083e-06 | 0.15866 | 0.00010078 | 4.7626 | 4.7626 | 4.7626 | 0 | 0 | 0 | 0 | -1.8662e-05 | 0 | 0 | 0 | 1.6115 | #N/A | #N/A
Av Solar Ranch 1 PV-NT | CISC | CA_CISO | CA | Hourly Resource | PV-NonTracking | 241.5 | 0 |  | 2014-06-19 | 2050-12-31 | 33.3626 | -16.6134 | -5.5295 | 241.5 | 241.5 | 490610.391 | 0 | 0 | 0.23191 | 0 | 16.3681 | 16.3681 | 8760 | 0 | 8760 | 0 | 0 | 0 | 0 | 18757.0637 | 71.1779 | -10.3483 | -5.1644 | -27.8937 | 1960.8037 | 73.0664 | 0 | 0 | 0 | 0 | 0 | 0 | 0 | 0 | 0 | 0 | 0 | 20281.9507 | 0 | 0 | 746.4765 | 0.15866 | 0.00010078 | 4.7626 | 4.7626 | 4.7626 | 0 | 7.6298 | 0 | 0 | 0.37077 | 0 | 0 | 0 | 16.3681 | #N/A | #N/A
Ava Hy Agg Stevens Co 1 HY | AVA | NW_AVA | WA | Hydro | Hydro | 1.72 | 0 |  | 2022-10-26 | 2050-12-31 | 92.7949 | 16.0666 | 0.66992 | 1.72 | 1.72 | 7095.6038 | 0 | 0 | 0.47093 | 0 | 0.65844 | 0.65844 | 0 | 0 | 0 | 8760 | 0 | 0 | 0 | 0 | 109.267 | 21.2177 | 1.3587 | -33.014 | 2303.3477 | 109.5626 | 0 | 0 | 0 | 0 | 0 | 0 | 0 | 0 | 0 | 0 | 0.83333 | 1.8333 | 0.21144 | 0.185 | 0.6194 | 0.0011683 | 0.0011677 | 1.4929 | 0.031824 | 2.0045 | 1.4674 | 1.468 | 0.00018043 | 0.0001205 | 8.9177 | 0 | 0 | 0 | 0.65845 | #N/A | #N/A
Avalon I 1 PV-T | TEPC | SW_TEPC | AZ | Hourly Resource | PV-Tracking | 29 | 0 |  | 2014-12-23 | 2034-12-23 | 16.2063 | -30.5438 | -5.6163 | 29 | 29 | 67433.1492 | 0 | 0 | 0.26544 | 0 | 1.0928 | 1.0928 | 8760 | 0 | 8760 | 0 | 0 | 0 | 0 | 0 | 47.8403 | -32.5286 | -6.3216 | -24.735 | 1962.082 | 68.0229 | 0 | 0 | 0 | 0 | 0 | 0 | 0 | 0 | 0 | 0 | 0 | 68966.6692 | 0 | 0 | 1.8626e-05 | 1.0826 | 0.065843 | 12.0843 | 5.1679 | 6.9163 | 0 | 3022.9897 | 0 | 0 | 3.0178e-05 | 0 | 0 | 0 | 1.0959 | #N/A | #N/A
Avalon Solar II 1 PV-T | TEPC | SW_TEPC | AZ | Hourly Resource | PV-Tracking | 16 | 0 |  | 2016-03-02 | 2036-03-02 | 17.8498 | -29.9467 | -4.2152 | 16 | 16 | 43794.6559 | 0 | 0 | 0.31246 | 0 | 0.78172 | 0.78172 | 8760 | 0 | 8760 | 0 | 0 | 0 | 0 | 0 | 48.6501 | -32.5289 | -5.5115 | -24.7602 | 1966.1233 | 68.204 | 0 | 0 | 0 | 0 | 0 | 0 | 0 | 0 | 0 | 0 | 0 | 298.1904 | 0 | 0 | 0 | 1.0826 | 0.065843 | 12.0843 | 5.1679 | 6.9163 | 0 | 2933.2917 | 0 | 0 | 0 | 0 | 0 | 0 | 0.78466 | #N/A | #N/A
Avenal Park Solar Project 1 PV-NT | CIPV | CA_CISO | CA | Hourly Resource | PV-NonTracking | 6 | 0 |  | 2011-08-05 | 2050-12-31 | 44.061 | -14.1573 | -6.4798 | 6 | 6 | 9563.7879 | 0 | 0 | 0.18196 | 0 | 0.42139 | 0.42139 | 8760 | 0 | 8760 | 0 | 0 | 0 | 0 | 2793.3741 | 82.4616 | -2.9627 | -1.2662 | -71.1225 | 2107.8059 | 85.0545 | 0 | 0 | 0 | 0 | 0 | 0 | 0 | 0 | 0 | 0 | 0 | 9563.1399 | 0 | 0 | 2793.3741 | 0.15866 | 0.00010078 | 4.7626 | 4.7626 | 4.7626 | 0 | 1.5314 | 0 | 0 | 2.9432 | 0 | 0 | 0 | 0.42139 | #N/A | #N/A
Avenal Solar 1 PV-NT | CIPV | CA_CISO | CA | Hourly Resource | PV-NonTracking | 15.8 | 0 |  | 2017-01-28 | 2050-12-31 | 43.6913 | -15.6521 | -6.67 | 15.8 | 15.8 | 34463.185 | 0 | 0 | 0.249 | 0 | 1.5057 | 1.5057 | 8760 | 0 | 8760 | 0 | 0 | 0 | 0 | 9896.5483 | 82.4952 | -2.9627 | -1.2326 | -71.0922 | 2110.9575 | 85.1584 | 0 | 0 | 0 | 0 | 0 | 0 | 0 | 0 | 0 | 0 | 0 | 2351.7486 | 0 | 0 | 474.869 | 0.15866 | 0.00010078 | 4.7626 | 4.7626 | 4.7626 | 0 | 0.8909 | 0 | 0 | 12.8066 | 0 | 0 | 0 | 1.5058 | #N/A | #N/A
Avenue 26 Solar Phase I PV-NT | CIPV | CA_CISO | CA | Hourly Resource | PV | 2.6 | 0 |  | 2024-05-01 | 2051-12-31 | 48.2048 | -10.6471 | 1.5562 | 2.6 | 2.6 | 6127.516 | 0 | 0 | 0.26903 | 0 | 0.29538 | 0.29538 | 8760 | 0 | 8760 | 0 | 0 | 0 | 0 | 349.4192 | 102.8775 | 9.4943 | 6.6927 | -48.0029 | 2532.5212 | 110.7814 | 0 | 0 | 0 | 0 | 0 | 0 | 0 | 0 | 0 | 0 | 0 | 0 | 0 | 0 | -9.255e-07 | 0.15866 | 0.00010078 | 4.7626 | 4.7626 | 4.7626 | 0 | 0 | 0 | 0 | -4.9979e-06 | 0 | 0 | 0 | 0.29538 | #N/A | #N/A
Avenue 26 Solar Phase II PV-NT | CIPV | CA_CISO | CA | Hourly Resource | PV | 5 | 0 |  | 2024-05-01 | 2051-12-31 | 48.2213 | -10.6415 | 1.5565 | 5 | 5 | 11781.0335 | 0 | 0 | 0.26897 | 0 | 0.5681 | 0.5681 | 8760 | 0 | 8760 | 0 | 0 | 0 | 0 | 674.6115 | 102.8775 | 9.4943 | 6.6927 | -48.0029 | 2532.5212 | 110.7814 | 0 | 0 | 0 | 0 | 0 | 0 | 0 | 0 | 0 | 0 | 0 | 0 | 0 | 0 | 4.5984e-07 | 0.15866 | 0.00010078 | 4.7626 | 4.7626 | 4.7626 | 0 | 0 | 0 | 0 | 6.5283e-06 | 0 | 0 | 0 | 0.5681 | #N/A | #N/A
Axial Basin 1 PV-T | WACM | RM_WACM | CO | Hourly Resource | PV-Tracking | 145 | 0 |  | 2025-12-31 | 2054-12-31 | 70.3806 | 19.5386 | -0.89529 | 145 | 145 | 362516.5298 | 0 | 0 | 0.2854 | 0 | 25.5141 | 25.5141 | 8760 | 0 | 8760 | 0 | 0 | 0 | 0 | 0 | 140.9566 | 53.3895 | 0.87654 | -24.6125 | 2558.5103 | 210.5716 | 0 | 0 | 0 | 0 | 0 | 0 | 0 | 0 | 0 | 0 | 0 | 5402.3373 | 0 | 0 | 7.1619e-05 | 0.075305 | 0.00032051 | 86.4793 | 43.2396 | 43.2397 | 0 | 6.2643 | 0 | 0 | -0.0021826 | 0 | 0 | 0 | 25.5141 | #N/A | #N/A
Axium Modesto Solar 1 PV-T | BANC | CA_BANC | CA | Hourly Resource | PV-Tracking | 25 | 0 |  | 2012-07-01 | 2037-03-01 | 72.1848 | 16.8352 | 0.90678 | 25 | 25 | 62275.4628 | 0 | 0 | 0.28436 | 0 | 4.4953 | 4.4953 | 8760 | 0 | 8760 | 0 | 0 | 0 | 0 | 2.7622 | 102.9429 | 12.2154 | 4.0369 | -69.7562 | 1756.8212 | 61.1184 | 0 | 0 | 0 | 0 | 0 | 0 | 0 | 0 | 0 | 0 | 0 | 62275.4628 | 0 | 0 | 2.7622 | 0.3521 | 0.050745 | 0.86998 | 0.031824 | 0.83815 | 0 | 6142.076 | 0 | 0 | 176.968 | 0 | 0 | 0 | 4.5017 | #N/A | #N/A
Azalea PV-NT | CIPV | CA_CISO | CA | Hourly Resource | PV-NonTracking | 60 | 0 |  | 2025-03-09 | 2054-12-31 | 32.5738 | -17.7931 | -4.9456 | 60 | 60 | 97537.4402 | 0 | 0 | 0.18557 | 0 | 3.1772 | 3.1772 | 8760 | 0 | 8760 | 0 | 0 | 0 | 0 | 367.86 | 82.609 | -1.6151 | -2.4664 | -27.2852 | 2037.8147 | 82.0045 | 0 | 0 | 0 | 0 | 0 | 0 | 0 | 0 | 0 | 0 | 0 | 0 | 0 | 0 | -2.0023e-06 | 0.15866 | 0.00010078 | 4.7626 | 4.7626 | 4.7626 | 0 | 0 | 0 | 0 | -3.7558e-05 | 0 | 0 | 0 | 3.1772 | #N/A | #N/A
AZPS PV Agg Maricopa Co 2 HY | SRP | SW_SRP | AZ | Hydro | Hydro | 4 | 0 |  | 2003-11-01 | 2050-12-31 | 46.5254 | -32.687 | -7.4782 | 0 | 0 | 0 | 0 | 0 | 0 | 0 | 0 | 0 | 0 | 0 | 0 | 8760 | 0 | 0 | 0 | 0 | 46.5254 | -32.687 | -7.4782 | -24.9843 | 1940.6278 | 67.7364 | 0 | 0 | 0 | 0 | 0 | 0 | 0 | 0 | 0 | 0 | 0 | 0 | 0 | 0 | 5553.8538 | 1.0352 | 0.11547 | 12.6186 | 5.1679 | 7.4506 | 0 | 0 | 0 | 0 | 65817.8307 | 0 | 0 | 0 | 0.065818 | #N/A | #N/A
Babacomari North 1 PV-T | TEPC | SW_TEPC | AZ | Hourly Resource | PV-Tracking | 160 | 0 |  | 2022-12-31 | 2043-12-31 | 16.1443 | -30.1074 | -5.8578 | 160 | 160 | 451329.4399 | 0 | 0 | 0.32201 | 0 | 7.2864 | 7.2864 | 8760 | 0 | 8760 | 0 | 0 | 0 | 0 | 0 | 47.4384 | -32.5426 | -6.7095 | -24.6386 | 1960.4108 | 67.993 | 0 | 0 | 0 | 0 | 0 | 0 | 0 | 0 | 0 | 0 | 0 | 20994.4131 | 0 | 0 | 3.5949e-05 | 1.0826 | 0.065843 | 12.0843 | 5.1679 | 6.9163 | 0 | 26992.7632 | 0 | 0 | -0.0002195 | 0 | 0 | 0 | 7.3134 | #N/A | #N/A
Babbit Ranch 1 WT | AZPS | SW_AZPS | AZ | Hourly Resource | WT-Onshore | 163 | 0 |  | 2023-12-01 | 2053-12-01 | 31.0286 | -31.0234 | -6.4371 | 163 | 163 | 146937.6539 | 0 | 0 | 0.10291 | 0 | 4.5593 | 4.5593 | 8760 | 0 | 8760 | 0 | 0 | 0 | 0 | 15.974 | 45.2136 | -33.6259 | -7.8511 | -24.145 | 1904.5836 | 66.1659 | 0 | 0 | 0 | 0 | 0 | 0 | 0 | 0 | 0 | 0 | 0 | 54855.5658 | 0 | 0 | 15.9739 | 0.94841 | 0.0016464 | 11.9962 | 5.1679 | 6.8283 | 0 | 26.9667 | 0 | 0 | 256.522 | 0 | 0 | 0 | 4.5595 | #N/A | #N/A
Badger 1 PV | AZPS | SW_AZPS | AZ | Hourly Resource | PV-Tracking | 7.5 | 0 |  | 1991-04-01 | 2050-12-31 | 13.4382 | -32.8467 | -7.5438 | 7.5 | 7.5 | 19131.7201 | 0 | 0 | 0.2912 | 0 | 0.2571 | 0.2571 | 8760 | 0 | 8760 | 0 | 0 | 0 | 0 | 14.94 | 45.6894 | -32.3332 | -8.668 | -25.042 | 1923.401 | 67.04 | 0 | 0 | 0 | 0 | 0 | 0 | 0 | 0 | 0 | 0 | 0 | 9026.5818 | 0 | 0 | -2.631e-06 | 0.94841 | 0.0016464 | 11.9962 | 5.1679 | 6.8283 | 0 | 15.7546 | 0 | 0 | -1.1321e-05 | 0 | 0 | 0 | 0.25711 | #N/A | #N/A
Badger Mountain SolarPV-T200 | AZPS | SW_AZPS | AZ | Hourly Resource | PV-Tracking | 7.5 | 0 |  | 2024-12-01 | 2050-12-31 | 16.4661 | -31.3124 | -7.2105 | 7.5 | 7.5 | 15747.2475 | 0 | 0 | 0.23968 | 0 | 0.2593 | 0.2593 | 8760 | 0 | 8760 | 0 | 0 | 0 | 0 | 13.0875 | 45.6894 | -32.3332 | -8.668 | -25.042 | 1923.401 | 67.04 | 0 | 0 | 0 | 0 | 0 | 0 | 0 | 0 | 0 | 0 | 0 | 429.0259 | 0 | 0 | -1.9849e-06 | 0.94841 | 0.0016464 | 11.9962 | 5.1679 | 6.8283 | 0 | 8.8122 | 0 | 0 | -2.0138e-05 | 0 | 0 | 0 | 0.2593 | #N/A | #N/A
Bagdad 1 PV | AZPS | SW_AZPS | AZ | Hourly Resource | PV-Tracking | 15 | 0 |  | 2011-12-30 | 2050-12-31 | 19.0358 | -32.9765 | -0.46988 | 15 | 15 | 37528.35 | 0 | 0 | 0.2856 | 0 | 0.71438 | 0.71438 | 8760 | 0 | 8760 | 0 | 0 | 0 | 0 | 493.11 | 55.3948 | -33.3654 | 2.0696 | -26.4859 | 2049.7632 | 73.7556 | 0 | 0 | 0 | 0 | 0 | 0 | 0 | 0 | 0 | 0 | 0 | 19107.1802 | 0 | 0 | 25.095 | 0.94841 | 0.0016464 | 11.9962 | 5.1679 | 6.8283 | 0 | 58.6663 | 0 | 0 | 7.5429 | 0 | 0 | 0 | 0.71445 | #N/A | #N/A
Bailey Creek Ranch 1 HY | CISC | CA_CISO | CA | Hydro | Hydro | 0.63 | 0 |  | 1982-05-26 | 2050-12-31 | 84.1467 | -3.1975 | -2.5541 | 0.28602 | 0.28602 | 1400.4679 | 0 | 0 | 0.55895 | 0 | 0.11785 | 0.11785 | 0 | 0 | 3 | 8757 | 0 | 0 | 0 | 160.0137 | 78.1904 | -5.7135 | -2.7867 | -25.8716 | 2002.7013 | 71.955 | 0 | 0 | 0 | 0 | 0 | 0 | 0 | 0 | 0 | 0 | 24.061 | 1.965 | 4.0641 | 68.8395 | 260.82 | 0.15866 | 0.00010078 | 4.7626 | 4.7626 | 4.7626 | 305.0082 | 0.00087541 | 186.5901 | 1035.9725 | 3091.0397 | 0 | 0 | 0 | 0.12246 | #N/A | #N/A
Baja_California_Wind_ECO_230kV 1 WT | CISD | CA_CISO | CA | Hourly Resource | WT-Onshore | 300 | 0 |  | 2030-05-01 | 2051-12-31 | 52.4768 | -11.7856 | -7.7335 | 300 | 300 | 641304.0682 | 0 | 0 | 0.24403 | 0 | 33.6536 | 33.6536 | 8760 | 0 | 8760 | 0 | 0 | 0 | 0 | 1989.2329 | 63.41 | -14.2525 | -9.028 | -25.1504 | 1898.7292 | 67.4763 | 0 | 0 | 0 | 0 | 0 | 0 | 0 | 0 | 0 | 0 | 0 | 0 | 0 | 0 | 0.00023507 | 0.15866 | 0.00010078 | 4.7626 | 4.7626 | 4.7626 | 0 | 0 | 0 | 0 | 0.0049183 | 0 | 0 | 0 | 33.6536 | #N/A | #N/A
Baja_California_Wind_ECO_230kV 2 WT | CISD | CA_CISO | CA | Hourly Resource | WT-Onshore | 300 | 0 |  | 2032-05-01 | 2051-12-31 | 52.483 | -11.7851 | -7.7342 | 300 | 300 | 641253.001 | 0 | 0 | 0.24401 | 0 | 33.6549 | 33.6549 | 8760 | 0 | 8760 | 0 | 0 | 0 | 0 | 2040.3 | 63.41 | -14.2525 | -9.028 | -25.1504 | 1898.7292 | 67.4763 | 0 | 0 | 0 | 0 | 0 | 0 | 0 | 0 | 0 | 0 | 0 | 0 | 0 | 0 | 0.00023507 | 0.15866 | 0.00010078 | 4.7626 | 4.7626 | 4.7626 | 0 | 0 | 0 | 0 | 0.0049183 | 0 | 0 | 0 | 33.6549 | #N/A | #N/A
Baja_California_Wind_ECO_500kV 1 WT | CISD | CA_CISO | CA | Hourly Resource | WT-Onshore | 111 | 0 |  | 2026-05-01 | 2051-12-31 | 53.6321 | -11.7855 | -6.769 | 111 | 111 | 236761.6061 | 0 | 0 | 0.24349 | 0 | 12.698 | 12.698 | 8760 | 0 | 8760 | 0 | 0 | 0 | 0 | 1256.915 | 64.1681 | -14.2525 | -8.2699 | -25.2078 | 1902.7317 | 67.7407 | 0 | 0 | 0 | 0 | 0 | 0 | 0 | 0 | 0 | 0 | 0 | 0 | 0 | 0 | -2.794e-05 | 0.15866 | 0.00010078 | 4.7626 | 4.7626 | 4.7626 | 0 | 0 | 0 | 0 | 0.0014813 | 0 | 0 | 0 | 12.698 | #N/A | #N/A
Baja_California_Wind_ECO_500kV 2 WT | CISD | CA_CISO | CA | Hourly Resource | WT-Onshore | 389 | 0 |  | 2030-05-01 | 2051-12-31 | 53.6539 | -11.7841 | -6.7711 | 389 | 389 | 829502.3257 | 0 | 0 | 0.24342 | 0 | 44.506 | 44.506 | 8760 | 0 | 8760 | 0 | 0 | 0 | 0 | 4634.6544 | 64.1681 | -14.2525 | -8.2699 | -25.2078 | 1902.7317 | 67.7407 | 0 | 0 | 0 | 0 | 0 | 0 | 0 | 0 | 0 | 0 | 0 | 0 | 0 | 0 | -6.7055e-05 | 0.15866 | 0.00010078 | 4.7626 | 4.7626 | 4.7626 | 0 | 0 | 0 | 0 | -0.00044438 | 0 | 0 | 0 | 44.506 | #N/A | #N/A
Bakeoven/Daybreak Solar | PSEI | NW_PSEI | OR | Hourly Resource | PV-Tracking | 200 | 0 |  | 2022-12-31 | 2050-12-31 | 89.6163 | 29.2635 | 3.2942 | 200 | 200 | 440600.5972 | 0 | 0 | 0.25148 | 0 | 39.485 | 39.485 | 8760 | 0 | 8760 | 0 | 0 | 0 | 0 | 10004.4023 | 109.099 | 18.1796 | 4.2288 | -36.535 | 1782.8953 | 98.0665 | 0 | 0 | 0 | 0 | 0 | 0 | 0 | 0 | 0 | 0 | 0 | 86422.2779 | 0 | 0 | 7539.3647 | 10.1999 | 8.7761 | 20.3774 | 0.031824 | 42.9118 | 0 | 3869237.5224 | 0 | 0 | 587303.3098 | 0 | 0 | 0 | 43.9415 | #N/A | #N/A
Baker Solar Center 1 PV-NT | IPTV | BS_IPCO | OR | Hourly Resource | PV-NonTracking | 15 | 0 |  | 2020-02-18 | 2050-12-31 | 88.846 | 28.7842 | 4.1476 | 15 | 15 | 32349.51 | 0 | 0 | 0.24619 | 0 | 2.8741 | 2.8741 | 8760 | 0 | 8760 | 0 | 0 | 0 | 0 | 107.7 | 110.9637 | 20.2425 | 4.0306 | -32.0552 | 1860.9346 | 108.4549 | 0 | 0 | 0 | 0 | 0 | 0 | 0 | 0 | 0 | 0 | 0 | 22.5225 | 0 | 0 | 80.91 | 0.015242 | 0.010783 | 14.1881 | 0.031824 | 14.1563 | 0 | 2.3499 | 0 | 0 | 16147.3109 | 0 | 0 | 0 | 2.8903 | #N/A | #N/A
Baker Station Hydro 1 HY | CIPV | CA_CISO | CA | Hydro | Hydro | 1.49 | 0 |  | 1987-12-10 | 2050-12-31 | 95.9047 | 8.9478 | 4.6165 | 0.77331 | 0.77331 | 2516.3359 | 0 | 0 | 0.37146 | 0 | 0.24133 | 0.24133 | 0 | 0 | 1 | 8759 | 0 | 0 | 0 | 160.7338 | 99.4185 | 9.4928 | 3.2352 | -38.9206 | 1651.2601 | 64.273 | 0 | 0 | 0 | 0 | 0 | 0 | 0 | 0 | 0 | 0 | 56.9176 | 8.0132 | 12.7395 | 318.7944 | 1165.3827 | 0.15866 | 0.00010078 | 4.7626 | 4.7626 | 4.7626 | 688.1302 | 0.0035774 | 164.528 | 4560.7829 | 14414.884 | 0 | 0 | 0 | 0.26116 | #N/A | #N/A
Bakersfield 111 1 PV-NT | CIPV | CA_CISO | CA | Hourly Resource | PV-NonTracking | 1.38 | 0 |  | 2015-07-28 | 2050-12-31 | 32.6864 | -17.0337 | -4.5589 | 1.38 | 1.38 | 3542.2157 | 0 | 0 | 0.29302 | 0 | 0.11578 | 0.11578 | 8760 | 0 | 8760 | 0 | 0 | 0 | 0 | 12.7816 | 80.0217 | -3.3627 | -3.3062 | -25.0604 | 2002.2837 | 76.2003 | 0 | 0 | 0 | 0 | 0 | 0 | 0 | 0 | 0 | 0 | 0 | 1.133 | 0 | 0 | -3.5216e-07 | 0.15866 | 0.00010078 | 4.7626 | 4.7626 | 4.7626 | 0 | 0.00084702 | 0 | 0 | -1.8268e-07 | 0 | 0 | 0 | 0.11578 | #N/A | #N/A
Bakersfield Industrial 1 PV-NT | CIPV | CA_CISO | CA | Hourly Resource | PV-NonTracking | 1 | 0 |  | 2017-12-27 | 2050-12-31 | 34.7087 | -15.5285 | -3.81 | 1 | 1 | 2498.176 | 0 | 0 | 0.28518 | 0 | 0.086709 | 0.086709 | 8760 | 0 | 8760 | 0 | 0 | 0 | 0 | 15.4 | 80.5312 | -3.3628 | -2.7965 | -25.1827 | 2007.2446 | 76.1614 | 0 | 0 | 0 | 0 | 0 | 0 | 0 | 0 | 0 | 0 | 0 | 0.449 | 0 | 0 | 0 | 0.15866 | 0.00010078 | 4.7626 | 4.7626 | 4.7626 | 0 | 0.00033567 | 0 | 0 | 0 | 0 | 0 | 0 | 0.086709 | #N/A | #N/A
Bakersfield Solar 1 PV-NT | CIPV | CA_CISO | CA | Hourly Resource | PV-NonTracking | 5.25 | 0 |  | 2017-12-26 | 2050-12-31 | 33.8314 | -16.4642 | -4.8323 | 5.25 | 5.25 | 12432.798 | 0 | 0 | 0.27034 | 0 | 0.42062 | 0.42062 | 8760 | 0 | 8760 | 0 | 0 | 0 | 0 | 23.0685 | 80.0217 | -3.3627 | -3.3062 | -25.0604 | 2002.2837 | 76.2003 | 0 | 0 | 0 | 0 | 0 | 0 | 0 | 0 | 0 | 0 | 0 | 0 | 0 | 0 | -3.2596e-07 | 0.15866 | 0.00010078 | 4.7626 | 4.7626 | 4.7626 | 0 | 0 | 0 | 0 | 1.6035e-06 | 0 | 0 | 0 | 0.42062 | #N/A | #N/A
Balch 1 Ph Unit 1 HY | CIPV | CA_CISO | CA | Hydro | Hydro | 31 | 0 |  | 1927-01-01 | 2050-12-31 | 134.647 | 9.3684 | 4.4059 | 30.4586 | 29.1768 | 83387.7618 | 0 | 0 | 0.29111 | 0 | 11.2279 | 11.2279 | 0 | 0 | 87 | 8673 | 0 | 0 | 0 | 1512.8992 | 95.205 | 5.241 | 3.2734 | -30.5053 | 2295.3425 | 94.7419 | 0 | 0 | 0 | 0 | 0 | 0 | 0 | 0 | 0 | 0 | 116.1639 | 37777.0276 | 0.23247 | 250.4094 | 59859.3152 | 0.15866 | 0.00010078 | 4.7626 | 4.7626 | 4.7626 | 373.4483 | 2.4815 | 4.4673 | 8425.5236 | 244807.8933 | 0 | 0 | 0 | 11.4815 | #N/A | #N/A
Balch 2 Ph Unit 2 HY | CIPV | CA_CISO | CA | Hydro | Hydro | 107.1 | 0 |  | 1958-01-01 | 2050-12-31 | 127.355 | 9.9164 | 3.4703 | 107.4982 | 100.2378 | 399268.5506 | 0 | 0 | 0.41973 | 0 | 50.8488 | 50.8488 | 0 | 0 | 359 | 8401 | 0 | 0 | 0 | 9877.3669 | 93.0625 | 3.8183 | 2.5537 | -26.2516 | 2225.2988 | 90.447 | 0 | 0 | 0 | 0 | 0 | 0 | 0 | 0 | 0 | 0 | 717.6298 | 141308.9913 | 23.6667 | 433.5841 | 176518.2968 | 0.15866 | 0.00010078 | 4.7626 | 4.7626 | 4.7626 | 5403.9502 | 10.3991 | 0.032783 | 5184.4347 | 480023.5892 | 0 | 0 | 0 | 51.3394 | #N/A | #N/A
BALDY MESA BA | CISC | CA_CISO | CA | Pumped Storage | Energy Storage | 100 | -75 |  | 2023-07-15 | 2054-12-31 | 45.3207 | -25.0199 | -6.4172 | 100 | 100 | 137646.3264 | 160525.0844 | 3.9242 | 0.15713 | 0.44726 | 5.6649 | 5.2177 | 8760 | 0 | 8760 | 0 | 0 | -0.034318 | 1.113 | 0 | 66.2458 | -14.803 | -5.6418 | -37.889 | 1953.5037 | 72.4445 | 1.0999 | 0 | 0 | 0 | 0 | 0 | 0 | 0 | 0 | 0 | 19817.0979 | 24378.6909 | 53990.5494 | 0 | 55453.9479 | 0.15866 | 0.00010078 | 4.7626 | 4.7626 | 4.7626 | 2675.0805 | 4.459 | 22592.317 | 0 | 16986.4701 | 0 | 0 | 0 | 5.7072 | #N/A | #N/A
Baldy Mesa PV-NT | CISC | CA_CISO | CA | Hourly Resource | PV-NonTracking | 150 | 0 |  | 2023-05-30 | 2054-12-31 | 35.9026 | -23.1675 | -6.5944 | 150 | 150 | 354008.5126 | 0 | 0 | 0.26941 | 0 | 12.7098 | 12.7098 | 8760 | 0 | 8760 | 0 | 0 | 0 | 0 | 65347.5375 | 65.9038 | -14.839 | -5.9478 | -38.2261 | 1954.166 | 72.551 | 0 | 0 | 0 | 0 | 0 | 0 | 0 | 0 | 0 | 0 | 0 | 0 | 0 | 0 | 428.1 | 0.15866 | 0.00010078 | 4.7626 | 4.7626 | 4.7626 | 0 | 0 | 0 | 0 | 0.5237 | 0 | 0 | 0 | 12.7098 | #N/A | #N/A
Barber Dam 1 HY | IPTV | BS_IPCO | ID | Hydro | Hydro | 4.09 | 0 |  | 1990-08-01 | 2050-12-31 | 108.8251 | 25.9598 | 5.1026 | 2.8785 | 1.1592 | 11695.1347 | 0 | 0 | 0.33377 | 0 | 1.2727 | 1.2727 | 0 | 0 | 458 | 8302 | 0 | 0 | 0 | 0 | 117.636 | 24.451 | 6.4945 | -31.1812 | 1952.0886 | 128.1238 | 0 | 0 | 0 | 0 | 0 | 0 | 0 | 0 | 0 | 0 | 136.5396 | 373.4152 | 188.1154 | 382.78 | 4927.6184 | 0.015242 | 0.010783 | 14.1881 | 0.031824 | 14.1563 | 7.501 | 9.2886 | 4222.6966 | 0.13845 | 53171.9227 | 0 | 0 | 0 | 1.3301 | #N/A | #N/A
Barlow Solar Bls1 1 PV-NT | AESO | AB_AESO | AB | Hourly Resource | PV-NonTracking | 27 | 0 |  | 2022-12-23 | 2054-12-31 | 72.7207 | 14.0003 | 3.5241 | 27 | 27 | 60350.9132 | 0 | 0 | 0.25516 | 0 | 4.3888 | 4.3888 | 8760 | 0 | 8760 | 0 | 0 | 0 | 0 | 0 | 96.35 | 10.8496 | -1.1901 | -24.9972 | 762.7495 | 69.1367 | 0 | 0 | 0 | 0 | 0 | 0 | 0 | 0 | 0 | 0 | 0 | 2722.391 | 0 | 0 | 4.0885e-05 | 1.8659 | 0.0078726 | 35.0857 | 35.06 | 35.06 | 0 | 2.9832 | 0 | 0 | 0.00099032 | 0 | 0 | 0 | 4.3888 | #N/A | #N/A
Bassano 435S Der Solar 1 PV-NT | AESO | AB_AESO | AB | Hourly Resource | PV-Tracking | 10 | 0 |  | 2023-02-01 | 2050-12-31 | 79.868 | 17.1234 | 7.4451 | 10 | 10 | 17535.6 | 0 | 0 | 0.20018 | 0 | 1.4005 | 1.4005 | 8760 | 0 | 8760 | 0 | 0 | 0 | 0 | 377.87 | 102.8234 | 10.8632 | 5.2696 | -27.1438 | 797.7285 | 71.0769 | 0 | 0 | 0 | 0 | 0 | 0 | 0 | 0 | 0 | 0 | 0 | 8306.9811 | 0 | 0 | 377.87 | 1.8659 | 0.0078726 | 35.0857 | 35.06 | 35.06 | 0 | 7.4637 | 0 | 0 | 6501.8617 | 0 | 0 | 0 | 1.407 | #N/A | #N/A
BATERIA DEL SUR BA | CISD | CA_CISO | CA | Pumped Storage | Energy Storage | 131 | -131 |  | 2023-12-31 | 2054-12-31 | 44.8307 | -24.0087 | -8.7661 | 131 | 131 | 174033.0287 | 202895.3205 | 5.2523 | 0.15165 | 0.56539 | 6.3933 | 5.8279 | 8760 | 0 | 8760 | 0 | 0 | -0.043293 | 1.5781 | 0 | 63.1557 | -14.3797 | -9.1552 | -25.7215 | 1886.6686 | 66.8881 | 1.0191 | 0 | 0 | 0 | 0 | 0 | 0 | 0 | 0 | 0 | 3844.6142 | 6195.8137 | 52261.0798 | 0 | 74187.8736 | 0.15866 | 0.00010078 | 4.7626 | 4.7626 | 4.7626 | 1.0204 | 1.4465 | 95525.6596 | 0 | 42438.0475 | 0 | 0 | 0 | 6.5312 | #N/A | #N/A
Battery Storage BA | SCL | NW_SCL | WA | Pumped Storage | Energy Storage | 100 | -100 |  | 2030-01-01 | 2051-12-31 | 120.8575 | 21.1806 | 10.1238 | 100 | 100 | 127550.2426 | 148647.3394 | 12.5791 | 0.14561 | 0.4143 | 8.2224 | 7.8081 | 8760 | 0 | 8760 | 0 | 0 | -0.031646 | 1.4082 | 0 | 113.098 | 17.7172 | 8.6902 | -35.7347 | 1676.1222 | 99.489 | 1.248 | 0 | 0 | 0 | 0 | 0 | 0 | 0 | 0 | 0 | 3631.5197 | 7481.8415 | 45475.4414 | 378300.3279 | 4860.1192 | 0.13389 | 0.13389 | 0.49797 | 0.031824 | 0.45874 | 12783.3374 | 21485.7655 | 106924.8207 | 1522.4571 | 79085.5793 | 0 | 0 | 0 | 8.4442 | #N/A | #N/A
Battle Mountain Solar 1 PV-T | SPPC | SW_NVE | NV | Hourly Resource | PV-Tracking | 101 | 0 |  | 2021-06-01 | 2046-12-31 | 0.58649 | -55.9658 | -3.1193 | 101 | 101 | 126489.3476 | 0 | 0 | 0.14296 | 0 | 0.074184 | 0.074184 | 8760 | 0 | 8760 | 0 | 0 | 0 | 0 | 122452.3219 | 29.3193 | -52.971 | -4.4002 | -98.0292 | 1741.087 | 67.5067 | 0 | 0 | 0 | 0 | 0 | 0 | 0 | 0 | 0 | 0 | 0 | 35942.3278 | 0 | 0 | 824.1098 | 0.19614 | 0.00021973 | 4.6327 | 0.031824 | 4.6009 | 0 | 15.8737 | 0 | 0 | 122.3309 | 0 | 0 | 0 | 0.074323 | #N/A | #N/A
Battle Mountain Solar Project BmBS BA | SPPC | SW_NVE | NV | Pumped Storage | Energy Storage | 25 | -25 |  | 2021-06-01 | 2046-12-31 | 17.6851 | -65.4346 | -4.1573 | 25 | 25 | 41222.9095 | 48144.5978 | -0.41475 | 0.18823 | 0.13405 | 2.41 | 2.2759 | 8760 | 0 | 8760 | 0 | 0 | -0.010383 | 0.31337 | 0 | 29.5583 | -52.971 | -4.1613 | -97.9426 | 1741.269 | 67.5126 | 0.7527 | 0 | 0 | 0 | 0 | 0 | 0 | 0 | 0 | 0 | 23724.9536 | 121499.725 | 36644.6401 | 19070.7449 | 40620.7467 | 0.19614 | 0.00021973 | 4.6327 | 0.031824 | 4.6009 | 6037.9424 | 16.081 | 52098.7491 | 10.7392 | 121381.025 | 0 | 0 | 0 | 2.5895 | #N/A | #N/A
BC_Small_HY | BCHA | BC_BCHA | BC | Hydro | Hydro | 5272 | 0 |  | 2024-01-01 | 2050-12-31 | 92.7856 | 9.8312 | -1.2119 | 5272 | 5272 | 24830130.2699 | 0 | 0 | 0.53765 | 0 | 2303.879 | 2303.879 | 0 | 0 | 0 | 8760 | 0 | 0 | 0 | 2736.1997 | 98.2368 | 12.0505 | -0.50424 | -50.0001 | 1002.1458 | 81.3008 | 0 | 0 | 0 | 0 | 0 | 0 | 0 | 0 | 0 | 0 | 199.0352 | 5205.4728 | 0 | 3242.3361 | 0 | 0.00013821 | 0.00013721 | 0.00014044 | 0.00013944 | 0.00013842 | 0.11202 | 2.9244 | 0 | 1.8155 | 0 | 0 | 0 | 0 | 2303.879 | #N/A | #N/A
BC_Small_HY_Base | BCHA | BC_BCHA | BC | Hydro | Hydro | 1055 | 0 |  | 2024-01-01 | 2050-12-31 | 90.2634 | 6.6904 | -0.4292 | 1055 | 1055 | 4382268.282 | 0 | 0 | 0.47418 | 0 | 395.5583 | 395.5583 | 0 | 0 | 0 | 8760 | 0 | 0 | 0 | 0 | 98.4077 | 11.0058 | 0.71133 | -347.1178 | 1042.0858 | 88.723 | 0 | 0 | 0 | 0 | 0 | 0 | 0 | 0 | 0 | 0 | 0 | 0 | 0 | 0 | 0 | 0.00013821 | 0.00013721 | 0.00014044 | 0.00013944 | 0.00013842 | 0 | 0 | 0 | 0 | 0 | 0 | 0 | 0 | 395.5583 | #N/A | #N/A
Beacon Battery Energy Storage 1 BA | LDWP | CA_LDWP | CA | Pumped Storage | Energy Storage | 20 | -20 |  | 2018-08-01 | 2051-12-31 | 72.6636 | 3.3918 | -4.8117 | 20 | 20 | 23635.8625 | 27524.5433 | 1.5745 | 0.13491 | 0.076741 | 0.56853 | 0.49179 | 8760 | 0 | 8760 | 0 | 0 | -0.005833 | 0.24243 | 0 | 85.6397 | 3.7511 | -4.8019 | -11.52 | 1980.1381 | 67.5539 | 1.1761 | 0 | 0 | 0 | 0 | 0 | 0 | 0 | 0 | 0 | 8273.0873 | 2718.2312 | 33176.7076 | 15355.6531 | 8483.4089 | 0.51018 | 0.0002031 | 10.9758 | 5.1679 | 5.9579 | 45579.2945 | 0.55452 | 111331.6836 | 38502.8796 | 59985.2719 | 0 | 0 | 0 | 0.82393 | #N/A | #N/A
Beacon Solar Project1PV-NT250 | LDWP | CA_LDWP | CA | Hourly Resource | PV-NonTracking | 250 | 0 |  | 2012-06-30 | 2050-12-31 | 56.6266 | 7.6548 | -5.7757 | 250 | 250 | 589101.7504 | 0 | 0 | 0.269 | 0 | 33.3588 | 33.3588 | 8760 | 0 | 8760 | 0 | 0 | 0 | 0 | 0 | 85.1713 | 3.824 | -5.3433 | -11.2405 | 1980.9255 | 67.7743 | 0 | 0 | 0 | 0 | 0 | 0 | 0 | 0 | 0 | 0 | 0 | 1069.0205 | 0 | 0 | 4.3679e-05 | 0.51018 | 0.0002031 | 10.9758 | 5.1679 | 5.9579 | 0 | 0.99545 | 0 | 0 | 0.00021466 | 0 | 0 | 0 | 33.3588 | #N/A | #N/A
Bear Canyon Energy Storage BA | CIPV | CA_CISO | CA | Pumped Storage | Energy Storage | 13 | -13 |  | 2024-06-01 | 2054-12-31 | 73.3437 | -16.1235 | -0.66515 | 13 | 13 | 12648.1326 | 14696.6261 | 0.84622 | 0.11107 | 0.041017 | 0.31313 | 0.27211 | 8760 | 0 | 8760 | 0 | 0 | -0.0030727 | 0.1166 | 0 | 60.8622 | -25.5878 | -0.24049 | -27.77 | 1502.7244 | 64.9107 | 0.78541 | 0 | 0 | 0 | 0 | 0 | 0 | 0 | 0 | 0 | 3988.0648 | 1562.1634 | 20027.5474 | 50.4141 | 3583.4297 | 0.15866 | 0.00010078 | 4.7626 | 4.7626 | 4.7626 | 5528.4703 | 0.38502 | 221988.4673 | 3192.2779 | 58425.3253 | 0 | 0 | 0 | 0.60226 | #N/A | #N/A
Bear Creek Hydroelectric Project 1 HY | CIPV | CA_CISO | CA | Hydro | HydroRPS | 2.83 | 0 |  | 2016-04-27 | 2050-12-31 | 101.3814 | 9.6151 | 5.0757 | 0.001 | 0.001 | 0 | 0 | 0 | 0 | 0 | 0 | 0 | 0 | 0 | 0 | 8760 | 0 | 0 | 0 | 0 | 101.3814 | 9.6151 | 5.0757 | -69.4277 | 1881.3683 | 72.8778 | 0 | 0 | 0 | 0 | 0 | 0 | 0 | 0 | 0 | 0 | 0 | 0 | 0.0025 | 0.4055 | 8.35 | 0.15866 | 0.00010078 | 4.7626 | 4.7626 | 4.7626 | 0 | 0 | 0.14269 | 6.9562 | 34.9423 | 0 | 0 | 0 | 4.2041e-05 | #N/A | #N/A
Bear Creek Solar Center LLCPV-T | PACW | NW_PACW | OR | Hourly Resource | PV-NonTracking | 10 | 0 |  | 2018-09-28 | 2036-10-30 | 94.4421 | 27.1547 | 5.529 | 10 | 10 | 21482.1334 | 0 | 0 | 0.24523 | 0 | 2.0288 | 2.0288 | 8760 | 0 | 8760 | 0 | 0 | 0 | 0 | 1709.5966 | 108.9893 | 15.9016 | 6.3972 | -38.143 | 1838.6389 | 94.446 | 0 | 0 | 0 | 0 | 0 | 0 | 0 | 0 | 0 | 0 | 0 | 17504.8394 | 0 | 0 | 1709.5966 | 27.0174 | 18.7409 | 65.6973 | 0.031824 | 65.2925 | 0 | 302612.784 | 0 | 0 | 94083.983 | 0 | 0 | 0 | 2.4255 | #N/A | #N/A
Bear Creek Solar PV-NT | CIPV | CA_CISO | CA | Hourly Resource | PV-NonTracking | 1.5 | 0 |  | 2014-02-05 | 2050-12-31 | 65.0845 | 3.9456 | 2.2069 | 1.5 | 1.5 | 3393.5745 | 0 | 0 | 0.25826 | 0 | 0.22087 | 0.22087 | 8760 | 0 | 8760 | 0 | 0 | 0 | 0 | 85.14 | 97.089 | 5.1917 | 5.2068 | -26.4727 | 1846.6826 | 66.0688 | 0 | 0 | 0 | 0 | 0 | 0 | 0 | 0 | 0 | 0 | 0 | 0 | 0 | 0 | -1.9863e-07 | 0.15866 | 0.00010078 | 4.7626 | 4.7626 | 4.7626 | 0 | 0 | 0 | 0 | -4.8754e-07 | 0 | 0 | 0 | 0.22087 | #N/A | #N/A
Beardsley Hydro 1 HY | CIPV | CA_CISO | CA | Hydro | HydroRPS | 11.5 | 0 |  | 1957-01-01 | 2050-12-31 | 86.0802 | 4.3447 | -0.17921 | 8.4697 | 3.7459 | 52271.9248 | 0 | 0 | 0.52527 | 0 | 4.4996 | 4.4996 | 0 | 0 | 247 | 8513 | 0 | 0 | 0 | 361.8619 | 94.4748 | 6.4943 | 1.2899 | -26.5919 | 1755.1115 | 65.5685 | 0 | 0 | 0 | 0 | 0 | 0 | 0 | 0 | 0 | 0 | 81.5714 | 4820.5957 | 11.1995 | 161.2966 | 3949.9125 | 0.15866 | 0.00010078 | 4.7626 | 4.7626 | 4.7626 | 701.5511 | 0.43061 | 147.6648 | 3354.2975 | 12410.4597 | 0 | 0 | 0 | 4.5162 | #N/A | #N/A
BearMountain_BC | BCHA | BC_BCHA | BC | Hourly Resource | WT-Onshore | 102 | 0 |  | 2009-10-01 | 2050-12-31 | 40.4642 | -30.1337 | -4.8886 | 102 | 102 | 85904.3946 | 0 | 0 | 0.096142 | 0 | 3.4761 | 3.4761 | 8760 | 0 | 8760 | 0 | 0 | 0 | 0 | 961.9674 | 85.2402 | -1.3251 | -0.12525 | -79.4697 | 1058.4065 | 88.2189 | 0 | 0 | 0 | 0 | 0 | 0 | 0 | 0 | 0 | 0 | 0 | 85904.3946 | 0 | 0 | 961.9674 | 0.00013821 | 0.00013721 | 0.00014044 | 0.00013944 | 0.00013842 | 0 | 11.6936 | 0 | 0 | 0.14921 | 0 | 0 | 0 | 3.4761 | #N/A | #N/A
Beaver Creek 1 WT | NWMT | NW_NWMT | MT | Hourly Resource | WT-Onshore | 248 | 0 |  | 2025-03-01 | 2051-12-31 | 75.5033 | 8.0724 | -7.3306 | 248 | 248 | 668091.3163 | 0 | 0 | 0.30752 | 0 | 50.4431 | 50.4431 | 8760 | 0 | 8760 | 0 | 0 | 0 | 0 | 15986.6754 | 106.0818 | 19.517 | -0.12575 | -356.7324 | 1759.316 | 121.7062 | 0 | 0 | 0 | 0 | 0 | 0 | 0 | 0 | 0 | 0 | 0 | 1722.025 | 0 | 0 | 4820.5214 | 9.0549 | 8.0429 | 75.1759 | 0.031824 | 75.1075 | 0 | 181483.647 | 0 | 0 | 179873.2499 | 0 | 0 | 0 | 50.8045 | #N/A | #N/A
Belden Hydro 1 HY | CIPV | CA_CISO | CA | Hydro | Hydro | 119 | 0 |  | 1969-01-01 | 2050-12-31 | 109.7493 | 3.0804 | -1.7323 | 52.1054 | 66.385 | 234332.2791 | 0 | 0 | 0.22222 | 0 | 25.7178 | 25.7178 | 0 | 0 | 53 | 8707 | 0 | 0 | 0 | 338.463 | 96.7501 | 7.9653 | 2.0942 | -27.7023 | 1825.6851 | 66.2549 | 0 | 0 | 0 | 0 | 0 | 0 | 0 | 0 | 0 | 0 | 424.304 | 93779.8386 | 0 | 662.8209 | 124745.4184 | 0.15866 | 0.00010078 | 4.7626 | 4.7626 | 4.7626 | 1515.5295 | 7.484 | 0 | 13473.9103 | 528004.5228 | 0 | 0 | 0 | 26.2608 | #N/A | #N/A
Bellefield Solar and Energy Storage Farm 50LWB BA | CISC | CA_CISO | CA | Pumped Storage | Energy Storage | 500 | -500 |  | 2025-12-01 | 2051-12-31 | 48.4971 | -17.133 | -6.3597 | 500 | 500 | 621734.449 | 724393.4455 | 21.4513 | 0.14195 | 2.0192 | 22.3806 | 20.3614 | 8760 | 0 | 8760 | 0 | 0 | -0.15399 | 5.4758 | 0 | 70.2842 | -10.3626 | -6.0438 | -25.6864 | 1925.0602 | 71.487 | 1.1098 | 0 | 0 | 0 | 0 | 0 | 0 | 0 | 0 | 0 | 5480.4782 | 3753.6012 | 18424.7117 | 0 | 39833.7095 | 0.15866 | 0.00010078 | 4.7626 | 4.7626 | 4.7626 | 504.1781 | 1.2322 | 72255.0426 | 0 | 204325.0312 | 0 | 0 | 0 | 22.6577 | #N/A | #N/A
BELLEFIELD SOLAR FARM PV-NT | CISC | CA_CISO | CA | Hourly Resource | PV-NonTracking | 500 | 0 |  | 2025-12-31 | 2054-12-31 | 29.7554 | -18.8548 | -7.2745 | 500 | 500 | 1430504.9424 | 0 | 0 | 0.3266 | 0 | 42.5652 | 42.5652 | 8760 | 0 | 8760 | 0 | 0 | 0 | 0 | 40970.0577 | 69.0154 | -10.3626 | -7.3126 | -26.0836 | 1925.0035 | 71.8588 | 0 | 0 | 0 | 0 | 0 | 0 | 0 | 0 | 0 | 0 | 0 | 0 | 0 | 0 | 5.113e-05 | 0.15866 | 0.00010078 | 4.7626 | 4.7626 | 4.7626 | 0 | 0 | 0 | 0 | -6.1096e-05 | 0 | 0 | 0 | 42.5652 | #N/A | #N/A
Bend 1 HY | PACW | NW_PACW | OR | Hydro | Hydro | 1.2 | 0 |  | 1913-05-01 | 2040-12-31 | 114.9042 | 11.6929 | 7.5775 | 1 | 1 | 900.0156 | 0 | 0 | 0.10274 | 0 | 0.10342 | 0.10342 | 0 | 0 | 0 | 8760 | 0 | 0 | 0 | 0 | 111.0513 | 15.9016 | 8.4592 | -38.589 | 1889.0525 | 96.2113 | 0 | 0 | 0 | 0 | 0 | 0 | 0 | 0 | 0 | 0 | 565.4412 | 334.5744 | 5353.3223 | 1.5536 | 2505.1083 | 27.0174 | 18.7409 | 65.6973 | 0.031824 | 65.2925 | 10360.254 | 10445.0864 | 289520.5453 | 0.0013371 | 226397.3072 | 0 | 0 | 0 | 0.64014 | #N/A | #N/A
Bennett Creek 1 WT | IPTV | BS_IPCO | ID | Hourly Resource | WT-Onshore | 40 | 0 |  | 2008-06-01 | 2050-12-31 | 85.1024 | 14.3317 | 0.047972 | 40 | 40 | 82059.4143 | 0 | 0 | 0.23419 | 0 | 6.9835 | 6.9835 | 8760 | 0 | 8760 | 0 | 0 | 0 | 0 | 3.186 | 114.7252 | 24.8855 | 3.1492 | -29.9116 | 1923.4561 | 128.9945 | 0 | 0 | 0 | 0 | 0 | 0 | 0 | 0 | 0 | 0 | 0 | 82059.4143 | 0 | 0 | 3.1858 | 0.015242 | 0.010783 | 14.1881 | 0.031824 | 14.1563 | 0 | 93.152 | 0 | 0 | -0.00054057 | 0 | 0 | 0 | 6.9836 | #N/A | #N/A
Beryl Solar Bsp1 PV-T | PAUT | BS_PACE | UT | Hourly Resource | PV-Tracking | 3 | 0 |  | 2015-08-01 | 2035-07-30 | 49.61 | -2.6727 | -5.9541 | 3 | 3 | 5205.678 | 0 | 0 | 0.19809 | 0 | 0.25825 | 0.25825 | 8760 | 0 | 8760 | 0 | 0 | 0 | 0 | 947.337 | 105.6968 | 24.3191 | -5.3128 | -23.9882 | 2317.8027 | 147.2888 | 0 | 0 | 0 | 0 | 0 | 0 | 0 | 0 | 0 | 0 | 0 | 177.564 | 0 | 0 | 947.991 | 7.007 | 5.9428 | 85.5427 | 0.031824 | 85.5024 | 0 | 2461.4825 | 0 | 0 | 36313.1645 | 0 | 0 | 0 | 0.29703 | #N/A | #N/A
BHCE 100 MW Wind WT | WACM | RM_WACM | CO | Hourly Resource | WT-Onshore | 100 | 0 |  | 2026-01-01 | 2051-12-31 | 103.2341 | 19.5712 | 0.10799 | 100 | 100 | 343622.1993 | 0 | 0 | 0.39226 | 0 | 35.4735 | 35.4735 | 8760 | 0 | 8760 | 0 | 0 | 0 | 0 | 0 | 137.6394 | 48.1548 | 2.794 | -24.3436 | 2487.2019 | 213.297 | 0 | 0 | 0 | 0 | 0 | 0 | 0 | 0 | 0 | 0 | 0 | 0 | 0 | 0 | -0.00083228 | 0.075305 | 0.00032051 | 86.4793 | 43.2396 | 43.2397 | 0 | 0 | 0 | 0 | -0.041685 | 0 | 0 | 0 | 35.4735 | #N/A | #N/A
BHCE 250 MW Solar PV | WACM | RM_WACM | CO | Hourly Resource | PV | 250 | 0 |  | 2026-01-01 | 2051-12-31 | 68.1635 | 16.4194 | 0.11876 | 250 | 250 | 631367.499 | 0 | 0 | 0.2883 | 0 | 43.0362 | 43.0362 | 8760 | 0 | 8760 | 0 | 0 | 0 | 0 | 0 | 137.8086 | 48.274 | 2.8441 | -23.4731 | 2501.96 | 211.3726 | 0 | 0 | 0 | 0 | 0 | 0 | 0 | 0 | 0 | 0 | 0 | 0 | 0 | 0 | 0.00011637 | 0.075305 | 0.00032051 | 86.4793 | 43.2396 | 43.2397 | 0 | 0 | 0 | 0 | 0.0024998 | 0 | 0 | 0 | 43.0362 | #N/A | #N/A
BHCE 50 MW Storage BA | WACM | RM_WACM | CO | Pumped Storage | Energy Storage | 50 | -50 |  | 2026-01-01 | 2051-12-31 | 150.2273 | 58.5478 | 3.82 | 50 | 50 | 84244.0438 | 98404.7541 | 7.3258 | 0.19234 | 0.27397 | 12.7872 | 12.5132 | 8760 | 0 | 8760 | 0 | 0 | -0.021241 | 0.8208 | 0 | 137.8086 | 48.274 | 2.8441 | -23.4731 | 2501.96 | 211.3726 | 1.33 | 0 | 0 | 0 | 0 | 0 | 0 | 0 | 0 | 0 | 1620.7972 | 1361.5995 | 52709.4495 | 154166.3061 | 54463.0442 | 0.075305 | 0.00032051 | 86.4793 | 43.2396 | 43.2397 | 3097.738 | 0.76621 | 5986997.4711 | 6695528.9595 | 875095.6679 | 0 | 0 | 0 | 26.3479 | #N/A | #N/A
BHP 100 MW Renewable 1 BA | WACM | RM_WACM | NM | Pumped Storage | Energy Storage | 100 | -100 |  | 2025-12-31 | 2051-12-31 | 115.4093 | 31.2849 | -1.3187 | 100 | 100 | 157082.2568 | 183390.884 | 12.7923 | 0.17932 | 0.51071 | 13.7091 | 13.1984 | 8760 | 0 | 8760 | 0 | 0 | -0.039463 | 1.5548 | 0 | 118.4485 | 32.7676 | -1.0097 | -25.9415 | 2365.1572 | 161.6626 | 1.2415 | 0 | 0 | 0 | 0 | 0 | 0 | 0 | 0 | 0 | 4349.5473 | 3108.211 | 55860.184 | 319734.7715 | 82266.5054 | 0.075305 | 0.00032051 | 86.4793 | 43.2396 | 43.2397 | 1689.6583 | 1.949 | 6718590.4857 | 22328557.7867 | 855733.975 | 0 | 0 | 0 | 43.6137 | #N/A | #N/A
Bidwell Ditch 1 HY | CIPV | CA_CISO | CA | Hydro | Hydro | 2 | 0 |  | 2017-06-29 | 2050-12-31 | 95.3791 | 8.2291 | 0.2459 | 1.4033 | 1.4331 | 12153.0725 | 0 | 0 | 0.86709 | 0 | 1.1592 | 1.1592 | 0 | 0 | 5181 | 3579 | 0 | 0 | 0 | 72.9595 | 95.1475 | 8.1782 | 0.2788 | -25.4494 | 1763.9706 | 69.6621 | 0 | 0 | 0 | 0 | 0 | 0 | 0 | 0 | 0 | 0 | 15.1198 | 6.5687 | 0.090686 | 5.436 | 31.8385 | 0.15866 | 0.00010078 | 4.7626 | 4.7626 | 4.7626 | 227.9645 | 0.0034596 | 5.1774 | 129.5464 | 562.1166 | 0 | 0 | 0 | 1.1601 | #N/A | #N/A
Big Cliff HY 1 HY | BPAT | NW_BPAT | OR | Hydro | Hydro | 18 | 0 |  | 1954-08-01 | 2050-12-31 | 112.5797 | 19.4597 | 4.8977 | 9.4019 | 13.5695 | 78543.9086 | 0 | 0 | 0.40755 | 0 | 8.8425 | 8.8425 | 0 | 0 | 858 | 7902 | 0 | 0 | 0 | 0 | 107.9403 | 16.7554 | 4.4943 | -36.6857 | 1785.8405 | 95.4227 | 0 | 0 | 0 | 0 | 0 | 0 | 0 | 0 | 0 | 0 | 3938.3424 | 13552.9257 | 1317.2507 | 392.2319 | 13963.9665 | 0.13517 | 0.13517 | 0.67195 | 0.031824 | 0.68397 | 248.427 | 4140.9667 | 156.0924 | 14.1237 | 3482.2882 | 0 | 0 | 0 | 8.8505 | #N/A | #N/A
Big Fork 1 HY | BPAT | NW_BPAT | MT | Hydro | Hydro | 4.15 | 0 |  | 1923-01-01 | 2053-12-31 | 112.2193 | 16.4441 | 0.14092 | 0.87565 | 0.87565 | 3112.554 | 0 | 0 | 0.40577 | 0 | 0.34929 | 0.34929 | 0 | 0 | 0 | 8760 | 0 | 0 | 0 | 0 | 109.4665 | 20.6271 | 2.1488 | -44.3615 | 1822.7233 | 105.7093 | 0 | 0 | 0 | 0 | 0 | 0 | 0 | 0 | 0 | 0 | 13.7655 | 19.9989 | 11.1197 | 19.3698 | 2.8696 | 0.13517 | 0.13517 | 0.67195 | 0.031824 | 0.68397 | 0.0097825 | 244.3477 | 15.3898 | 0.84841 | 28.6018 | 0 | 0 | 0 | 0.34958 | #N/A | #N/A
Big Horn Wind 1 | BPAT | NW_BPAT | WA | Hourly Resource | WT-Onshore | 250 | 0 |  | 2006-10-16 | 2050-12-31 | 93.493 | 20.045 | -2.1208 | 250 | 250 | 783132.2486 | 0 | 0 | 0.35759 | 0 | 73.2174 | 73.2174 | 8760 | 0 | 8760 | 0 | 0 | 0 | 0 | 0 | 124.6967 | 34.9584 | 3.0477 | -15.4124 | 1803.7429 | 100.0421 | 0 | 0 | 0 | 0 | 0 | 0 | 0 | 0 | 0 | 0 | 0 | 8036.3525 | 0 | 0 | -3.879e-05 | 0.13517 | 0.13517 | 0.67195 | 0.031824 | 0.68397 | 0 | 2.8254 | 0 | 0 | -0.0030378 | 0 | 0 | 0 | 73.2174 | #N/A | #N/A
Big Horn Wind 2 | BPAT | NW_BPAT | WA | Hourly Resource | WT-Onshore | 50 | 0 |  | 2010-10-15 | 2050-12-31 | 93.6396 | 20.0448 | -1.9741 | 50 | 50 | 156626.4498 | 0 | 0 | 0.35759 | 0 | 14.6664 | 14.6664 | 8760 | 0 | 8760 | 0 | 0 | 0 | 0 | 0 | 124.7773 | 34.9582 | 3.1285 | -15.4124 | 1804.389 | 100.0494 | 0 | 0 | 0 | 0 | 0 | 0 | 0 | 0 | 0 | 0 | 0 | 441.8572 | 0 | 0 | -1.0477e-05 | 0.13517 | 0.13517 | 0.67195 | 0.031824 | 0.68397 | 0 | 0.15891 | 0 | 0 | -8.917e-05 | 0 | 0 | 0 | 14.6664 | #N/A | #N/A
Big Pine 1 HY | LDWP | CA_LDWP | CA | Hydro | Hydro | 3.2 | 0 |  | 1925-01-01 | 2050-12-31 | 85.7481 | 3.2286 | -10.5325 | 2.6144 | 1.3016 | 12902.8532 | 0 | 0 | 0.49098 | 0 | 1.1064 | 1.1064 | 0 | 0 | 1513 | 7247 | 0 | 0 | 0 | 0 | 82.706 | 4.8854 | -8.87 | -21.0643 | 1928.8271 | 65.3241 | 0 | 0 | 0 | 0 | 0 | 0 | 0 | 0 | 0 | 0 | 172.6932 | 35.0129 | 225.1815 | 266.8382 | 1364.7174 | 0.51018 | 0.0002031 | 10.9758 | 5.1679 | 5.9579 | 1208.5912 | 0.67155 | 4626.5976 | 1342.5533 | 15142.5878 | 0 | 0 | 0 | 1.1287 | #N/A | #N/A
Big Sky Solar 1 AB PV-NT | AESO | AB_AESO | AB | Hourly Resource | PV-NonTracking | 120 | 0 |  | 2024-01-01 | 2054-12-31 | 72.7207 | 14.0003 | 3.5241 | 120 | 120 | 268226.2808 | 0 | 0 | 0.25516 | 0 | 19.5056 | 19.5056 | 8760 | 0 | 8760 | 0 | 0 | 0 | 0 | 0 | 96.35 | 10.8496 | -1.1901 | -24.9972 | 762.7495 | 69.1367 | 0 | 0 | 0 | 0 | 0 | 0 | 0 | 0 | 0 | 0 | 0 | 0 | 0 | 0 | -0.00015516 | 1.8659 | 0.0078726 | 35.0857 | 35.06 | 35.06 | 0 | 0 | 0 | 0 | -0.0056585 | 0 | 0 | 0 | 19.5056 | #N/A | #N/A
Big Sky Solar 11PV-NT50 | CISC | CA_CISO | CA | Hourly Resource | PV-NonTracking | 50 | 0 |  | 2016-12-15 | 2050-12-31 | 34.6424 | -13.8577 | -6.1811 | 50 | 50 | 126488.9999 | 0 | 0 | 0.28879 | 0 | 4.3819 | 4.3819 | 8760 | 0 | 8760 | 0 | 0 | 0 | 0 | 34.35 | 72.0965 | -8.8657 | -5.7283 | -25.0785 | 1959.5009 | 71.9143 | 0 | 0 | 0 | 0 | 0 | 0 | 0 | 0 | 0 | 0 | 0 | 0 | 0 | 0 | 8.2189e-06 | 0.15866 | 0.00010078 | 4.7626 | 4.7626 | 4.7626 | 0 | 0 | 0 | 0 | 0.00015683 | 0 | 0 | 0 | 4.3819 | #N/A | #N/A
Big Sky Solar 2 | CISC | CA_CISO | CA | Hourly Resource | PV-NonTracking | 5 | 0 |  | 2016-11-30 | 2050-12-31 | 32.3891 | -16.0164 | -6.0105 | 5 | 5 | 14574.04 | 0 | 0 | 0.33274 | 0 | 0.47204 | 0.47204 | 8760 | 0 | 8760 | 0 | 0 | 0 | 0 | 5 | 72.0965 | -8.8657 | -5.7283 | -25.0785 | 1959.5009 | 71.9143 | 0 | 0 | 0 | 0 | 0 | 0 | 0 | 0 | 0 | 0 | 0 | 0 | 0 | 0 | -6.5193e-07 | 0.15866 | 0.00010078 | 4.7626 | 4.7626 | 4.7626 | 0 | 0 | 0 | 0 | -8.3459e-06 | 0 | 0 | 0 | 0.47204 | #N/A | #N/A
Big Sky Solar 3 PV-NT | CISC | CA_CISO | CA | Hourly Resource | PV-NonTracking | 20 | 0 |  | 2019-09-14 | 2050-12-31 | 32.9379 | -15.9801 | -5.4814 | 20 | 20 | 58710.9201 | 0 | 0 | 0.33511 | 0 | 1.9338 | 1.9338 | 8760 | 0 | 8760 | 0 | 0 | 0 | 0 | 39.22 | 72.4725 | -8.8657 | -5.3523 | -25.0575 | 1960.4504 | 71.9244 | 0 | 0 | 0 | 0 | 0 | 0 | 0 | 0 | 0 | 0 | 0 | 0 | 0 | 0 | 1.3504e-06 | 0.15866 | 0.00010078 | 4.7626 | 4.7626 | 4.7626 | 0 | 0 | 0 | 0 | 2.5361e-05 | 0 | 0 | 0 | 1.9338 | #N/A | #N/A
Big Sky Solar 41PV-NT40 | CISC | CA_CISO | CA | Hourly Resource | PV-NonTracking | 40 | 0 |  | 2016-12-03 | 2050-12-31 | 33.9672 | -13.8226 | -6.9349 | 40 | 40 | 104328.2 | 0 | 0 | 0.29774 | 0 | 3.5437 | 3.5437 | 8760 | 0 | 8760 | 0 | 0 | 0 | 0 | 45.48 | 71.5021 | -8.8657 | -6.3227 | -25.0859 | 1955.7181 | 71.8636 | 0 | 0 | 0 | 0 | 0 | 0 | 0 | 0 | 0 | 0 | 0 | 0 | 0 | 0 | -8.5915e-06 | 0.15866 | 0.00010078 | 4.7626 | 4.7626 | 4.7626 | 0 | 0 | 0 | 0 | 1.7287e-05 | 0 | 0 | 0 | 3.5437 | #N/A | #N/A
Big Sky Solar 6 PV-NT | CISC | CA_CISO | CA | Hourly Resource | PV-NonTracking | 20 | 0 |  | 2017-12-08 | 2050-12-31 | 35.3956 | -13.9338 | -5.5723 | 20 | 20 | 51121.28 | 0 | 0 | 0.29179 | 0 | 1.8095 | 1.8095 | 8760 | 0 | 8760 | 0 | 0 | 0 | 0 | 55.46 | 72.5793 | -8.8657 | -5.2455 | -25.1451 | 1962.3354 | 71.9554 | 0 | 0 | 0 | 0 | 0 | 0 | 0 | 0 | 0 | 0 | 0 | 0 | 0 | 0 | -8.964e-07 | 0.15866 | 0.00010078 | 4.7626 | 4.7626 | 4.7626 | 0 | 0 | 0 | 0 | -3.0029e-05 | 0 | 0 | 0 | 1.8095 | #N/A | #N/A
Big Sky Solar 7 PV-NT | CISC | CA_CISO | CA | Hourly Resource | PV-NonTracking | 20 | 0 |  | 2017-12-08 | 2050-12-31 | 35.5276 | -13.9338 | -5.4404 | 20 | 20 | 51121.28 | 0 | 0 | 0.29179 | 0 | 1.8162 | 1.8162 | 8760 | 0 | 8760 | 0 | 0 | 0 | 0 | 55.46 | 72.6783 | -8.8657 | -5.1465 | -25.1565 | 1962.8618 | 71.9641 | 0 | 0 | 0 | 0 | 0 | 0 | 0 | 0 | 0 | 0 | 0 | 0 | 0 | 0 | -8.964e-07 | 0.15866 | 0.00010078 | 4.7626 | 4.7626 | 4.7626 | 0 | 0 | 0 | 0 | -3.0029e-05 | 0 | 0 | 0 | 1.8162 | #N/A | #N/A
Big Sky Solar 8 PV-NT | CISC | CA_CISO | CA | Hourly Resource | PV-NonTracking | 20 | 0 |  | 2017-12-08 | 2050-12-31 | 35.2988 | -13.9002 | -5.5643 | 20 | 20 | 50786.48 | 0 | 0 | 0.28988 | 0 | 1.7927 | 1.7927 | 8760 | 0 | 8760 | 0 | 0 | 0 | 0 | 54.88 | 72.578 | -8.8657 | -5.2468 | -25.1452 | 1962.2795 | 71.9552 | 0 | 0 | 0 | 0 | 0 | 0 | 0 | 0 | 0 | 0 | 0 | 0 | 0 | 0 | -3.6089e-07 | 0.15866 | 0.00010078 | 4.7626 | 4.7626 | 4.7626 | 0 | 0 | 0 | 0 | 1.5896e-05 | 0 | 0 | 0 | 1.7927 | #N/A | #N/A
Big Sky Summer PV-NT | CISC | CA_CISO | CA | Hourly Resource | PV-NonTracking | 20 | 0 |  | 2016-07-25 | 2050-12-31 | 32.6841 | -15.9785 | -5.7138 | 20 | 20 | 58730.1401 | 0 | 0 | 0.33522 | 0 | 1.9195 | 1.9195 | 8760 | 0 | 8760 | 0 | 0 | 0 | 0 | 20 | 72.2861 | -8.8657 | -5.5387 | -25.0186 | 1959.1532 | 71.9041 | 0 | 0 | 0 | 0 | 0 | 0 | 0 | 0 | 0 | 0 | 0 | 0 | 0 | 0 | 1.3504e-06 | 0.15866 | 0.00010078 | 4.7626 | 4.7626 | 4.7626 | 0 | 0 | 0 | 0 | 2.5361e-05 | 0 | 0 | 0 | 1.9195 | #N/A | #N/A
Big Thompson 1 HY | WACM | RM_WACM | CO | Hydro | Hydro | 4.5 | 0 |  | 1959-04-01 | 2050-12-31 | 169.4712 | 76.0102 | 4.054 | 0.94917 | 0.001 | 1394.9709 | 0 | 0 | 0.026541 | 0 | 0.23641 | 0.23641 | 0 | 0 | 103 | 8657 | 0 | 0 | 0 | 0 | 137.9428 | 48.4989 | 2.7533 | -24.4958 | 2480.4194 | 213.5757 | 0 | 0 | 0 | 0 | 0 | 0 | 0 | 0 | 0 | 0 | 107.3649 | 990.512 | 74.3194 | 175.9549 | 1484.3599 | 0.075305 | 0.00032051 | 86.4793 | 43.2396 | 43.2397 | 0.038078 | 0.29412 | 3237.9003 | 12923.537 | 69178.9338 | 0 | 0 | 0 | 0.32175 | #N/A | #N/A
Big Timber Wind 1 WT | NWMT | NW_NWMT | MT | Hourly Resource | WT-Onshore | 25 | 0 |  | 2018-02-01 | 2050-12-31 | 85.7772 | 8.9596 | -1.9176 | 25 | 25 | 80150.8682 | 0 | 0 | 0.36599 | 0 | 6.8751 | 6.8751 | 8760 | 0 | 8760 | 0 | 0 | 0 | 0 | 556.8817 | 110.7254 | 22.9341 | 1.1008 | -71.5663 | 1681.4321 | 116.5727 | 0 | 0 | 0 | 0 | 0 | 0 | 0 | 0 | 0 | 0 | 0 | 8215.3987 | 0 | 0 | 353.605 | 9.0549 | 8.0429 | 75.1759 | 0.031824 | 75.1075 | 0 | 95974.108 | 0 | 0 | 12266.4784 | 0 | 0 | 0 | 6.9834 | #N/A | #N/A
BigCreek1-1 | CISC | CA_CISO | CA | Hydro | Hydro | 776.842 | 0 |  | 2024-05-01 | 2050-12-31 | 76.164 | -8.8389 | -4.4326 | 570.876 | 275.4628 | 2768397.378 | 0 | 0 | 0.45864 | 0 | 210.8523 | 210.8523 | 0 | 0 | 93 | 8667 | 0 | 0 | 0 | 0 | 77.0607 | -6.4907 | -3.1391 | -26.2259 | 1958.4521 | 72.7662 | 0 | 0 | 0 | 0 | 0 | 0 | 0 | 0 | 0 | 0 | 9675.7659 | 58987.0606 | 30.915 | 2631.3623 | 549260.0641 | 0.15866 | 0.00010078 | 4.7626 | 4.7626 | 4.7626 | 99445.9712 | 15.9695 | 4752.3461 | 47487.0021 | 3520477.0234 | 0 | 0 | 0 | 214.5245 | #N/A | #N/A
Bighorn | PSCO | RM_PSCO | CO | Hourly Resource | PV-Tracking | 258.9 | 0 |  | 2020-12-01 | 2041-11-30 | 62.5615 | 11.5734 | -0.83019 | 258.9 | 258.9 | 651186.2527 | 0 | 0 | 0.28712 | 0 | 40.7392 | 40.7392 | 8760 | 0 | 8760 | 0 | 0 | 0 | 0 | 2656.8786 | 136.4192 | 46.9572 | 2.7715 | -25 | 2499.9265 | 211.2626 | 0 | 0 | 0 | 0 | 0 | 0 | 0 | 0 | 0 | 0 | 0 | 2314.1177 | 0 | 0 | 2006.752 | 0.42135 | 0.055066 | 119.3454 | 43.2396 | 76.1058 | 0 | 7282.8362 | 0 | 0 | 55506.7773 | 0 | 0 | 0 | 40.802 | #N/A | #N/A
Bighorn HY | AESO | AB_AESO | AB | Hydro | Hydro | 120 | 0 |  | 1972-01-01 | 2050-12-31 | 111.1318 | 21.0481 | -9.3609 | 120 | 120 | 400286.4106 | 0 | 0 | 0.38079 | 0 | 44.4846 | 44.4846 | 0 | 0 | 0 | 8760 | 0 | 0 | 0 | 0 | 92.8427 | 11.5764 | -5.4243 | -56.4636 | 680.2124 | 66.6298 | 0 | 0 | 0 | 0 | 0 | 0 | 0 | 0 | 0 | 0 | 16127.696 | 53729.7088 | 18475.3309 | 21794.0896 | 71741.7425 | 1.8659 | 0.0078726 | 35.0857 | 35.06 | 35.06 | 41502.8195 | 471.0029 | 387124.3995 | 591061.2375 | 2598985.5774 | 0 | 0 | 0 | 48.1037 | #N/A | #N/A
Biglow Canyon 1 76 WT | PGE | NW_PGE | OR | Hourly Resource | WT-Onshore | 125.4 | 0 |  | 2008-01-01 | 2050-12-31 | 76.5512 | 1.2147 | -1.6104 | 125.4 | 125.4 | 375499.1443 | 0 | 0 | 0.34183 | 0 | 28.7449 | 28.7449 | 8760 | 0 | 8760 | 0 | 0 | 0 | 0 | 232.4916 | 106.4026 | 16.3982 | 3.3138 | -36.2974 | 1745.9185 | 97.1752 | 0 | 0 | 0 | 0 | 0 | 0 | 0 | 0 | 0 | 0 | 0 | 375499.1443 | 0 | 0 | 232.4916 | 0.37688 | 0.20869 | 12.0258 | 0.031824 | 12.3093 | 0 | 1457.1516 | 0 | 0 | 197.9567 | 0 | 0 | 0 | 28.7466 | #N/A | #N/A
Biglow Canyon 2 76 WT | PGE | NW_PGE | OR | Hourly Resource | WT-Onshore | 163.3 | 0 |  | 2011-01-01 | 2050-12-31 | 75.1071 | 1.2326 | -3.1907 | 163.3 | 163.3 | 487394.5364 | 0 | 0 | 0.34071 | 0 | 36.6068 | 36.6068 | 8760 | 0 | 8760 | 0 | 0 | 0 | 0 | 1895.5458 | 105.5515 | 16.3982 | 2.4627 | -36.2718 | 1726.0797 | 97.0023 | 0 | 0 | 0 | 0 | 0 | 0 | 0 | 0 | 0 | 0 | 0 | 480590.7651 | 0 | 0 | 1895.5448 | 0.37688 | 0.20869 | 12.0258 | 0.031824 | 12.3093 | 0 | 1870.1719 | 0 | 0 | 95243.5338 | 0 | 0 | 0 | 36.7039 | #N/A | #N/A
Biglow Canyon 3 65 WT | PGE | NW_PGE | OR | Hourly Resource | WT-Onshore | 161 | 0 |  | 2009-09-01 | 2050-12-31 | 75.1001 | 1.2418 | -3.1374 | 161 | 161 | 481251.6855 | 0 | 0 | 0.34123 | 0 | 36.1421 | 36.1421 | 8760 | 0 | 8760 | 0 | 0 | 0 | 0 | 1146.9813 | 105.5795 | 16.3982 | 2.4907 | -36.2727 | 1726.7305 | 97.008 | 0 | 0 | 0 | 0 | 0 | 0 | 0 | 0 | 0 | 0 | 0 | 233284.5103 | 0 | 0 | 1146.9814 | 0.37688 | 0.20869 | 12.0258 | 0.031824 | 12.3093 | 0 | 1849.8342 | 0 | 0 | 50355.7603 | 0 | 0 | 0 | 36.1943 | #N/A | #N/A
Bishop Creek Plant 2 And 6 1 HY | CISC | CA_CISO | CA | Hydro | HydroRPS | 13.4 | 0 |  | 2023-07-28 | 2050-12-31 | 56.8156 | -24.6212 | -13.7155 | 7.7449 | 3.7856 | 43402.5446 | 0 | 0 | 0.45042 | 0 | 2.4659 | 2.4659 | 0 | 0 | 498 | 8262 | 0 | 0 | 0 | 5304.8611 | 49.8607 | -24.6551 | -12.1747 | -124.7304 | 2347.4565 | 96.1545 | 0 | 0 | 0 | 0 | 0 | 0 | 0 | 0 | 0 | 0 | 26.1981 | 54.8856 | 3.7482 | 151.0467 | 2248.6365 | 0.15866 | 0.00010078 | 4.7626 | 4.7626 | 4.7626 | 468.1218 | 0.017965 | 41.8014 | 2185.1995 | 17537.6639 | 0 | 0 | 0 | 2.4862 | #N/A | #N/A
Bishop Creek Plant 3 And 4-1 HY | CISC | CA_CISO | CA | Hydro | HydroRPS | 15.8 | 0 |  | 2023-03-01 | 2050-12-31 | 53.591 | -23.6674 | -12.3822 | 11.2711 | 6.0307 | 68014.5904 | 0 | 0 | 0.57985 | 0 | 3.645 | 3.645 | 0 | 0 | 220 | 8540 | 0 | 0 | 0 | 5567.1304 | 51.0865 | -24.0993 | -11.5048 | -113.3386 | 2044.6218 | 86.2831 | 0 | 0 | 0 | 0 | 0 | 0 | 0 | 0 | 0 | 0 | 42.6974 | 70.8028 | 8.77 | 211.0127 | 2647.6652 | 0.15866 | 0.00010078 | 4.7626 | 4.7626 | 4.7626 | 859.3901 | 0.020399 | 173.8312 | 3041.3853 | 10395.1131 | 0 | 0 | 0 | 3.6594 | #N/A | #N/A
Black Butte Hydro 1 HY | CIPV | CA_CISO | CA | Hydro | HydroRPS | 6.2 | 0 |  | 1988-01-01 | 2050-12-31 | 98.4499 | 4.2756 | 0.99986 | 1.1898 | 0.1219 | 3973.4246 | 0 | 0 | 0.26682 | 0 | 0.39118 | 0.39118 | 0 | 0 | 0 | 8760 | 0 | 0 | 0 | 99.3018 | 97.7177 | 8.8291 | 2.198 | -26.0372 | 1800.1208 | 68.1183 | 0 | 0 | 0 | 0 | 0 | 0 | 0 | 0 | 0 | 0 | 58.1308 | 1349.006 | 1.4641 | 101.092 | 2376.4069 | 0.15866 | 0.00010078 | 4.7626 | 4.7626 | 4.7626 | 388.6252 | 0.16267 | 75.9966 | 2790.3004 | 9108.7922 | 0 | 0 | 0 | 0.40355 | #N/A | #N/A
Black Canyon 1 HY | IPTV | BS_IPCO | ID | Hydro | Hydro | 5.09 | 0 |  | 1995-12-01 | 2050-12-31 | 149.4274 | 39.665 | 7.3485 | 5.1 | 5.1 | 15993.0307 | 0 | 0 | 0.35798 | 0 | 2.3898 | 2.3898 | 0 | 0 | 930 | 7830 | 0 | 0 | 0 | 0 | 117.1124 | 24.1332 | 6.2887 | -31.9283 | 1927.9198 | 125.6744 | 0 | 0 | 0 | 0 | 0 | 0 | 0 | 0 | 0 | 0 | 557.7311 | 6372.6287 | 192.0496 | 360.5327 | 9449.0196 | 0.015242 | 0.010783 | 14.1881 | 0.031824 | 14.1563 | 1.6217 | 62.3233 | 4558.0765 | 0.12328 | 86476.8372 | 0 | 0 | 0 | 2.4809 | #N/A | #N/A
Black Canyon 2 HY | IPTV | BS_IPCO | ID | Hydro | Hydro | 5.09 | 0 |  | 1995-12-01 | 2050-12-31 | 149.4274 | 39.665 | 7.3485 | 5.1 | 5.1 | 15993.0307 | 0 | 0 | 0.35798 | 0 | 2.3898 | 2.3898 | 0 | 0 | 930 | 7830 | 0 | 0 | 0 | 0 | 117.1124 | 24.1332 | 6.2887 | -31.9283 | 1927.9198 | 125.6744 | 0 | 0 | 0 | 0 | 0 | 0 | 0 | 0 | 0 | 0 | 135.7275 | 790.0661 | 199.2526 | 357.2141 | 9241.2903 | 0.015242 | 0.010783 | 14.1881 | 0.031824 | 14.1563 | 1.5366 | 61.2478 | 4788.27 | 0.29043 | 86250.0922 | 0 | 0 | 0 | 2.4809 | #N/A | #N/A
Black Creek 1 HY | PSEI | NW_PSEI | WA | Hydro | Hydro | 3.7 | 0 |  | 1994-02-01 | 2050-12-31 | 85.4524 | 12.067 | 4.5371 | 3.7064 | 3.7003 | 11021.9171 | 0 | 0 | 0.329 | 0 | 0.94185 | 0.94185 | 0 | 0 | 424 | 8336 | 0 | 0 | 0 | 0 | 111.5452 | 17.9044 | 6.9503 | -35.4739 | 1686.387 | 100.0211 | 0 | 0 | 0 | 0 | 0 | 0 | 0 | 0 | 0 | 0 | 1078.658 | 2859.5258 | 1082.0588 | 580.324 | 4642.8844 | 10.1999 | 8.7761 | 20.3774 | 0.031824 | 42.9118 | 19760.7938 | 31596.6669 | 40138.1162 | 0.20744 | 249588.2615 | 0 | 0 | 0 | 1.2829 | #N/A | #N/A
Black Diamond Energy Storage 1 BA | CIPB | CA_CISO | CA | Pumped Storage | Energy Storage | 200 | -200 |  | 2021-12-23 | 2050-12-31 | 90.1847 | -0.27144 | 1.1726 | 200 | 200 | 272828.4473 | 318151.1041 | 23.0506 | 0.15572 | 0.88647 | 7.196 | 6.3096 | 8760 | 0 | 8760 | 0 | 0 | -0.067984 | 2.3753 | 0 | 96.8539 | 7.7144 | 2.4489 | -26.3091 | 1846.7179 | 66.825 | 1.2146 | 0 | 0 | 0 | 0 | 0 | 0 | 0 | 0 | 0 | 92869.0705 | 1104160.593 | 133381.755 | 200 | 624261.0966 | 0.15866 | 0.00010078 | 4.7626 | 4.7626 | 4.7626 | 9.2886 | 69.889 | 1507296.7221 | 0.0134 | 1554162.5607 | 0 | 0 | 0 | 10.2576 | #N/A | #N/A
Black Eagle 1 HY | NWMT | NW_NWMT | MT | Hydro | Hydro | 23.98 | 3.4 |  | 1927-09-01 | 2050-12-31 | 105.7363 | 23.5702 | -4.6456 | 17.2664 | 18.1258 | 134766.1256 | 0 | 0 | 0.73258 | 0 | 14.2497 | 14.2497 | 0 | 0 | 1482 | 7278 | 0 | 0 | 0 | 0 | 102.3271 | 20.9293 | -5.2927 | -96.823 | 1674.0447 | 107.8091 | 0 | 0 | 0 | 0 | 0 | 0 | 0 | 0 | 0 | 0 | 9476.197 | 10012.0728 | 6487.691 | 152.4475 | 10914.5784 | 9.0549 | 8.0429 | 75.1759 | 0.031824 | 75.1075 | 117317.7372 | 97137.5811 | 471503.1638 | 1.3998 | 586051.0519 | 0 | 0 | 0 | 15.5217 | #N/A | #N/A
Black Eagle Solar 1 OT | NWMT | NW_NWMT | MT | Hourly Resource | PV-NonTracking | 3 | 0 |  | 2017-10-01 | 2050-12-31 | 89.1828 | 35.2902 | -1.1456 | 3 | 3 | 4698.0664 | 0 | 0 | 0.17877 | 0 | 0.41899 | 0.41899 | 8760 | 0 | 8760 | 0 | 0 | 0 | 0 | 94.0286 | 102.8804 | 20.9054 | -4.7156 | -99.3581 | 1669.5226 | 108.2528 | 0 | 0 | 0 | 0 | 0 | 0 | 0 | 0 | 0 | 0 | 0 | 374.7183 | 0 | 0 | 85.9316 | 9.0549 | 8.0429 | 75.1759 | 0.031824 | 75.1075 | 0 | 29253.8535 | 0 | 0 | 8352.9961 | 0 | 0 | 0 | 0.45659 | #N/A | #N/A
Black Hollow PV | PSCO | RM_PSCO | CO | Hourly Resource | PV | 150 | 0 |  | 2025-01-01 | 2039-12-31 | 72.7774 | 18.268 | 1.5302 | 150 | 150 | 328200.7568 | 0 | 0 | 0.24977 | 0 | 23.8856 | 23.8856 | 8760 | 0 | 8760 | 0 | 0 | 0 | 0 | 5293.4934 | 140.3786 | 49.3207 | 4.3673 | -25.8347 | 2519.387 | 214.8078 | 0 | 0 | 0 | 0 | 0 | 0 | 0 | 0 | 0 | 0 | 0 | 318.3933 | 0 | 0 | 4146.858 | 0.42135 | 0.055066 | 119.3454 | 43.2396 | 76.1058 | 0 | 3989.2663 | 0 | 0 | 32497.4899 | 0 | 0 | 0 | 23.9221 | #N/A | #N/A
Black Mesa BESS Paired with Solar BA | IPTV | BS_IPCO | ID | Pumped Storage | Energy Storage | 40 | -40 |  | 2023-08-01 | 2054-12-31 | 129.7033 | 38.4894 | 4.2888 | 40 | 40 | 64715.097 | 75570.7001 | 5.4897 | 0.18469 | 0.21043 | 7.2161 | 7.0056 | 8760 | 0 | 8760 | 0 | 0 | -0.016283 | 0.58828 | 0 | 115.5044 | 25.1553 | 3.6585 | -29.2982 | 1926.7922 | 130.5788 | 1.2083 | 0 | 0 | 0 | 0 | 0 | 0 | 0 | 0 | 0 | 66013.6061 | 116071.2566 | 64406.9091 | 85450.5216 | 32453.3131 | 0.015242 | 0.010783 | 14.1881 | 0.031824 | 14.1563 | 1050.38 | 22.6497 | 405906.9533 | 27.5478 | 450046.2698 | 0 | 0 | 0 | 8.0731 | #N/A | #N/A
Black Mesa Solar Paired with BESS 1 PV | IPTV | BS_IPCO | ID | Hourly Resource | PV | 40 | 0 |  | 2023-08-01 | 2054-12-31 | 85.5569 | 27.7879 | 2.7298 | 40 | 40 | 96594.6401 | 0 | 0 | 0.27567 | 0 | 8.2643 | 8.2643 | 8760 | 0 | 8760 | 0 | 0 | 0 | 0 | 76.76 | 115.1596 | 25.1553 | 3.3138 | -29.3046 | 1923.8755 | 130.2058 | 0 | 0 | 0 | 0 | 0 | 0 | 0 | 0 | 0 | 0 | 0 | 28.6 | 0 | 0 | 1.4482e-05 | 0.015242 | 0.010783 | 14.1881 | 0.031824 | 14.1563 | 0 | 5.189 | 0 | 0 | -0.00025197 | 0 | 0 | 0 | 8.2643 | #N/A | #N/A
Black Rock Solar PV-T | BPAT | NW_BPAT | WA | Hourly Resource | PV-Tracking | 100 | 0 |  | 2024-01-01 | 2051-12-31 | 89.9052 | 28.1936 | 5.2624 | 100 | 100 | 225558.5998 | 0 | 0 | 0.25749 | 0 | 20.2789 | 20.2789 | 8760 | 0 | 8760 | 0 | 0 | 0 | 0 | 1175 | 110.5577 | 18.0026 | 5.8645 | -35.4255 | 1785.6954 | 99.6755 | 0 | 0 | 0 | 0 | 0 | 0 | 0 | 0 | 0 | 0 | 0 | 0 | 0 | 0 | 47.5 | 0.13517 | 0.13517 | 0.67195 | 0.031824 | 0.68397 | 0 | 0 | 0 | 0 | 4888.3309 | 0 | 0 | 0 | 20.2838 | #N/A | #N/A
Blackspring Ridge Bsr1 1 WT | AESO | AB_AESO | AB | Hourly Resource | WT-Onshore | 150 | 0 |  | 2014-03-30 | 2050-12-31 | 60.3102 | -9.75 | -8.619 | 150 | 150 | 389793.2999 | 0 | 0 | 0.29665 | 0 | 23.5085 | 23.5085 | 8760 | 0 | 8760 | 0 | 0 | 0 | 0 | 0 | 90.4789 | 8.9797 | -5.1914 | -24.5746 | 772.8102 | 71.5878 | 0 | 0 | 0 | 0 | 0 | 0 | 0 | 0 | 0 | 0 | 0 | 389793.2999 | 0 | 0 | -0.00019297 | 1.8659 | 0.0078726 | 35.0857 | 35.06 | 35.06 | 0 | 789.3496 | 0 | 0 | 0.00028773 | 0 | 0 | 0 | 23.5093 | #N/A | #N/A
Blackspring Ridge Bsr1 2 WT | AESO | AB_AESO | AB | Hourly Resource | WT-Onshore | 150 | 0 |  | 2014-03-30 | 2050-12-31 | 60.0907 | -9.75 | -8.8384 | 150 | 150 | 389793.2999 | 0 | 0 | 0.29665 | 0 | 23.423 | 23.423 | 8760 | 0 | 8760 | 0 | 0 | 0 | 0 | 0 | 90.3661 | 8.9797 | -5.3042 | -24.5745 | 772.6229 | 71.6133 | 0 | 0 | 0 | 0 | 0 | 0 | 0 | 0 | 0 | 0 | 0 | 102257.2418 | 0 | 0 | -0.00019297 | 1.8659 | 0.0078726 | 35.0857 | 35.06 | 35.06 | 0 | 648.4696 | 0 | 0 | 0.00028773 | 0 | 0 | 0 | 23.4236 | #N/A | #N/A
Blackwell Solar 1 PV-NT | CIPV | CA_CISO | CA | Hourly Resource | PV-NonTracking | 12 | 0 |  | 2015-04-16 | 2050-12-31 | 36.0134 | -16.3304 | -4.1995 | 12 | 12 | 29398.3622 | 0 | 0 | 0.27966 | 0 | 1.0587 | 1.0587 | 8760 | 0 | 8760 | 0 | 0 | 0 | 0 | 1095.8218 | 83.6351 | -1.6151 | -1.4403 | -27.2612 | 2062.3728 | 83.0678 | 0 | 0 | 0 | 0 | 0 | 0 | 0 | 0 | 0 | 0 | 0 | 3732.9273 | 0 | 0 | 145.428 | 0.15866 | 0.00010078 | 4.7626 | 4.7626 | 4.7626 | 0 | 1.1841 | 0 | 0 | 0.039309 | 0 | 0 | 0 | 1.0587 | #N/A | #N/A
Bliss 1 HY | IPMV | BS_IPCO | ID | Hydro | Hydro | 75 | 0 |  | 1949-11-01 | 2050-12-31 | 117.6061 | 26.4461 | 2.9635 | 46.8178 | 46.245 | 354245.8273 | 0 | 0 | 0.763 | 0 | 41.6615 | 41.6615 | 0 | 0 | 298 | 8462 | 0 | 0 | 0 | 0 | 114.9325 | 25.2947 | 2.9472 | -29.0015 | 1913.3087 | 131.0674 | 0 | 0 | 0 | 0 | 0 | 0 | 0 | 0 | 0 | 0 | 3853.855 | 7132.3754 | 2712.9379 | 8926.8559 | 37871.0168 | 0.015242 | 0.010783 | 14.1881 | 0.031824 | 14.1563 | 370.9566 | 285.964 | 49143.6435 | 3.0863 | 319139.4395 | 0 | 0 | 0 | 42.0304 | #N/A | #N/A
Blue Bird Solar PV-T | BPAT | NW_BPAT | OR | Hourly Resource | PV-Tracking | 100 | 0 |  | 2023-12-31 | 2050-12-31 | 82.9405 | 23.799 | 3.9523 | 100 | 100 | 225242.6 | 0 | 0 | 0.25713 | 0 | 18.6817 | 18.6817 | 8760 | 0 | 8760 | 0 | 0 | 0 | 0 | 1640 | 106.3939 | 15.6033 | 4.1 | -36.2676 | 1762.6509 | 94.0482 | 0 | 0 | 0 | 0 | 0 | 0 | 0 | 0 | 0 | 0 | 0 | 328.1305 | 0 | 0 | 147.1 | 0.13517 | 0.13517 | 0.67195 | 0.031824 | 0.68397 | 0 | 0.32386 | 0 | 0 | 7873.0958 | 0 | 0 | 0 | 18.6896 | #N/A | #N/A
Blue Hornet Solar 1 PV-NT | CISD | CA_CISO | CA | Hourly Resource | PV-NonTracking | 100 | 0 |  | 2022-03-31 | 2050-12-31 | 11.3639 | -35.3551 | -7.7283 | 100 | 100 | 264719.8982 | 0 | 0 | 0.30219 | 0 | 3.0082 | 3.0082 | 8760 | 0 | 8760 | 0 | 0 | 0 | 0 | 11810.2018 | 57.2553 | -19.6788 | -9.7564 | -25.0403 | 1881.9126 | 71.1469 | 0 | 0 | 0 | 0 | 0 | 0 | 0 | 0 | 0 | 0 | 0 | 0 | 0 | 0 | 14.2 | 0.15866 | 0.00010078 | 4.7626 | 4.7626 | 4.7626 | 0 | 0 | 0 | 0 | 0.015912 | 0 | 0 | 0 | 3.0082 | #N/A | #N/A
Blue Mesa 1 HY | WACM | RM_WACM | CO | Hydro | Hydro | 86.4 | 0 |  | 1967-09-01 | 2050-12-31 | 215.982 | 117.609 | 1.9329 | 65.8459 | 62.9338 | 190135.3404 | 0 | 0 | 0.21924 | 0 | 41.0658 | 41.0658 | 0 | 0 | 206 | 8554 | 0 | 0 | 0 | 0 | 144.5845 | 57.8004 | 0.093568 | -24.3285 | 2482.019 | 220.4456 | 0 | 0 | 0 | 0 | 0 | 0 | 0 | 0 | 0 | 0 | 1194.4431 | 3649.9216 | 1250.0149 | 17632.2471 | 124794.3058 | 0.075305 | 0.00032051 | 86.4793 | 43.2396 | 43.2397 | 691.2363 | 2.0618 | 34685.9308 | 771012.6116 | 4365116.7908 | 0 | 0 | 0 | 46.2373 | #N/A | #N/A
Blue Sky 1 PV-NT | PNM | SW_PNM | NM | Hourly Resource | PV-NonTracking | 1.25 | 0 |  | 2012-09-28 | 2050-12-31 | 19.5513 | -32.9541 | -3.2757 | 1.25 | 1.25 | 2718.5575 | 0 | 0 | 0.24827 | 0 | 0.053151 | 0.053151 | 8760 | 0 | 8760 | 0 | 0 | 0 | 0 | 250.4462 | 59.8434 | -24.7183 | -2.1289 | -42.5019 | 1930.3571 | 83.8467 | 0 | 0 | 0 | 0 | 0 | 0 | 0 | 0 | 0 | 0 | 0 | 52.4 | 0 | 0 | 57.9762 | 0.89269 | 0.0029891 | 22.2939 | 5.1679 | 17.1082 | 0 | 5.5275 | 0 | 0 | 655.4435 | 0 | 0 | 0 | 0.053812 | #N/A | #N/A
Blue Trail Wind Btr1 1 WT | AESO | AB_AESO | AB | Hourly Resource | WT-Onshore | 33 | 0 |  | 2010-02-01 | 2050-12-31 | 52.1357 | -16.3402 | -8.8995 | 33 | 33 | 75963.322 | 0 | 0 | 0.26278 | 0 | 3.9604 | 3.9604 | 8760 | 0 | 8760 | 0 | 0 | 0 | 0 | 1192.4269 | 88.3672 | 7.0461 | -5.3694 | -45.2226 | 780.0317 | 73.5874 | 0 | 0 | 0 | 0 | 0 | 0 | 0 | 0 | 0 | 0 | 0 | 75963.322 | 0 | 0 | 1192.4269 | 1.8659 | 0.0078726 | 35.0857 | 35.06 | 35.06 | 0 | 41.1495 | 0 | 0 | 7329.9308 | 0 | 0 | 0 | 3.9678 | #N/A | #N/A
Bluebird Bus Battery BA | WACM | RM_WACM | CO | Pumped Storage | Energy Storage | 0.06 | -0.06 |  | 2019-11-15 | 2051-12-31 | 213.7709 | 129.6326 | -1.2934 | 0.06 | 0.06 | 109.8268 | 128.3609 | 0.01038 | 0.20896 | 0.00035728 | 0.03016 | 0.029803 | 8760 | 0 | 8760 | 0 | 0 | -2.7801e-05 | 0.0008766 | 0 | 184.1135 | 98.6834 | -1.2605 | -24.2469 | 2670.2046 | 304.7048 | 1.3937 | 0 | 0 | 0 | 0 | 0 | 0 | 0 | 0 | 0 | 7.6366 | 0.62188 | 124.113 | 32.55 | 17.775 | 0.075305 | 0.00032051 | 86.4793 | 43.2396 | 43.2397 | 7.6615 | 0.0005103 | 12879.6274 | 1506.2396 | 236.1191 | 0 | 0 | 0 | 0.04479 | #N/A | #N/A
Bluewater Solar Roberts Road Solar 1 PV-T | PNM | SW_PNM | NM | Hourly Resource | PV-Tracking | 2.4 | 0 |  | 2019-12-30 | 2051-12-31 | 14.6491 | -32.8463 | -4.9844 | 2.4 | 2.4 | 6601.7499 | 0 | 0 | 0.31401 | 0 | 0.09671 | 0.09671 | 8760 | 0 | 8760 | 0 | 0 | 0 | 0 | 63.5808 | 47.7105 | -34.0135 | -4.9666 | -25.8272 | 1930.5194 | 72.6301 | 0 | 0 | 0 | 0 | 0 | 0 | 0 | 0 | 0 | 0 | 0 | 2080.9558 | 0 | 0 | 9.5232 | 0.89269 | 0.0029891 | 22.2939 | 5.1679 | 17.1082 | 0 | 6.5963 | 0 | 0 | 0.010642 | 0 | 0 | 0 | 0.096716 | #N/A | #N/A
Bly Solar CenterPV-T | PACW | NW_PACW | OR | Hourly Resource | PV-Tracking | 8.5 | 0 |  | 2018-12-21 | 2036-10-30 | 99.8094 | 37.4004 | 2.106 | 8.5 | 8.5 | 17381.5031 | 0 | 0 | 0.23343 | 0 | 1.7348 | 1.7348 | 8760 | 0 | 8760 | 0 | 0 | 0 | 0 | 1868.3884 | 103.0493 | 13.4727 | 2.8861 | -38.0502 | 1830.8568 | 85.3509 | 0 | 0 | 0 | 0 | 0 | 0 | 0 | 0 | 0 | 0 | 0 | 8014.5803 | 0 | 0 | 1868.5319 | 27.0174 | 18.7409 | 65.6973 | 0.031824 | 65.2925 | 0 | 214756.8475 | 0 | 0 | 133661.0721 | 0 | 0 | 0 | 2.0833 | #N/A | #N/A
Blyth PV 4 (Dracker) | CISC | CA_CISO | CA | Hourly Resource | PV-Tracking | 131 | 0 |  | 2020-08-24 | 2050-12-31 | 23.5737 | -21.8439 | -7.9409 | 131 | 131 | 350536.2154 | 0 | 0 | 0.30546 | 0 | 8.2634 | 8.2634 | 8760 | 0 | 8760 | 0 | 0 | 0 | 0 | 2795.5441 | 61.5185 | -15.4693 | -9.7027 | -25.2834 | 1916.1505 | 68.1934 | 0 | 0 | 0 | 0 | 0 | 0 | 0 | 0 | 0 | 0 | 0 | 14550.035 | 0 | 0 | 0.0001017 | 0.15866 | 0.00010078 | 4.7626 | 4.7626 | 4.7626 | 0 | 5.7894 | 0 | 0 | 0.00024506 | 0 | 0 | 0 | 8.2634 | #N/A | #N/A
Blythe Green 1 PV-NT | CISC | CA_CISO | CA | Hourly Resource | PV-NonTracking | 20 | 0 |  | 2017-04-05 | 2050-12-31 | 25.7419 | -18.8985 | -8.8865 | 20 | 20 | 60214.96 | 0 | 0 | 0.34369 | 0 | 1.5501 | 1.5501 | 8760 | 0 | 8760 | 0 | 0 | 0 | 0 | 0 | 62.9536 | -12.9423 | -10.7947 | -24.457 | 1878.067 | 66.1305 | 0 | 0 | 0 | 0 | 0 | 0 | 0 | 0 | 0 | 0 | 0 | 0 | 0 | 0 | -1.8277e-06 | 0.15866 | 0.00010078 | 4.7626 | 4.7626 | 4.7626 | 0 | 0 | 0 | 0 | 5.3404e-05 | 0 | 0 | 0 | 1.55 | #N/A | #N/A
Blythe Mesa Solar 1 PV-NT | CISC | CA_CISO | CA | Hourly Resource | PV-NonTracking | 223.6 | 0 |  | 2022-12-31 | 2050-12-31 | 23.742 | -22.1175 | -8.1168 | 223.6 | 223.6 | 656045.5865 | 0 | 0 | 0.33493 | 0 | 15.5758 | 15.5758 | 8760 | 0 | 8760 | 0 | 0 | 0 | 0 | 4853.6485 | 61.4753 | -15.433 | -9.7823 | -25.3078 | 1917.3708 | 68.3308 | 0 | 0 | 0 | 0 | 0 | 0 | 0 | 0 | 0 | 0 | 0 | 0 | 0 | 0 | 7.1153e-05 | 0.15866 | 0.00010078 | 4.7626 | 4.7626 | 4.7626 | 0 | 0 | 0 | 0 | 0.00039444 | 0 | 0 | 0 | 15.5758 | #N/A | #N/A
Blythe Mesa Solar 2 BESS BA | CISC | CA_CISO | CA | Pumped Storage | Energy Storage | 112 | -112 |  | 2022-12-31 | 2050-12-31 | 44.4395 | -24.3786 | -9.4854 | 112 | 112 | 159231.6702 | 185750.1867 | 4.8411 | 0.1623 | 0.51747 | 5.6486 | 5.1312 | 8760 | 0 | 8760 | 0 | 0 | -0.039778 | 1.3839 | 0 | 62.2383 | -15.4326 | -9.0196 | -25.2148 | 1922.2107 | 68.345 | 1.027 | 0 | 0 | 0 | 0 | 0 | 0 | 0 | 0 | 0 | 60667.9601 | 130701.6303 | 156870.1977 | 0 | 249083.9714 | 0.15866 | 0.00010078 | 4.7626 | 4.7626 | 4.7626 | 6.724 | 13.3107 | 22077.6304 | 0 | 23415.7985 | 0 | 0 | 0 | 5.6942 | #N/A | #N/A
Blythe Solar 1 Project 1 PV-NT | CISC | CA_CISO | CA | Hourly Resource | PV-NonTracking | 21 | 0 |  | 2009-12-18 | 2050-12-31 | 25.5741 | -18.269 | -9.0893 | 21 | 21 | 48431.103 | 0 | 0 | 0.26327 | 0 | 1.2386 | 1.2386 | 8760 | 0 | 8760 | 0 | 0 | 0 | 0 | 0 | 62.9536 | -12.9423 | -10.7947 | -24.457 | 1878.067 | 66.1305 | 0 | 0 | 0 | 0 | 0 | 0 | 0 | 0 | 0 | 0 | 0 | 0 | 0 | 0 | 7.4506e-07 | 0.15866 | 0.00010078 | 4.7626 | 4.7626 | 4.7626 | 0 | 0 | 0 | 0 | 2.8907e-06 | 0 | 0 | 0 | 1.2386 | #N/A | #N/A
Boise R Diversion 1 HY | IPTV | BS_IPCO | ID | Hydro | Hydro | 3.69 | 0 |  | 1912-05-01 | 2051-12-31 | 117.9808 | 31.0156 | 2.5286 | 2.3319 | 0.08043 | 10912.2695 | 0 | 0 | 0.41523 | 0 | 1.2874 | 1.2874 | 0 | 0 | 1969 | 6791 | 0 | 0 | 0 | 85.6987 | 114.9927 | 24.5039 | 3.7983 | -30.4515 | 1912.0339 | 126.4354 | 0 | 0 | 0 | 0 | 0 | 0 | 0 | 0 | 0 | 0 | 37.1144 | 21.8168 | 80.4781 | 27.9141 | 312.628 | 0.015242 | 0.010783 | 14.1881 | 0.031824 | 14.1563 | 3.1602 | 0.014031 | 2105.4974 | 6.3122 | 10196.6889 | 0 | 0 | 0 | 1.2998 | #N/A | #N/A
Bonanza Solar PV-T | PAUT | BS_PACE | UT | Hourly Resource | PV-Tracking | 15 | 0 |  | 2023-08-01 | 2051-12-31 | 65.5841 | 12.8025 | -1.0277 | 15 | 15 | 36094.4121 | 0 | 0 | 0.27469 | 0 | 2.3672 | 2.3672 | 8760 | 0 | 8760 | 0 | 0 | 0 | 0 | 1407.2982 | 125.6792 | 39.773 | -0.78442 | -27.8254 | 2392.5181 | 173.8925 | 0 | 0 | 0 | 0 | 0 | 0 | 0 | 0 | 0 | 0 | 0 | 732.2105 | 0 | 0 | 1407.2982 | 7.007 | 5.9428 | 85.5427 | 0.031824 | 85.5024 | 0 | 30620.598 | 0 | 0 | 44511.0606 | 0 | 0 | 0 | 2.4424 | #N/A | #N/A
Bonneville | BPAT | NW_BPAT | OR | Hydro | Hydro | 1072.2 | 0 |  | 1982-01-01 | 2050-12-31 | 99.767 | 14.8613 | 5.3379 | 1026.0087 | 1028.1602 | 5203003.9768 | 0 | 0 | 0.49972 | 0 | 519.0883 | 519.0883 | 0 | 0 | 508 | 8252 | 0 | 0 | 0 | 0 | 110.6895 | 17.8253 | 6.1736 | -36.2306 | 1804.6219 | 99.2324 | 0 | 0 | 0 | 0 | 0 | 0 | 0 | 0 | 0 | 0 | 0 | 0 | 0 | 0 | 0 | 0.13517 | 0.13517 | 0.67195 | 0.031824 | 0.68397 | 0 | 0 | 0 | 0 | 0 | 0 | 0 | 0 | 519.0883 | #N/A | #N/A
Bonnybrook Solar Cochran 1 PV | SRP | SW_SRP | AZ | Hourly Resource | PV-NonTracking | 52.5 | 0 |  | 2017-01-20 | 2042-01-20 | 14.6817 | -30.7822 | -7.4651 | 52.5 | 52.5 | 127107.4342 | 0 | 0 | 0.27638 | 0 | 1.8662 | 1.8662 | 8760 | 0 | 8760 | 0 | 0 | 0 | 0 | 0 | 46.7335 | -31.5906 | -8.3664 | -23.6897 | 1915.6412 | 67.2932 | 0 | 0 | 0 | 0 | 0 | 0 | 0 | 0 | 0 | 0 | 0 | 114982.7298 | 0 | 0 | -2.6077e-05 | 1.0352 | 0.11547 | 12.6186 | 5.1679 | 7.4506 | 0 | 8488.7765 | 0 | 0 | -0.0001158 | 0 | 0 | 0 | 1.8746 | #N/A | #N/A
Borden PV (AKA Lotus PV) | CIPV | CA_CISO | CA | Hourly Resource | PV-NonTracking | 50 | 0 |  | 2020-05-30 | 2050-12-31 | 46.4525 | -9.5472 | 0.37288 | 50 | 50 | 127006.4125 | 0 | 0 | 0.28997 | 0 | 5.8998 | 5.8998 | 8760 | 0 | 8760 | 0 | 0 | 0 | 0 | 6229.5875 | 100.4325 | 8.855 | 4.8869 | -43.2404 | 2503.2102 | 107.655 | 0 | 0 | 0 | 0 | 0 | 0 | 0 | 0 | 0 | 0 | 0 | 133.461 | 0 | 0 | 1.1548e-05 | 0.15866 | 0.00010078 | 4.7626 | 4.7626 | 4.7626 | 0 | 0.085201 | 0 | 0 | 8.8356e-05 | 0 | 0 | 0 | 5.8998 | #N/A | #N/A
Borderlands Wind Nextera 1 WT | TEPC | SW_TEPC | NM | Hourly Resource | WT-Onshore | 99.01 | 0 |  | 2021-09-30 | 2041-12-31 | 34.949 | -36.8872 | -8.1651 | 99.01 | 99.01 | 211895.9662 | 0 | 0 | 0.24431 | 0 | 7.4056 | 7.4056 | 8760 | 0 | 8760 | 0 | 0 | 0 | 0 | 458.4099 | 46.2713 | -33.4383 | -6.9809 | -25.6599 | 1897.0961 | 66.9958 | 0 | 0 | 0 | 0 | 0 | 0 | 0 | 0 | 0 | 0 | 0 | 47939.2438 | 0 | 0 | 179.6049 | 1.0826 | 0.065843 | 12.0843 | 5.1679 | 6.9163 | 0 | 6379.0122 | 0 | 0 | 0.11838 | 0 | 0 | 0 | 7.4119 | #N/A | #N/A
Boswell Springs Wind WT | PAWY | BS_PACE | WY | Hourly Resource | WT-Onshore | 320 | 0 |  | 2024-04-01 | 2054-12-30 | 71.9523 | 11.7441 | -6.1778 | 320 | 320 | 735345.7288 | 0 | 0 | 0.26232 | 0 | 52.9098 | 52.9098 | 8760 | 0 | 8760 | 0 | 0 | 0 | 0 | 1038.2727 | 108.5381 | 26.5662 | -4.7187 | -23.9213 | 2103.1626 | 143.3472 | 0 | 0 | 0 | 0 | 0 | 0 | 0 | 0 | 0 | 0 | 0 | 73614.0986 | 0 | 0 | 1038.274 | 7.007 | 5.9428 | 85.5427 | 0.031824 | 85.5024 | 0 | 1695701.1664 | 0 | 0 | 49667.3243 | 0 | 0 | 0 | 54.6552 | #N/A | #N/A
BOTTLENECK ENERGY STORAGE BA | CISC | CA_CISO | CA | Pumped Storage | Energy Storage | 80 | -80 |  | 2024-01-29 | 2054-12-31 | 60.708 | -13.4224 | -3.3808 | 80 | 80 | 117334.3136 | 136910.9532 | 5.8975 | 0.16743 | 0.38137 | 3.6398 | 3.2584 | 8760 | 0 | 8760 | 0 | 0 | -0.029365 | 1.0465 | 0 | 78.5968 | -6.5547 | -1.539 | -25.615 | 2059.9802 | 74.8267 | 1.1943 | 0 | 0 | 0 | 0 | 0 | 0 | 0 | 0 | 0 | 4812.1973 | 3799.8361 | 42448.2695 | 0 | 24007.932 | 0.15866 | 0.00010078 | 4.7626 | 4.7626 | 4.7626 | 1.1087 | 0.85702 | 2527.7017 | 0 | 92.1779 | 0 | 0 | 0 | 3.6424 | #N/A | #N/A
Boulder Hy Agg HY | PAUT | BS_PACE | UT | Hydro | Hydro | 4.2 | 0 |  | 1958-08-01 | 2050-12-31 | 107.6039 | 33.5366 | -4.3423 | 2.5452 | 2.5452 | 9303.407 | 0 | 0 | 0.41727 | 0 | 1.0011 | 1.0011 | 0 | 0 | 3 | 8757 | 0 | 0 | 0 | 0 | 106.788 | 24.7422 | -4.6447 | -23.8006 | 2292.1331 | 145.7921 | 0 | 0 | 0 | 0 | 0 | 0 | 0 | 0 | 0 | 0 | 1390.2117 | 3515.5984 | 3098.3267 | 0 | 3730.4745 | 7.007 | 5.9428 | 85.5427 | 0.031824 | 85.5024 | 15017.4274 | 27329.928 | 198175.6827 | 0 | 408492.3429 | 0 | 0 | 0 | 1.6501 | #N/A | #N/A
Boulder Solar II 2 PV-NT | NEVP | SW_NVE | NV | Hourly Resource | PV-NonTracking | 50 | 0 |  | 2017-01-27 | 2037-12-31 | 10.6051 | -35.4052 | -6.3403 | 50 | 50 | 132700.8477 | 0 | 0 | 0.30297 | 0 | 1.4073 | 1.4073 | 8760 | 0 | 8760 | 0 | 0 | 0 | 0 | 522.1022 | 43.1552 | -35.3534 | -8.182 | -26.131 | 1886.8375 | 65.6356 | 0 | 0 | 0 | 0 | 0 | 0 | 0 | 0 | 0 | 0 | 0 | 43685.9914 | 0 | 0 | 11.85 | 0.19614 | 0.00021973 | 4.6327 | 0.031824 | 4.6009 | 0 | 18.9306 | 0 | 0 | 206.0181 | 0 | 0 | 0 | 1.4075 | #N/A | #N/A
Boulder Solar Power 1 PV-NT | NEVP | SW_NVE | NV | Hourly Resource | PV-NonTracking | 100 | 0 |  | 2016-12-08 | 2036-12-31 | 9.8328 | -36.3238 | -7.0796 | 100 | 100 | 240899.085 | 0 | 0 | 0.275 | 0 | 2.3687 | 2.3687 | 8760 | 0 | 8760 | 0 | 0 | 0 | 0 | 2147.715 | 42.8158 | -35.3534 | -8.5213 | -26.3639 | 1885.532 | 65.6223 | 0 | 0 | 0 | 0 | 0 | 0 | 0 | 0 | 0 | 0 | 0 | 210679.866 | 0 | 0 | 1702.6578 | 0.19614 | 0.00021973 | 4.6327 | 0.031824 | 4.6009 | 0 | 79.0531 | 0 | 0 | 349.9892 | 0 | 0 | 0 | 2.3691 | #N/A | #N/A
BOULEVARD ENERGY STORAGE BA | CISD | CA_CISO | CA | Pumped Storage | Energy Storage | 10 | -10 |  | 2023-08-01 | 2054-12-31 | 45.2384 | -23.0585 | -9.0674 | 10 | 10 | 13697.5 | 15973.529 | 0.41906 | 0.15636 | 0.044507 | 0.50416 | 0.45965 | 8760 | 0 | 8760 | 0 | 0 | -0.003414 | 0.12049 | 0 | 63.2338 | -14.2525 | -9.2042 | -25.159 | 1897.7123 | 67.4315 | 1.0292 | 0 | 0 | 0 | 0 | 0 | 0 | 0 | 0 | 0 | 1623.0683 | 761.9376 | 7832.373 | 10 | 2267.1935 | 0.15866 | 0.00010078 | 4.7626 | 4.7626 | 4.7626 | 0.28344 | 0.14065 | 389.1634 | 0.00165 | 0.58938 | 0 | 0 | 0 | 0.50455 | #N/A | #N/A
Boundary 1 HY | SCL | NW_SCL | WA | Hydro | Hydro | 1118.6 | 0 |  | 1967-08-01 | 2050-12-31 | 96.0801 | 20.0437 | -1.1137 | 766.757 | 668.5364 | 4006229.5275 | 0 | 0 | 0.4546 | 0 | 384.9191 | 384.9191 | 0 | 0 | 151 | 8609 | 0 | 0 | 0 | 0 | 108.6379 | 22.9318 | -0.9844 | -59.3677 | 2885.6614 | 119.8172 | 0 | 0 | 0 | 0 | 0 | 0 | 0 | 0 | 0 | 0 | 12255.3347 | 347532.7161 | 5584.4396 | 859353.7197 | 427859.5108 | 0.13389 | 0.13389 | 0.49797 | 0.031824 | 0.45874 | 65.7299 | 35181.7854 | 2024.3154 | 19934.1176 | 129481.0335 | 0 | 0 | 0 | 385.1058 | #N/A | #N/A
Bow River HY | AESO | AB_AESO | AB | Hydro | Hydro | 320 | 0 |  | 1954-01-01 | 2050-12-31 | 120.9969 | 22.461 | -1.9692 | 320 | 320 | 978816.5983 | 0 | 0 | 0.34918 | 0 | 118.4338 | 118.4338 | 0 | 0 | 17 | 8743 | 0 | 0 | 0 | 0 | 100.4272 | 14.3692 | -0.63251 | -24.9699 | 764.7993 | 69.3413 | 0 | 0 | 0 | 0 | 0 | 0 | 0 | 0 | 0 | 0 | 3300.1296 | 10742.2881 | 6050.4957 | 4195.0133 | 13066.493 | 1.8659 | 0.0078726 | 35.0857 | 35.06 | 35.06 | 8628.2328 | 94.192 | 154766.0748 | 143188.2898 | 518146.77 | 0 | 0 | 0 | 119.2586 | #N/A | #N/A
Box Canyon 1-2 HY | AVA | NW_AVA | WA | Hydro | Hydro | 90 | 0 |  | 1955-01-01 | 2051-12-31 | 91.616 | 15.3616 | -1.3831 | 90 | 90 | 363742.5606 | 0 | 0 | 0.46137 | 0 | 33.3246 | 33.3246 | 0 | 0 | 0 | 8760 | 0 | 0 | 0 | 7539.0297 | 107.0293 | 20.9988 | -0.66008 | -33.3814 | 2520.6577 | 111.2747 | 0 | 0 | 0 | 0 | 0 | 0 | 0 | 0 | 0 | 0 | 0 | 23.4159 | 649.5085 | 2075.1932 | 12560.1937 | 0.0011683 | 0.0011677 | 1.4929 | 0.031824 | 2.0045 | 0 | 0.019707 | 11814.7881 | 1047.7667 | 349945.6384 | 0 | 0 | 0 | 33.6874 | #N/A | #N/A
Boysen 1 HY | WACM | RM_WACM | WY | Hydro | Hydro | 15 | 0 |  | 1952-08-01 | 2050-12-31 | 115.4959 | 30.1472 | -0.020615 | 11.1729 | 8.6026 | 74847.6326 | 0 | 0 | 0.53402 | 0 | 8.6446 | 8.6446 | 0 | 0 | 532 | 8228 | 0 | 0 | 0 | 0 | 113.8431 | 26.9339 | 0.21867 | -46.8207 | 2041.7709 | 141.6874 | 0 | 0 | 0 | 0 | 0 | 0 | 0 | 0 | 0 | 0 | 1684.327 | 9396.7847 | 779.0993 | 1770.0103 | 8973.1536 | 0.075305 | 0.00032051 | 86.4793 | 43.2396 | 43.2397 | 70.9213 | 2.7844 | 30021.5964 | 95931.6629 | 284243.4746 | 0 | 0 | 0 | 9.0549 | #N/A | #N/A
Bpat Ba Agg Snohomish Co 1 BA | BPAT | NW_BPAT | WA | Pumped Storage | Energy Storage | 0.5 | -0.5 |  | 2015-01-01 | 2050-12-31 | 120.9101 | 21.0493 | 9.4841 | 0.5 | 0.5 | 627.6111 | 731.3072 | 0.062259 | 0.14329 | 0.0020384 | 0.039791 | 0.037753 | 8760 | 0 | 8760 | 0 | 0 | -0.00015554 | 0.0069874 | 0 | 112.0579 | 17.4943 | 7.8731 | -35.4543 | 1607.4933 | 97.6385 | 1.2404 | 0 | 0 | 0 | 0 | 0 | 0 | 0 | 0 | 0 | 1681.6993 | 1203.1927 | 762.5973 | 38.425 | 1372.3599 | 0.13517 | 0.13517 | 0.67195 | 0.031824 | 0.68397 | 150.3956 | 167.1082 | 1493.6472 | 0.014491 | 1000.8844 | 0 | 0 | 0 | 0.042603 | #N/A | #N/A
Brazeau HY | AESO | AB_AESO | AB | Hydro | Hydro | 350 | 0 |  | 1966-01-01 | 2050-12-31 | 115.9477 | 20.3104 | -6.2998 | 350 | 350 | 570030.3035 | 0 | 0 | 0.18592 | 0 | 66.0937 | 66.0937 | 0 | 0 | 0 | 8760 | 0 | 0 | 0 | 0 | 96.1109 | 11.4214 | -2.001 | -24.9449 | 763.0273 | 69.2096 | 0 | 0 | 0 | 0 | 0 | 0 | 0 | 0 | 0 | 0 | 31938.6959 | 148337.6251 | 28251.129 | 79818.7633 | 233495.2582 | 1.8659 | 0.0078726 | 35.0857 | 35.06 | 35.06 | 117577.2061 | 1372.1126 | 667238.0656 | 2037005.6252 | 9297395.2191 | 0 | 0 | 0 | 78.2143 | #N/A | #N/A
Bridal Veil HY | PNM | SW_PNM | NM | Hydro | Hydro | 0.5 | 0 |  | 2012-03-18 | 2051-12-31 | 79.4248 | -18.5559 | 0.83068 | 0.215 | 0.215 | 536.404 | 0 | 0 | 0.28481 | 0 | 0.042604 | 0.042604 | 0 | 0 | 0 | 8760 | 0 | 0 | 0 | 57.8305 | 56.6124 | -28.4292 | -1.6489 | -26.6577 | 1971.5543 | 80.0331 | 0 | 0 | 0 | 0 | 0 | 0 | 0 | 0 | 0 | 0 | 52.749 | 48.039 | 1095.855 | 162.97 | 2928.8521 | 0.89269 | 0.0029891 | 22.2939 | 5.1679 | 17.1082 | 377.0334 | 2.5362 | 33530.5847 | 4343.3818 | 75264.2353 | 0 | 0 | 0 | 0.15612 | #N/A | #N/A
Britton Solar Energy Center 1 PV-T | PNM | SW_PNM | NM | Hourly Resource | PV-Tracking | 50 | 0 |  | 2019-12-10 | 2044-12-31 | 14.6474 | -32.5151 | -5.4346 | 50 | 50 | 143369.2903 | 0 | 0 | 0.32733 | 0 | 2.1 | 2.1 | 8760 | 0 | 8760 | 0 | 0 | 0 | 0 | 931.0595 | 47.4727 | -33.8474 | -5.3704 | -25.4997 | 1902.7349 | 73.7955 | 0 | 0 | 0 | 0 | 0 | 0 | 0 | 0 | 0 | 0 | 0 | 108021.7816 | 0 | 0 | 308.7407 | 0.89269 | 0.0029891 | 22.2939 | 5.1679 | 17.1082 | 0 | 81.1419 | 0 | 0 | 3338.8494 | 0 | 0 | 0 | 2.1034 | #N/A | #N/A
Broadview Energy JN | PNM | SW_PNM | NM | Hourly Resource | WT-Onshore | 177 | 0 |  | 2017-03-17 | 2050-12-31 | 40.0601 | -32.1823 | -14.4467 | 177 | 177 | 709571.4756 | 0 | 0 | 0.45763 | 0 | 28.4255 | 28.4255 | 8760 | 0 | 8760 | 0 | 0 | 0 | 0 | 78837.1106 | 42.0589 | -33.8933 | -10.7384 | -31.7812 | 1849.0303 | 69.7955 | 0 | 0 | 0 | 0 | 0 | 0 | 0 | 0 | 0 | 0 | 0 | 2159.1183 | 0 | 0 | 7399.5253 | 0.89269 | 0.0029891 | 22.2939 | 5.1679 | 17.1082 | 0 | 1.7075 | 0 | 0 | 67976.6891 | 0 | 0 | 0 | 28.4935 | #N/A | #N/A
Broadview Energy KW | PNM | SW_PNM | NM | Hourly Resource | WT-Onshore | 130 | 0 |  | 2017-03-17 | 2050-12-31 | 40.4986 | -32.4242 | -14.2702 | 130 | 130 | 527204.7674 | 0 | 0 | 0.46295 | 0 | 21.3511 | 21.3511 | 8760 | 0 | 8760 | 0 | 0 | 0 | 0 | 57274.1898 | 42.1331 | -33.9327 | -10.6248 | -30.3074 | 1849.2048 | 69.7446 | 0 | 0 | 0 | 0 | 0 | 0 | 0 | 0 | 0 | 0 | 0 | 1966.0426 | 0 | 0 | 5290.4939 | 0.89269 | 0.0029891 | 22.2939 | 5.1679 | 17.1082 | 0 | 1.517 | 0 | 0 | 50256.5117 | 0 | 0 | 0 | 21.4013 | #N/A | #N/A
Broadwater Dam 1 HY | NWMT | NW_NWMT | MT | Hydro | Hydro | 10 | 0 |  | 1989-06-01 | 2050-12-31 | 103.3731 | 18.8178 | -1.4407 | 55.7384 | 54.4834 | 399244.0908 | 0 | 0 | 0.70117 | 0 | 41.2711 | 41.2711 | 0 | 0 | 1510 | 7250 | 0 | 0 | 0 | 0 | 105.885 | 19.9313 | -0.73685 | -295.1351 | 1643.4089 | 115.0941 | 0 | 0 | 0 | 0 | 0 | 0 | 0 | 0 | 0 | 0 | 3222.491 | 8165.0021 | 4409.9399 | 103.0872 | 28876.3415 | 9.0549 | 8.0429 | 75.1759 | 0.031824 | 75.1075 | 170571.2872 | 229847.9256 | 311388.6956 | 97.2822 | 2066932.2324 | 0 | 0 | 0 | 44.0499 | #N/A | #N/A
Bronco Plains 1 WT | PSCO | RM_PSCO | CO | Hourly Resource | WT-Onshore | 150 | 0 |  | 2020-09-30 | 2045-09-29 | 99.9972 | 21.9638 | -2.0069 | 150 | 150 | 560397.3016 | 0 | 0 | 0.42648 | 0 | 56.0382 | 56.0382 | 8760 | 0 | 8760 | 0 | 0 | 0 | 0 | 0 | 137.2874 | 49.1204 | 1.4765 | -24.7819 | 2516.623 | 213.2124 | 0 | 0 | 0 | 0 | 0 | 0 | 0 | 0 | 0 | 0 | 0 | 114434.3746 | 0 | 0 | 0.0022916 | 0.42135 | 0.055066 | 119.3454 | 43.2396 | 76.1058 | 0 | 4918.2782 | 0 | 0 | 0.10373 | 0 | 0 | 0 | 56.0431 | #N/A | #N/A
Bronco Plains Wind Project 1 WT | PSCO | RM_PSCO | CO | Hourly Resource | WT-Onshore | 150 | 0 |  | 2023-12-31 | 2050-12-31 | 109.4516 | 27.4523 | -1.3773 | 150 | 150 | 685493.1016 | 0 | 0 | 0.52168 | 0 | 75.0283 | 75.0283 | 8760 | 0 | 8760 | 0 | 0 | 0 | 0 | 142.95 | 137.016 | 49.1204 | 1.205 | -25.0238 | 2516.3904 | 213.0609 | 0 | 0 | 0 | 0 | 0 | 0 | 0 | 0 | 0 | 0 | 0 | 7815.4065 | 0 | 0 | 0.00047665 | 0.42135 | 0.055066 | 119.3454 | 43.2396 | 76.1058 | 0 | 8318.6558 | 0 | 0 | -0.0034934 | 0 | 0 | 0 | 75.0367 | #N/A | #N/A
Brookfield Tehachapi 3 WT | CISC | CA_CISO | CA | Hourly Resource | WT-Onshore | 4.5 | 0 |  | 2016-04-22 | 2050-12-31 | 49.1209 | -17.6627 | -20.4488 | 4.5 | 4.5 | 9703.9665 | 0 | 0 | 0.24617 | 0 | 0.47667 | 0.47667 | 8760 | 0 | 8760 | 0 | 0 | 0 | 0 | 135.045 | 63.3637 | -9.5411 | -13.7857 | -30.3895 | 1521.2659 | 63.1478 | 0 | 0 | 0 | 0 | 0 | 0 | 0 | 0 | 0 | 0 | 0 | 0 | 0 | 0 | 8.5918e-06 | 0.15866 | 0.00010078 | 4.7626 | 4.7626 | 4.7626 | 0 | 0 | 0 | 0 | 5.9016e-05 | 0 | 0 | 0 | 0.47667 | #N/A | #N/A
Brookfield Tehachapi 4-1 WT | CISC | CA_CISO | CA | Hourly Resource | WT-Onshore | 6.52 | 0 |  | 2016-04-22 | 2054-12-31 | 70.4053 | -9.8675 | -18.0746 | 6.52 | 6.52 | 17024.2286 | 0 | 0 | 0.29807 | 0 | 1.1986 | 1.1986 | 8760 | 0 | 8760 | 0 | 0 | 0 | 0 | 79.7266 | 63.3637 | -9.5411 | -13.7857 | -30.3895 | 1521.2659 | 63.1478 | 0 | 0 | 0 | 0 | 0 | 0 | 0 | 0 | 0 | 0 | 0 | 0 | 0 | 0 | -7.7038e-06 | 0.15866 | 0.00010078 | 4.7626 | 4.7626 | 4.7626 | 0 | 0 | 0 | 0 | -0.00046905 | 0 | 0 | 0 | 1.1986 | #N/A | #N/A
Brooks 1 PV-NT | AESO | AB_AESO | AB | Hourly Resource | PV-NonTracking | 360 | 0 |  | 2023-12-01 | 2054-12-31 | 72.7207 | 14.0003 | 3.5241 | 360 | 360 | 804678.8398 | 0 | 0 | 0.25516 | 0 | 58.5168 | 58.5168 | 8760 | 0 | 8760 | 0 | 0 | 0 | 0 | 0 | 96.35 | 10.8496 | -1.1901 | -24.9972 | 762.7495 | 69.1367 | 0 | 0 | 0 | 0 | 0 | 0 | 0 | 0 | 0 | 0 | 0 | 234.8844 | 0 | 0 | -0.0004217 | 1.8659 | 0.0078726 | 35.0857 | 35.06 | 35.06 | 0 | 0.26179 | 0 | 0 | -0.013454 | 0 | 0 | 0 | 58.5168 | #N/A | #N/A
Brooks Solar 1 Brk1 1 PV-NT | AESO | AB_AESO | AB | Hourly Resource | PV-NonTracking | 13 | 0 |  | 2022-03-24 | 2054-12-31 | 65.5588 | 12.1237 | -1.8331 | 13 | 13 | 29007.199 | 0 | 0 | 0.25472 | 0 | 1.9017 | 1.9017 | 8760 | 0 | 8760 | 0 | 0 | 0 | 0 | 50.648 | 90.529 | 9.5669 | -5.7284 | -25.3035 | 755.27 | 69.4408 | 0 | 0 | 0 | 0 | 0 | 0 | 0 | 0 | 0 | 0 | 0 | 2015.4045 | 0 | 0 | 50.648 | 1.8659 | 0.0078726 | 35.0857 | 35.06 | 35.06 | 0 | 2.1913 | 0 | 0 | 2481.6674 | 0 | 0 | 0 | 1.9042 | #N/A | #N/A
Brooks Solar 2 Brk2 1 PV-NT | AESO | AB_AESO | AB | Hourly Resource | PV-NonTracking | 14 | 0 |  | 2022-03-06 | 2054-12-31 | 65.488 | 12.1202 | -1.9022 | 14 | 14 | 31240.132 | 0 | 0 | 0.25473 | 0 | 2.0459 | 2.0459 | 8760 | 0 | 8760 | 0 | 0 | 0 | 0 | 52.934 | 90.4897 | 9.5669 | -5.7677 | -25.3031 | 755.5194 | 69.429 | 0 | 0 | 0 | 0 | 0 | 0 | 0 | 0 | 0 | 0 | 0 | 2256.0426 | 0 | 0 | 52.934 | 1.8659 | 0.0078726 | 35.0857 | 35.06 | 35.06 | 0 | 2.451 | 0 | 0 | 2592.0493 | 0 | 0 | 0 | 2.0484 | #N/A | #N/A
Brooks Solar Bsc1 1 PV-NT | AESO | AB_AESO | AB | Hourly Resource | PV-Tracking | 15 | 0 |  | 2018-01-01 | 2050-12-31 | 69.8956 | 15.166 | 0.84736 | 15 | 15 | 26853.69 | 0 | 0 | 0.20437 | 0 | 1.877 | 1.877 | 8760 | 0 | 8760 | 0 | 0 | 0 | 0 | 16.26 | 92.496 | 9.5669 | -3.7614 | -25.3317 | 757.358 | 70.2007 | 0 | 0 | 0 | 0 | 0 | 0 | 0 | 0 | 0 | 0 | 0 | 20100.4389 | 0 | 0 | 16.26 | 1.8659 | 0.0078726 | 35.0857 | 35.06 | 35.06 | 0 | 16.927 | 0 | 0 | 426.9159 | 0 | 0 | 0 | 1.8774 | #N/A | #N/A
Brownlee 1 HY | IPTV | BS_IPCO | ID | Hydro | Hydro | 585.36 | 0 |  | 1959-01-01 | 2050-12-31 | 104.0976 | 17.8036 | 1.701 | 401.4626 | 410.4172 | 2420496.7631 | 0 | 0 | 0.47476 | 0 | 251.968 | 251.968 | 0 | 0 | 190 | 8570 | 0 | 0 | 0 | 0 | 110.4154 | 20.8692 | 2.8557 | -30.9618 | 1841.8938 | 110.1709 | 0 | 0 | 0 | 0 | 0 | 0 | 0 | 0 | 0 | 0 | 33727.4819 | 138242.1285 | 14117.203 | 47839.7998 | 797517.0214 | 0.015242 | 0.010783 | 14.1881 | 0.031824 | 14.1563 | 2738.0309 | 5059.5005 | 309653.3051 | 209.5314 | 8645051.4774 | 0 | 0 | 0 | 260.9307 | #N/A | #N/A
Brush Solar 1 PV-NT | IPTV | BS_IPCO | ID | Hourly Resource | PV-NonTracking | 2.75 | 0 |  | 2022-06-30 | 2050-12-31 | 81.2186 | 27.9638 | -1.2596 | 2.75 | 2.75 | 8071.5222 | 0 | 0 | 0.33506 | 0 | 0.65556 | 0.65556 | 8760 | 0 | 8760 | 0 | 0 | 0 | 0 | 2.0982 | 107.6319 | 24.07 | -3.1286 | -28.5706 | 1783.0599 | 119.0402 | 0 | 0 | 0 | 0 | 0 | 0 | 0 | 0 | 0 | 0 | 0 | 12.1723 | 0 | 0 | -1.5541e-06 | 0.015242 | 0.010783 | 14.1881 | 0.031824 | 14.1563 | 0 | 6.259 | 0 | 0 | -5.6329e-05 | 0 | 0 | 0 | 0.65556 | #N/A | #N/A
BS_22256_1 | CISD | CA_CISO | CA | Pumped Storage | Energy Storage | 30 | -30 |  | 2017-03-06 | 2050-12-31 | 49.3828 | -25.715 | -6.311 | 30 | 30 | 41685.712 | 48618.4825 | 1.4514 | 0.15862 | 0.13546 | 1.5567 | 1.4213 | 8760 | 0 | 8760 | 0 | 0 | -0.010399 | 0.36818 | 0 | 67.6571 | -13.3609 | -5.6726 | -25.9482 | 1938.0164 | 69.7359 | 1.0956 | 0 | 0 | 0 | 0 | 0 | 0 | 0 | 0 | 0 | 29813.86 | 145259.4349 | 76443.3446 | 0 | 27714.5997 | 0.15866 | 0.00010078 | 4.7626 | 4.7626 | 4.7626 | 2.8006 | 7.9639 | 8.4673 | 0 | 32.7202 | 0 | 0 | 0 | 1.5568 | #N/A | #N/A
BTM_ES_PGaE1 | CIPV | CA_CISO | CA | Pumped Storage | Energy Storage | 974 | -974 |  | 2033-01-01 | 2050-01-01 | 83.3074 | -1.8533 | 1.9609 | 974 | 974 | 1332893.7893 | 1554359.6969 | 93.4874 | 0.15622 | 4.3309 | 53.5547 | 49.2238 | 8760 | 0 | 8760 | 0 | 0 | -0.3322 | 10.2069 | 0 | 98.0544 | 7.0057 | 4.3582 | -26.2175 | 1996.0618 | 73.4674 | 1.1917 | 0 | 0 | 0 | 0 | 0 | 0 | 0 | 0 | 0 | 55284.3003 | 667304.3115 | 86733.0424 | 2.1828e-08 | 543010.63 | 0.15866 | 0.00010078 | 4.7626 | 4.7626 | 4.7626 | 7.5952 | 90.7587 | 39452.7153 | 6.2663e-12 | 56996.9148 | 0 | 0 | 0 | 53.6512 | #N/A | #N/A
BTM_ES_SCE1 | CISC | CA_CISO | CA | Pumped Storage | Energy Storage | 392 | -392 |  | 2033-01-01 | 2050-01-01 | 53.3012 | -21.8521 | -5.3669 | 392 | 392 | 562586.2704 | 656332.0665 | 22.7977 | 0.16383 | 1.8284 | 19.3745 | 17.5461 | 8760 | 0 | 8760 | 0 | 0 | -0.14062 | 4.8789 | 0 | 71.5087 | -11.0724 | -4.1094 | -25.3595 | 1994.5469 | 72.5003 | 0.97331 | 0 | 0 | 0 | 0 | 0 | 0 | 0 | 0 | 0 | 21076.6738 | 108442.2546 | 53954.1425 | 0 | 266167.0507 | 0.15866 | 0.00010078 | 4.7626 | 4.7626 | 4.7626 | 3.2256 | 15.5562 | 13.3916 | 0 | 53.693 | 0 | 0 | 0 | 19.3746 | #N/A | #N/A
BTM_ES_SDGE1 | CISD | CA_CISO | CA | Pumped Storage | Energy Storage | 220 | -220 |  | 2033-01-01 | 2050-01-01 | 49.8517 | -24.9833 | -6.2278 | 220 | 220 | 308520.9945 | 359859.986 | 10.9055 | 0.16009 | 1.0026 | 11.5089 | 10.5063 | 8760 | 0 | 8760 | 0 | 0 | -0.077008 | 2.6541 | 0 | 67.8596 | -13.4013 | -5.4296 | -25.8605 | 1955.9613 | 70.4632 | 1.0613 | 0 | 0 | 0 | 0 | 0 | 0 | 0 | 0 | 0 | 36318.509 | 109308.4048 | 78058.549 | 0 | 157537.2604 | 0.15866 | 0.00010078 | 4.7626 | 4.7626 | 4.7626 | 5.0639 | 14.7249 | 164.9693 | 0 | 1085.9085 | 0 | 0 | 0 | 11.5102 | #N/A | #N/A
Buckaroo Solar 1 PV-T | PACW | NW_PACW | OR | Hourly Resource | PV-Tracking | 2.4 | 0 |  | 2025-09-30 | 2043-12-28 | 94.6086 | 31.3717 | 6.0953 | 2.4 | 2.4 | 4905.1405 | 0 | 0 | 0.23331 | 0 | 0.46407 | 0.46407 | 8760 | 0 | 8760 | 0 | 0 | 0 | 0 | 180.5365 | 110.818 | 18.5841 | 5.5434 | -34.9572 | 1837.9254 | 101.703 | 0 | 0 | 0 | 0 | 0 | 0 | 0 | 0 | 0 | 0 | 0 | 560.2436 | 0 | 0 | 175.7365 | 27.0174 | 18.7409 | 65.6973 | 0.031824 | 65.2925 | 0 | 56912.3845 | 0 | 0 | 12252.1191 | 0 | 0 | 0 | 0.53323 | #N/A | #N/A
Buckaroo Solar 2 PV-T | PACW | NW_PACW | OR | Hourly Resource | PV-Tracking | 3 | 0 |  | 2025-09-30 | 2043-12-28 | 94.6081 | 31.3732 | 6.0955 | 3 | 3 | 6131.262 | 0 | 0 | 0.23331 | 0 | 0.58007 | 0.58007 | 8760 | 0 | 8760 | 0 | 0 | 0 | 0 | 225.834 | 110.818 | 18.5841 | 5.5434 | -34.9572 | 1837.9254 | 101.703 | 0 | 0 | 0 | 0 | 0 | 0 | 0 | 0 | 0 | 0 | 0 | 685.2735 | 0 | 0 | 219.834 | 27.0174 | 18.7409 | 65.6973 | 0.031824 | 65.2925 | 0 | 70780.7662 | 0 | 0 | 15697.3779 | 0 | 0 | 0 | 0.66655 | #N/A | #N/A
Buckhorn Solar Bsp1 PV-T | PAUT | BS_PACE | UT | Hourly Resource | PV-Tracking | 3 | 0 |  | 2015-12-23 | 2035-07-30 | 49.62 | 0.72559 | -4.1847 | 3 | 3 | 5836.6676 | 0 | 0 | 0.2221 | 0 | 0.28962 | 0.28962 | 8760 | 0 | 8760 | 0 | 0 | 0 | 0 | 183.7324 | 107.7608 | 24.7206 | -3.6504 | -24.8755 | 2302.1389 | 146.8359 | 0 | 0 | 0 | 0 | 0 | 0 | 0 | 0 | 0 | 0 | 0 | 297.669 | 0 | 0 | 183.9994 | 7.007 | 5.9428 | 85.5427 | 0.031824 | 85.5024 | 0 | 1928.8718 | 0 | 0 | 7007.6247 | 0 | 0 | 0 | 0.29855 | #N/A | #N/A
Bucks_Creek_H2 | CIPV | CA_CISO | CA | Hydro | Hydro | 57.25 | 0 |  | 1928-01-01 | 2050-12-31 | 115.8619 | 5.173 | 1.4302 | 50.266 | 42.722 | 129013.7665 | 0 | 0 | 0.25698 | 0 | 14.9478 | 14.9478 | 0 | 0 | 228 | 8532 | 0 | 0 | 0 | 1771.0652 | 97.9608 | 8.366 | 2.9043 | -27.707 | 1786.6404 | 66.7162 | 0 | 0 | 0 | 0 | 0 | 0 | 0 | 0 | 0 | 0 | 271.1531 | 31773.6569 | 25.3573 | 818.8886 | 95075.866 | 0.15866 | 0.00010078 | 4.7626 | 4.7626 | 4.7626 | 2759.5551 | 2.9048 | 32.1378 | 12303.2281 | 423865.734 | 0 | 0 | 0 | 15.3867 | #N/A | #N/A
Buckwind Re Powering Project 1 WT | CISC | CA_CISO | CA | Hourly Resource | WT-Onshore | 16.5 | 0 |  | 1984-12-13 | 2050-12-31 | 52.762 | -23.194 | -6.2683 | 16.5 | 16.5 | 31535.3941 | 0 | 0 | 0.21818 | 0 | 1.6639 | 1.6639 | 8760 | 0 | 8760 | 0 | 0 | 0 | 0 | 1366.7775 | 67.2752 | -13.1776 | -6.2378 | -26.2479 | 1958.0386 | 70.6333 | 0 | 0 | 0 | 0 | 0 | 0 | 0 | 0 | 0 | 0 | 0 | 1452.9412 | 0 | 0 | 39.3855 | 0.15866 | 0.00010078 | 4.7626 | 4.7626 | 4.7626 | 0 | 0.56276 | 0 | 0 | 0.020053 | 0 | 0 | 0 | 1.6639 | #N/A | #N/A
Buena Vista Energy 1 WT | CIPB | CA_CISO | CA | Hourly Resource | WT-Onshore | 38 | 0 |  | 1983-12-24 | 2050-12-31 | 87.9482 | 1.5584 | -1.6931 | 38 | 38 | 116276.9308 | 0 | 0 | 0.34931 | 0 | 10.2263 | 10.2263 | 8760 | 0 | 8760 | 0 | 0 | 0 | 0 | 1259.9952 | 91.8025 | 4.9376 | 0.17432 | -25.2381 | 1422.1748 | 54.6613 | 0 | 0 | 0 | 0 | 0 | 0 | 0 | 0 | 0 | 0 | 0 | 115751.3247 | 0 | 0 | 1259.9953 | 0.15866 | 0.00010078 | 4.7626 | 4.7626 | 4.7626 | 0 | 10.9984 | 0 | 0 | 205991.073 | 0 | 0 | 0 | 10.4323 | #N/A | #N/A
Buena Vista Energy Center 1 BA | EPE | SW_EPE | TX | Pumped Storage | Energy Storage | 50 | -50 |  | 2022-05-31 | 2043-06-01 | 60.7404 | -32.2799 | -3.8934 | 50 | 50 | 34707.9021 | 40126.9423 | 2.0806 | 0.079242 | 0.11225 | 0.38425 | 0.272 | 8760 | 0 | 8760 | 0 | 0 | -0.0081286 | 0.53868 | 0 | 52.7849 | -30.0049 | -3.9008 | -27.7786 | 1966.7583 | 72.8755 | 0.86316 | 0 | 0 | 0 | 0 | 0 | 0 | 0 | 0 | 0 | 230571.1626 | 129520.6383 | 215826.8716 | 25494.2004 | 88277.0484 | 25.7912 | 14.221 | 42.7558 | 5.1679 | 37.1905 | 10810212.408 | 231377.4262 | 12588201.414 | 149427.6768 | 1950769.8966 | 0 | 0 | 0 | 26.1142 | #N/A | #N/A
Buena Vista Energy Center 1 PV-T | EPE | SW_EPE | TX | Hourly Resource | PV-Tracking | 120 | 0 |  | 2022-05-31 | 2043-06-01 | 24.1994 | -27.2403 | -3.4064 | 120 | 120 | 316619.3395 | 0 | 0 | 0.3012 | 0 | 7.662 | 7.662 | 8760 | 0 | 8760 | 0 | 0 | 0 | 0 | 24445.1437 | 52.3864 | -29.9658 | -4.3383 | -27.5744 | 1965.7028 | 72.8131 | 0 | 0 | 0 | 0 | 0 | 0 | 0 | 0 | 0 | 0 | 0 | 280672.2002 | 0 | 0 | 23415.7552 | 25.7912 | 14.221 | 42.7558 | 5.1679 | 37.1905 | 0 | 1935198.6616 | 0 | 0 | 412830.9415 | 0 | 0 | 0 | 10.01 | #N/A | #N/A
Buena_Vista | CIPB | CA_CISO | CA | Hourly Resource | WT-Onshore | 38 | 0 |  | 1983-12-24 | 2050-12-31 | 95.2065 | 0.3906 | -2.6262 | 38 | 38 | 94722.0078 | 2.1268e-08 | 4.7531e-12 | 0.28455 | 0 | 9.0182 | 9.0182 | 8760 | 0 | 8760 | 0 | 0 | 0 | 0 | 985.82 | 91.8025 | 4.9376 | 0.17432 | -25.2381 | 1422.1748 | 54.6613 | 0 | 0 | 0 | 0 | 0 | 0 | 0 | 0 | 0 | 0 | 0 | 0 | 0 | 0 | 853.922 | 0.15866 | 0.00010078 | 4.7626 | 4.7626 | 4.7626 | 0 | 0 | 0 | 0 | 194584.1208 | 0 | 0 | 0 | 9.2127 | #N/A | #N/A
BuenaVistaPump-Total | CIPV | CA_CISO | CA | Hourly Resource | MotorLoad | 111.2 | -6.54 |  | 1980-01-01 | 2050-01-01 | 80.8921 | -0.92335 | -2.9888 | 111.2 | 111.2 | 0 | 308690.2725 | 24.9706 | 0 | 0 | -24.9706 | -24.9706 | 8760 | 0 | 8760 | 0 | 0 | 0 | 0 | 0 | 79.653 | -3.3277 | -3.7099 | -25.1004 | 1990.2458 | 75.6974 | 0 | 0 | 0 | 0 | 0 | 0 | 0 | 0 | 0 | 0 | 0 | 0 | 0 | 0 | 0 | 0.15866 | 0.00010078 | 4.7626 | 4.7626 | 4.7626 | 0 | 0 | 0 | 0 | 0 | 0 | 0 | 0 | -24.9706 | #N/A | #N/A
Buffalo Atlee Cluster 1 Wagf 1 WT | AESO | AB_AESO | AB | Hourly Resource | WT-Onshore | 18 | 0 |  | 2022-02-01 | 2050-12-31 | 63.666 | -4.9774 | -11.2265 | 18 | 18 | 58109.5261 | 0 | 0 | 0.36853 | 0 | 3.6996 | 3.6996 | 8760 | 0 | 8760 | 0 | 0 | 0 | 0 | 87.516 | 89.5058 | 9.778 | -6.9628 | -29.8044 | 752.3758 | 70.5377 | 0 | 0 | 0 | 0 | 0 | 0 | 0 | 0 | 0 | 0 | 0 | 33150.7036 | 0 | 0 | 87.516 | 1.8659 | 0.0078726 | 35.0857 | 35.06 | 35.06 | 0 | 33.3948 | 0 | 0 | 3076.3198 | 0 | 0 | 0 | 3.7027 | #N/A | #N/A
Buffalo Atlee Cluster 2 WT | AESO | AB_AESO | AB | Hourly Resource | WT-Onshore | 16 | 0 |  | 2022-02-01 | 2050-12-31 | 65.44 | -5.2725 | -9.467 | 16 | 16 | 51730.7039 | 0 | 0 | 0.36908 | 0 | 3.3853 | 3.3853 | 8760 | 0 | 8760 | 0 | 0 | 0 | 0 | 0 | 90.6269 | 9.778 | -5.8417 | -24.8047 | 754.1746 | 70.4274 | 0 | 0 | 0 | 0 | 0 | 0 | 0 | 0 | 0 | 0 | 0 | 641.1176 | 0 | 0 | 0 | 1.8659 | 0.0078726 | 35.0857 | 35.06 | 35.06 | 0 | 8.8974 | 0 | 0 | 0 | 0 | 0 | 0 | 3.3853 | #N/A | #N/A
Buffalo Atlee Cluster 3 Wagf Der 1 WT | AESO | AB_AESO | AB | Hourly Resource | WT-Onshore | 18 | 0 |  | 2022-02-01 | 2050-12-31 | 63.7407 | -4.9774 | -11.1518 | 18 | 18 | 58109.5261 | 0 | 0 | 0.36853 | 0 | 3.7039 | 3.7039 | 8760 | 0 | 8760 | 0 | 0 | 0 | 0 | 87.516 | 89.5626 | 9.778 | -6.906 | -29.2405 | 752.538 | 70.5443 | 0 | 0 | 0 | 0 | 0 | 0 | 0 | 0 | 0 | 0 | 0 | 14528.6034 | 0 | 0 | 87.516 | 1.8659 | 0.0078726 | 35.0857 | 35.06 | 35.06 | 0 | 21.7322 | 0 | 0 | 3076.3198 | 0 | 0 | 0 | 3.707 | #N/A | #N/A
Buffalo Atlee Cluster 4 DER Wind 1 WT | AESO | AB_AESO | AB | Hourly Resource | WT-Onshore | 10 | 0 |  | 2023-09-08 | 2054-12-31 | 68.2721 | -6.6115 | -7.8744 | 10 | 10 | 31038.6599 | 0 | 0 | 0.35432 | 0 | 2.1191 | 2.1191 | 8760 | 0 | 8760 | 0 | 0 | 0 | 0 | 17.42 | 91.7178 | 9.778 | -4.7508 | -25.0199 | 755.8853 | 70.3356 | 0 | 0 | 0 | 0 | 0 | 0 | 0 | 0 | 0 | 0 | 0 | 3.77 | 0 | 0 | 9.32 | 1.8659 | 0.0078726 | 35.0857 | 35.06 | 35.06 | 0 | 19.209 | 0 | 0 | 157.4898 | 0 | 0 | 0 | 2.1193 | #N/A | #N/A
Buffalo Bill 1 HY | WACM | RM_WACM | WY | Hydro | Hydro | 18 | 0 |  | 1995-04-01 | 2050-12-31 | 106.8989 | 27.0344 | 0.38588 | 16.9813 | 9.9801 | 105050.8686 | 0 | 0 | 0.42829 | 0 | 11.2298 | 11.2298 | 0 | 0 | 381 | 8379 | 0 | 0 | 0 | 0 | 113.7549 | 25.6145 | 1.4498 | -131.5628 | 1928.647 | 135.8394 | 0 | 0 | 0 | 0 | 0 | 0 | 0 | 0 | 0 | 0 | 675.126 | 660.0588 | 736.5685 | 2405.4683 | 13088.2739 | 0.075305 | 0.00032051 | 86.4793 | 43.2396 | 43.2397 | 350.2261 | 0.32926 | 29795.3157 | 114182.2648 | 441652.5793 | 0 | 0 | 0 | 11.8158 | #N/A | #N/A
Buffalo Plains MPC Wind 1 WT | AESO | AB_AESO | AB | Hourly Resource | WT-Onshore | 466 | 0 |  | 2024-12-13 | 2054-12-31 | 75.3205 | -4.7447 | -2.6415 | 466 | 466 | 1447213.3389 | 0 | 0 | 0.35452 | 0 | 109.0049 | 109.0049 | 8760 | 0 | 8760 | 0 | 0 | 0 | 0 | 0 | 96.35 | 10.8496 | -1.1901 | -24.9972 | 762.7495 | 69.1367 | 0 | 0 | 0 | 0 | 0 | 0 | 0 | 0 | 0 | 0 | 0 | 82.3425 | 0 | 0 | 0.0011109 | 1.8659 | 0.0078726 | 35.0857 | 35.06 | 35.06 | 0 | 895.0295 | 0 | 0 | 0.077916 | 0 | 0 | 0 | 109.0058 | #N/A | #N/A
Bul1 Bull Creek Bul1 1 WT | AESO | AB_AESO | AB | Hourly Resource | WT-Onshore | 13 | 0 |  | 2015-12-05 | 2050-12-31 | 70.8289 | -1.7258 | -10.9891 | 13 | 13 | 35701.3799 | 0 | 0 | 0.3135 | 0 | 2.5287 | 2.5287 | 8760 | 0 | 8760 | 0 | 0 | 0 | 0 | 50.336 | 91.5133 | 10.3498 | -5.527 | -26.2772 | 769.7727 | 70.9385 | 0 | 0 | 0 | 0 | 0 | 0 | 0 | 0 | 0 | 0 | 0 | 12179.3221 | 0 | 0 | 50.336 | 1.8659 | 0.0078726 | 35.0857 | 35.06 | 35.06 | 0 | 10.3 | 0 | 0 | 2436.5122 | 0 | 0 | 0 | 2.5311 | #N/A | #N/A
Bul2 Bull Creek Bul2 2 WT | AESO | AB_AESO | AB | Hourly Resource | WT-Onshore | 16 | 0 |  | 2015-12-05 | 2050-12-31 | 68.8935 | -1.7318 | -13.0089 | 16 | 16 | 43854.6341 | 0 | 0 | 0.31289 | 0 | 3.0213 | 3.0213 | 8760 | 0 | 8760 | 0 | 0 | 0 | 0 | 147.4779 | 90.2957 | 10.3498 | -6.7447 | -25.9983 | 767.8412 | 70.8177 | 0 | 0 | 0 | 0 | 0 | 0 | 0 | 0 | 0 | 0 | 0 | 14822.1365 | 0 | 0 | 147.4779 | 1.8659 | 0.0078726 | 35.0857 | 35.06 | 35.06 | 0 | 12.5537 | 0 | 0 | 7830.5826 | 0 | 0 | 0 | 3.0291 | #N/A | #N/A
Burdett 368S DG P/V | AESO | AB_AESO | AB | Hourly Resource | PV-Tracking | 15.5 | 0 |  | 2021-02-25 | 2050-12-31 | 68.928 | 14.6453 | 0.41564 | 15.5 | 15.5 | 27749.557 | 0 | 0 | 0.20437 | 0 | 1.9127 | 1.9127 | 8760 | 0 | 8760 | 0 | 0 | 0 | 0 | 16.2285 | 91.8047 | 9.3751 | -4.2609 | -24.5971 | 786.1083 | 73.3913 | 0 | 0 | 0 | 0 | 0 | 0 | 0 | 0 | 0 | 0 | 0 | 14840.6875 | 0 | 0 | 16.2285 | 1.8659 | 0.0078726 | 35.0857 | 35.06 | 35.06 | 0 | 13.146 | 0 | 0 | 609.7435 | 0 | 0 | 0 | 1.9133 | #N/A | #N/A
Burley Butte 1 WT | IPTV | BS_IPCO | ID | Hourly Resource | WT-Onshore | 21.3 | 0 |  | 2010-12-01 | 2050-12-31 | 75.2147 | 7.9495 | 1.547 | 21.3 | 21.3 | 37455.6867 | 0 | 0 | 0.20074 | 0 | 2.8172 | 2.8172 | 8760 | 0 | 8760 | 0 | 0 | 0 | 0 | 52.824 | 116.8371 | 25.6532 | 4.4933 | -28.7345 | 1948.9249 | 135.2282 | 0 | 0 | 0 | 0 | 0 | 0 | 0 | 0 | 0 | 0 | 0 | 36317.1758 | 0 | 0 | 52.8242 | 0.015242 | 0.010783 | 14.1881 | 0.031824 | 14.1563 | 0 | 98.0543 | 0 | 0 | 0.016418 | 0 | 0 | 0 | 2.8173 | #N/A | #N/A
Burney Creek Hydro 1 HY | CIPV | CA_CISO | CA | Hydro | Hydro | 3 | 0 |  | 1990-03-28 | 2051-12-31 | 67.7214 | 13.7044 | -1.2188 | 0.57077 | 0.7056 | 2992.236 | 0 | 0 | 0.11424 | 0 | 0.20264 | 0.20264 | 0 | 0 | 109 | 8651 | 0 | 0 | 0 | 241.0134 | 95.41 | 7.9045 | 0.81501 | -25.3502 | 1768.621 | 70.5584 | 0 | 0 | 0 | 0 | 0 | 0 | 0 | 0 | 0 | 0 | 62.372 | 2.7251 | 4.9981 | 82.3051 | 632.5383 | 0.15866 | 0.00010078 | 4.7626 | 4.7626 | 4.7626 | 1213.0314 | 0.0015384 | 13.1828 | 804.0207 | 2330.1039 | 0 | 0 | 0 | 0.207 | #N/A | #N/A
Burton Creek Hydro Ferc 7577 HY 1 HY | BPAT | NW_BPAT | WA | Hydro | Hydro | 0.8 | 0 |  | 1985-09-25 | 2054-12-31 | 96.7972 | 14.0675 | 4.6849 | 46 | 46 | 3300.7593 | 0 | 0 | 0.0081913 | 0 | 0.31951 | 0.31951 | 0 | 0 | 0 | 8760 | 0 | 0 | 0 | 0 | 110.0302 | 17.576 | 5.7637 | -35.748 | 1704.0443 | 97.6238 | 0 | 0 | 0 | 0 | 0 | 0 | 0 | 0 | 0 | 0 | 7.308 | 16.1616 | 303.2 | 269.6591 | 314.0952 | 0.13517 | 0.13517 | 0.67195 | 0.031824 | 0.68397 | 12.3359 | 195.5813 | 4788.1083 | 221.996 | 4871.4673 | 0 | 0 | 0 | 0.32959 | #N/A | #N/A
Busch Ranch Ph 2 Wind Generation 2 WT | PSCO | RM_PSCO | CO | Hourly Resource | WT-Onshore | 59.4 | 0 |  | 2019-11-26 | 2050-12-31 | 103.1898 | 29.5545 | -4.6631 | 59.4 | 59.4 | 176096.8292 | 0 | 0 | 0.33842 | 0 | 18.1714 | 18.1714 | 8760 | 0 | 8760 | 0 | 0 | 0 | 0 | 514.404 | 134.653 | 48.4369 | -0.47442 | -25.4204 | 2513.3069 | 210.3487 | 0 | 0 | 0 | 0 | 0 | 0 | 0 | 0 | 0 | 0 | 0 | 32901.5711 | 0 | 0 | 514.4039 | 0.42135 | 0.055066 | 119.3454 | 43.2396 | 76.1058 | 0 | 4476.4888 | 0 | 0 | 14912.1318 | 0 | 0 | 0 | 18.1908 | #N/A | #N/A
Busch Ranch Wind Generation 1 WT | PSCO | RM_PSCO | CO | Hourly Resource | WT-Onshore | 29 | 0 |  | 2012-10-16 | 2050-12-31 | 103.83 | 28.5897 | -2.8164 | 29 | 29 | 87512.9062 | 0 | 0 | 0.34448 | 0 | 9.0865 | 9.0865 | 8760 | 0 | 8760 | 0 | 0 | 0 | 0 | 171.2338 | 135.8335 | 48.4369 | 0.70607 | -25.0372 | 2515.2446 | 210.605 | 0 | 0 | 0 | 0 | 0 | 0 | 0 | 0 | 0 | 0 | 0 | 62869.6754 | 0 | 0 | 171.2338 | 0.42135 | 0.055066 | 119.3454 | 43.2396 | 76.1058 | 0 | 2095.5255 | 0 | 0 | 5058.5924 | 0 | 0 | 0 | 9.0936 | #N/A | #N/A
Butt Valley Hydro 1 HY | CIPV | CA_CISO | CA | Hydro | Hydro | 39.5 | 0 |  | 1958-01-01 | 2050-12-31 | 113.5982 | -14.0114 | -5.094 | 28.312 | 21.508 | 41214.9591 | 0 | 0 | 0.12961 | 0 | 4.6819 | 4.6819 | 0 | 0 | 124 | 8636 | 0 | 0 | 0 | 16662.5225 | 67.9654 | -17.9873 | -0.73792 | -32.2962 | 1742.5277 | 79.5154 | 0 | 0 | 0 | 0 | 0 | 0 | 0 | 0 | 0 | 0 | 85.2688 | 22366.8464 | 45.55 | 1391.0506 | 50654.5611 | 0.15866 | 0.00010078 | 4.7626 | 4.7626 | 4.7626 | 0.031057 | 1.6265 | 490.5661 | 23955.1212 | 221544.406 | 0 | 0 | 0 | 4.9279 | #N/A | #N/A
Butte I Wind 1 WT | AZPS | SW_AZPS | AZ | Hourly Resource | WT-Onshore | 238.2 | 0 |  | 2023-06-01 | 2050-12-31 | 43.0436 | -28.4464 | -7.719 | 238.2 | 238.2 | 677520.5891 | 0 | 0 | 0.3247 | 0 | 29.1629 | 29.1629 | 8760 | 0 | 8760 | 0 | 0 | 0 | 0 | 700.308 | 46.8994 | -31.6638 | -8.1274 | -26.0626 | 1906.3751 | 67.4466 | 0 | 0 | 0 | 0 | 0 | 0 | 0 | 0 | 0 | 0 | 0 | 11293.3049 | 0 | 0 | -3.3155e-05 | 0.94841 | 0.0016464 | 11.9962 | 5.1679 | 6.8283 | 0 | 11.4063 | 0 | 0 | -0.012964 | 0 | 0 | 0 | 29.1629 | #N/A | #N/A
Butte II Wind 1 WT | AZPS | SW_AZPS | AZ | Hourly Resource | WT-Onshore | 216 | 0 |  | 2024-06-30 | 2054-12-31 | 37.9848 | -30.5687 | -7.9768 | 216 | 216 | 431331.6609 | 0 | 0 | 0.22796 | 0 | 16.384 | 16.384 | 8760 | 0 | 8760 | 0 | 0 | 0 | 0 | 331.8113 | 46.8994 | -31.6638 | -8.1274 | -26.0626 | 1906.3751 | 67.4466 | 0 | 0 | 0 | 0 | 0 | 0 | 0 | 0 | 0 | 0 | 0 | 298.184 | 0 | 0 | -0.00015534 | 0.94841 | 0.0016464 | 11.9962 | 5.1679 | 6.8283 | 0 | 0.3694 | 0 | 0 | -0.0043407 | 0 | 0 | 0 | 16.384 | #N/A | #N/A
Bypass 1 HY | IPMV | BS_IPCO | ID | Hydro | Hydro | 10 | 0 |  | 1988-06-18 | 2050-12-31 | 136.6319 | 39.8365 | 5.1115 | 6.2383 | 0.8947 | 27227.012 | 0 | 0 | 0.38851 | 0 | 3.7201 | 3.7201 | 0 | 0 | 375 | 8385 | 0 | 0 | 0 | 0 | 116.7486 | 25.6281 | 4.43 | -28.785 | 1941.8448 | 134.7287 | 0 | 0 | 0 | 0 | 0 | 0 | 0 | 0 | 0 | 0 | 271.0912 | 318.5424 | 335.0912 | 970.8536 | 6003.3498 | 0.015242 | 0.010783 | 14.1881 | 0.031824 | 14.1563 | 6.2545 | 4.5625 | 5518.8371 | 6.498 | 74171.3061 | 0 | 0 | 0 | 3.7998 | #N/A | #N/A
Byron Highway Solar 1 PV-NT | CIPB | CA_CISO | CA | Hourly Resource | PV-NonTracking | 5 | 0 |  | 2022-03-15 | 2050-12-31 | 61.5348 | 4.7687 | 0.34616 | 5 | 5 | 13054.785 | 0 | 0 | 0.29805 | 0 | 0.80332 | 0.80332 | 8760 | 0 | 8760 | 0 | 0 | 0 | 0 | 174.205 | 96.0552 | 6.8708 | 2.4938 | -26.0315 | 1685.6218 | 62.1907 | 0 | 0 | 0 | 0 | 0 | 0 | 0 | 0 | 0 | 0 | 0 | 0 | 0 | 0 | -8.7311e-08 | 0.15866 | 0.00010078 | 4.7626 | 4.7626 | 4.7626 | 0 | 0 | 0 | 0 | 1.8698e-06 | 0 | 0 | 0 | 0.80332 | #N/A | #N/A
Cabazon Wind Project 1 WT | CISC | CA_CISO | CA | Hourly Resource | WT-Onshore | 41 | 0 |  | 2002-08-31 | 2050-12-31 | 62.0612 | -11.0068 | -10.3957 | 41 | 41 | 109038.0074 | 0 | 0 | 0.30359 | 0 | 6.767 | 6.767 | 8760 | 0 | 8760 | 0 | 0 | 0 | 0 | 2850.2958 | 65.6618 | -13.1776 | -7.8511 | -26.4026 | 1958.84 | 70.2395 | 0 | 0 | 0 | 0 | 0 | 0 | 0 | 0 | 0 | 0 | 0 | 6234.2075 | 0 | 0 | 677.4842 | 0.15866 | 0.00010078 | 4.7626 | 4.7626 | 4.7626 | 0 | 1.7555 | 0 | 0 | 0.20501 | 0 | 0 | 0 | 6.767 | #N/A | #N/A
Cabin Creek 1 PS | PSCO | RM_PSCO | CO | Pumped Storage | PumpedStorage | 170 | -170 |  | 2021-07-30 | 2054-12-31 | 177.11 | 77.3944 | 7.1029 | 170 | 170 | 167795.0457 | 221006.7265 | 18.2205 | 0.11267 | 0 | 32.4197 | 32.4197 | 8760 | 0 | 8760 | 0 | 0 | 0 | 2.2443 | 0 | 142.491 | 50.4822 | 5.3183 | -25.6093 | 2557.0945 | 214.5049 | 1.3238 | 0 | 0 | 0 | 0 | 0 | 0 | 0 | 0 | 0 | 510509.0564 | 631453.8412 | 609850.4083 | 9104.6348 | 615578.7843 | 0.42135 | 0.055066 | 119.3454 | 43.2396 | 76.1058 | 96806.3622 | 36206.9718 | 70651947.6844 | 1220824.356 | 37735005.3625 | 0 | 0 | 0 | 142.1605 | #N/A | #N/A
Cabin Creek 2 PS | PSCO | RM_PSCO | CO | Pumped Storage | PumpedStorage | 170 | -170 |  | 2022-09-24 | 2054-12-31 | 175.027 | 76.3769 | 7.1019 | 170 | 170 | 173969.1062 | 229238.8073 | 18.2333 | 0.11682 | 0 | 34.1057 | 34.1057 | 8760 | 0 | 8760 | 0 | 0 | 0 | 2.2761 | 0 | 142.4925 | 50.4822 | 5.3197 | -25.5973 | 2557.0945 | 214.5057 | 1.3239 | 0 | 0 | 0 | 0 | 0 | 0 | 0 | 0 | 0 | 329276.956 | 795895.9741 | 200926.6611 | 2011.9622 | 1012015.5624 | 0.42135 | 0.055066 | 119.3454 | 43.2396 | 76.1058 | 90414.786 | 40018.1703 | 21807784.5886 | 367489.4455 | 70713692.2434 | 0 | 0 | 0 | 127.1251 | #N/A | #N/A
Cabinet Gorge 1 HY | AVA | NW_AVA | ID | Hydro | Hydro | 265.18 | 0 |  | 1953-08-01 | 2050-12-31 | 92.8384 | 16.7805 | -0.18012 | 224.6215 | 217.8742 | 1158561.44 | 0 | 0 | 0.49349 | 0 | 107.559 | 107.559 | 0 | 0 | 306 | 8454 | 0 | 0 | 0 | 0 | 108.1505 | 20.3413 | 1.1187 | -32.2154 | 1875.77 | 104.0997 | 0 | 0 | 0 | 0 | 0 | 0 | 0 | 0 | 0 | 0 | 407.9864 | 500.8454 | 2131.766 | 102121.6898 | 255213.9794 | 0.0011683 | 0.0011677 | 1.4929 | 0.031824 | 2.0045 | 49.4718 | 0.16662 | 6058.8366 | 3941.3472 | 284243.1365 | 0 | 0 | 0 | 107.8533 | #N/A | #N/A
Cadillac 1 BESS BA | CISC | CA_CISO | CA | Pumped Storage | Energy Storage | 3.5 | -3.5 |  | 2022-08-15 | 2050-12-31 | 51.0455 | -23.3615 | -4.921 | 3.5 | 3.5 | 4549.4751 | 5302.9116 | 0.16751 | 0.14838 | 0.014779 | 0.16791 | 0.15313 | 8760 | 0 | 8760 | 0 | 0 | -0.0011302 | 0.040643 | 0 | 72.7282 | -10.1564 | -3.8059 | -25.4734 | 1987.1891 | 72.3109 | 1.1629 | 0 | 0 | 0 | 0 | 0 | 0 | 0 | 0 | 0 | 3734.5422 | 17210.9182 | 9617.6967 | 38.5 | 2294.7288 | 0.15866 | 0.00010078 | 4.7626 | 4.7626 | 4.7626 | 0.34315 | 0.96898 | 43.0113 | 0.0037625 | 83.2372 | 0 | 0 | 0 | 0.16803 | #N/A | #N/A
Caliente Solar 2 PV-NT | CISC | CA_CISO | CA | Hourly Resource | PV-NonTracking | 0.91 | 0 |  | 2018-05-18 | 2050-12-31 | 30.3781 | -20.1593 | -5.7507 | 0.91 | 0.91 | 2513.1234 | 0 | 0 | 0.31526 | 0 | 0.076344 | 0.076344 | 8760 | 0 | 8760 | 0 | 0 | 0 | 0 | 141.3621 | 66.6631 | -13.1776 | -6.8499 | -26.3056 | 1958.7861 | 70.4809 | 0 | 0 | 0 | 0 | 0 | 0 | 0 | 0 | 0 | 0 | 0 | 0 | 0 | 0 | 2.1973e-07 | 0.15866 | 0.00010078 | 4.7626 | 4.7626 | 4.7626 | 0 | 0 | 0 | 0 | 9.1163e-07 | 0 | 0 | 0 | 0.076344 | #N/A | #N/A
California Flats North 1 PV-NT | CIPV | CA_CISO | CA | Hourly Resource | PV-Tracking | 130 | 0 |  | 2017-11-29 | 2050-12-31 | 44.4041 | -16.388 | -5.9692 | 130 | 130 | 285776.4614 | 0 | 0 | 0.25095 | 0 | 12.6897 | 12.6897 | 8760 | 0 | 8760 | 0 | 0 | 0 | 0 | 76829.4191 | 80.5937 | -3.7857 | -2.3111 | -91.2057 | 2040.8295 | 82.4723 | 0 | 0 | 0 | 0 | 0 | 0 | 0 | 0 | 0 | 0 | 0 | 228.41 | 0 | 0 | 1734.8989 | 0.15866 | 0.00010078 | 4.7626 | 4.7626 | 4.7626 | 0 | 0.15314 | 0 | 0 | 101.6994 | 0 | 0 | 0 | 12.6898 | #N/A | #N/A
California Flats Solar Battery BA | CIPV | CA_CISO | CA | Pumped Storage | Energy Storage | 60 | -60 |  | 2021-08-31 | 2050-12-31 | 58.1372 | -14.3575 | -3.6578 | 60 | 60 | 84447.7858 | 98503.2736 | 2.7459 | 0.16067 | 0.27443 | 5.1446 | 4.8701 | 8760 | 0 | 8760 | 0 | 0 | -0.021083 | 0.73275 | 0 | 81.2871 | -3.7857 | -1.6177 | -91.1545 | 2046.5228 | 82.5123 | 1.1974 | 0 | 0 | 0 | 0 | 0 | 0 | 0 | 0 | 0 | 37108.5718 | 102577.2692 | 135062.4678 | 120 | 77298.3659 | 0.15866 | 0.00010078 | 4.7626 | 4.7626 | 4.7626 | 1413.0304 | 9.6995 | 881.7622 | 0.01392 | 20619.5637 | 0 | 0 | 0 | 5.1675 | #N/A | #N/A
California Flats Solar South 1 PV-NT | CIPV | CA_CISO | CA | Hourly Resource | PV-Tracking | 150 | 0 |  | 2019-03-05 | 2050-12-31 | 44.3728 | -16.1886 | -6.0136 | 150 | 150 | 332614.7754 | 0 | 0 | 0.25313 | 0 | 14.7591 | 14.7591 | 8760 | 0 | 8760 | 0 | 0 | 0 | 0 | 88908.0247 | 80.5621 | -3.7857 | -2.3427 | -91.2087 | 2040.4998 | 82.4653 | 0 | 0 | 0 | 0 | 0 | 0 | 0 | 0 | 0 | 0 | 0 | 27.354 | 0 | 0 | 1864.2554 | 0.15866 | 0.00010078 | 4.7626 | 4.7626 | 4.7626 | 0 | 0.01602 | 0 | 0 | 118.4436 | 0 | 0 | 0 | 14.7592 | #N/A | #N/A
California Valley Solar Ranch Phase A 1 PV-NT | CIPV | CA_CISO | CA | Hourly Resource | PV-NonTracking | 249 | 0 |  | 2013-11-01 | 2050-12-31 | 34.1419 | -15.8229 | -5.8828 | 249 | 249 | 579936.5478 | 0 | 0 | 0.26587 | 0 | 19.8001 | 19.8001 | 8760 | 0 | 8760 | 0 | 0 | 0 | 0 | 12345.5589 | 79.0921 | -3.3803 | -4.2181 | -33.0188 | 2000.6582 | 77.1573 | 0 | 0 | 0 | 0 | 0 | 0 | 0 | 0 | 0 | 0 | 0 | 0 | 0 | 0 | 81.921 | 0.15866 | 0.00010078 | 4.7626 | 4.7626 | 4.7626 | 0 | 0 | 0 | 0 | 0.092658 | 0 | 0 | 0 | 19.8001 | #N/A | #N/A
Calipatria Solar Farm 1 PV-NT | IID | CA_IID | CA | Hourly Resource | PV-Tracking | 19.9 | 0 |  | 2016-02-12 | 2050-12-31 | 24.8589 | -20.6455 | -8.6288 | 19.9 | 19.9 | 44158.8354 | 0 | 0 | 0.25331 | 0 | 1.0977 | 1.0977 | 8760 | 0 | 8760 | 0 | 0 | 0 | 0 | 64.1775 | 61.0074 | -14.9588 | -10.7243 | -26.1585 | 1841.6965 | 65.922 | 0 | 0 | 0 | 0 | 0 | 0 | 0 | 0 | 0 | 0 | 0 | 99.4005 | 0 | 0 | -1.3271e-05 | 0.30887 | 0.0049745 | 15.5549 | 5.1679 | 10.3853 | 0 | 1.4127 | 0 | 0 | -0.00015211 | 0 | 0 | 0 | 1.0977 | #N/A | #N/A
Calispel 1 HY | AVA | NW_AVA | WA | Hydro | Hydro | 0.56 | 0 |  | 1950-01-01 | 2050-12-31 | 92.52 | 15.7681 | 0.69387 | 0.56 | 0.56 | 2310.1966 | 0 | 0 | 0.47093 | 0 | 0.21374 | 0.21374 | 0 | 0 | 8 | 8752 | 0 | 0 | 0 | 0 | 109.217 | 21.1151 | 1.4114 | -32.9896 | 2335.7371 | 109.425 | 0 | 0 | 0 | 0 | 0 | 0 | 0 | 0 | 0 | 0 | 0.81191 | 1.5759 | 2.7756 | 1.3838 | 3.7926 | 0.0011683 | 0.0011677 | 1.4929 | 0.031824 | 2.0045 | 0.00053945 | 3.7666 | 37.4941 | 0.00094451 | 281.5484 | 0 | 0 | 0 | 0.21406 | #N/A | #N/A
Calligan 1 HY | PSEI | NW_PSEI | WA | Hydro | Hydro | 6 | 0 |  | 2017-11-01 | 2050-12-31 | 71.0498 | 10.8476 | 2.7784 | 1.8183 | 3.3976 | 13049.5516 | 0 | 0 | 0.24828 | 0 | 0.92717 | 0.92717 | 0 | 0 | 267 | 8493 | 0 | 0 | 0 | 0 | 111.8152 | 17.9044 | 7.2203 | -35.4669 | 1686.387 | 100.0737 | 0 | 0 | 0 | 0 | 0 | 0 | 0 | 0 | 0 | 0 | 684.3035 | 1780.8166 | 928.8063 | 27.5439 | 2647.2008 | 10.1999 | 8.7761 | 20.3774 | 0.031824 | 42.9118 | 37606.225 | 68010.7146 | 47844.5657 | 3.0859 | 134575.5542 | 0 | 0 | 0 | 1.2152 | #N/A | #N/A
Calrenew 1A 1 PV-NT | CIPV | CA_CISO | CA | Hourly Resource | PV-NonTracking | 5 | 0 |  | 2010-04-30 | 2050-12-31 | 56.9407 | -4.7885 | -2.936 | 5 | 5 | 8428.1353 | 0 | 0 | 0.19242 | 0 | 0.4799 | 0.4799 | 8760 | 0 | 8760 | 0 | 0 | 0 | 0 | 2179.4597 | 93.4558 | 4.4332 | 2.3321 | -39.7772 | 2207.4106 | 90.5656 | 0 | 0 | 0 | 0 | 0 | 0 | 0 | 0 | 0 | 0 | 0 | 8428.1353 | 0 | 0 | 2179.4597 | 0.15866 | 0.00010078 | 4.7626 | 4.7626 | 4.7626 | 0 | 1.3923 | 0 | 0 | 0.21697 | 0 | 0 | 0 | 0.47991 | #N/A | #N/A
Camanche Units 1-2 3 Aggregate 1 HY | CIPV | CA_CISO | CA | Hydro | Hydro | 9.99 | 0 |  | 1983-01-01 | 2050-12-31 | 82.6072 | 6.5786 | 4.7038 | 4.4866 | 1.5076 | 20070.0675 | 0 | 0 | 0.23142 | 0 | 1.6579 | 1.6579 | 0 | 0 | 1239 | 7521 | 0 | 0 | 0 | 860.3127 | 97.7062 | 5.3591 | 5.6565 | -26.5696 | 1879.2192 | 67.1497 | 0 | 0 | 0 | 0 | 0 | 0 | 0 | 0 | 0 | 0 | 103.8759 | 355.7977 | 2.7723 | 109.7886 | 3052.8894 | 0.15866 | 0.00010078 | 4.7626 | 4.7626 | 4.7626 | 1085.2736 | 0.10329 | 64.3087 | 2600.6084 | 18169.9043 | 0 | 0 | 0 | 1.6799 | #N/A | #N/A
Camelot 1 PV-NT | CISC | CA_CISO | CA | Hourly Resource | PV-NonTracking | 45 | 0 |  | 2014-12-11 | 2050-12-31 | 36.0811 | -15.802 | -6.5113 | 45 | 45 | 126013.95 | 0 | 0 | 0.31967 | 0 | 4.5467 | 4.5467 | 8760 | 0 | 8760 | 0 | 0 | 0 | 0 | 2143.035 | 70.3833 | -10.3451 | -5.9622 | -25.4867 | 1947.4271 | 72.4549 | 0 | 0 | 0 | 0 | 0 | 0 | 0 | 0 | 0 | 0 | 0 | 22956.8514 | 0 | 0 | 232.65 | 0.15866 | 0.00010078 | 4.7626 | 4.7626 | 4.7626 | 0 | 6.6492 | 0 | 0 | 0.069097 | 0 | 0 | 0 | 4.5467 | #N/A | #N/A
Cameron Ridge 2 WT | CISC | CA_CISO | CA | Hourly Resource | WT-Onshore | 11.9 | 0 |  | 2016-01-15 | 2050-12-31 | 69.4555 | -13.9042 | -5.2489 | 11.9 | 11.9 | 35703.2357 | 0 | 0 | 0.3425 | 0 | 2.4798 | 2.4798 | 8760 | 0 | 8760 | 0 | 0 | 0 | 0 | 1010.2267 | 71.4125 | -10.3451 | -4.9329 | -25.2106 | 1949.0077 | 72.4971 | 0 | 0 | 0 | 0 | 0 | 0 | 0 | 0 | 0 | 0 | 0 | 0 | 0 | 0 | -9.3249e-06 | 0.15866 | 0.00010078 | 4.7626 | 4.7626 | 4.7626 | 0 | 0 | 0 | 0 | 0.00034789 | 0 | 0 | 0 | 2.4798 | #N/A | #N/A
Cameron Ridge1WT47.1 | CISC | CA_CISO | CA | Hourly Resource | WT-Onshore | 95 | 0 |  | 2014-12-10 | 2050-12-31 | 68.2258 | -13.874 | -5.973 | 95 | 95 | 286458.9978 | 0 | 0 | 0.34422 | 0 | 19.5439 | 19.5439 | 8760 | 0 | 8760 | 0 | 0 | 0 | 0 | 6633.3863 | 70.9896 | -10.3451 | -5.3559 | -25.1774 | 1928.5449 | 72.0421 | 0 | 0 | 0 | 0 | 0 | 0 | 0 | 0 | 0 | 0 | 0 | 0 | 0 | 0 | -0.00047889 | 0.15866 | 0.00010078 | 4.7626 | 4.7626 | 4.7626 | 0 | 0 | 0 | 0 | -0.0051351 | 0 | 0 | 0 | 19.5439 | #N/A | #N/A
Camino 1 HY | BANC | CA_BANC | CA | Hydro | Hydro | 160.1 | 0 |  | 1963-10-01 | 2051-12-31 | 110.7164 | 10.6602 | 4.0883 | 92.1028 | 77.0993 | 290868.3474 | 0 | 0 | 0.23888 | 0 | 32.2039 | 32.2039 | 0 | 0 | 125 | 8635 | 0 | 0 | 0 | 0 | 107.1389 | 15.837 | 4.6114 | -11.8658 | 1878.4817 | 66.2975 | 0 | 0 | 0 | 0 | 0 | 0 | 0 | 0 | 0 | 0 | 8432.3078 | 163414.6413 | 18564.2108 | 37663.1547 | 213221.3128 | 0.3521 | 0.050745 | 0.86998 | 0.031824 | 0.83815 | 7484.1737 | 7768.0809 | 4835.0304 | 510.401 | 108362.6087 | 0 | 0 | 0 | 32.3329 | #N/A | #N/A
Camp Far West Hydro 1 HY | CIPV | CA_CISO | CA | Hydro | HydroRPS | 6.8 | 0 |  | 1985-01-01 | 2050-12-31 | 89.9428 | 9.4007 | 2.5824 | 4.1919 | 3.6163 | 25182.734 | 0 | 0 | 0.35934 | 0 | 2.265 | 2.265 | 0 | 0 | 271 | 8489 | 0 | 0 | 0 | 417.0111 | 100.1648 | 8.9274 | 4.5469 | -26.5777 | 1851.3345 | 69.3267 | 0 | 0 | 0 | 0 | 0 | 0 | 0 | 0 | 0 | 0 | 773.7595 | 5807.6543 | 443.6843 | 1259.505 | 4836.6284 | 0.15866 | 0.00010078 | 4.7626 | 4.7626 | 4.7626 | 364.3804 | 0.5183 | 512.0616 | 21169.5828 | 13909.4321 | 0 | 0 | 0 | 2.301 | #N/A | #N/A
Campo Verde Solar | CISD | CA_CISO | CA | Hourly Resource | PV-Tracking | 139 | 0 |  | 2013-10-22 | 2050-12-31 | 26.472 | -19.2425 | -7.9371 | 139 | 139 | 356114.2474 | 0 | 0 | 0.29246 | 0 | 9.427 | 9.427 | 8760 | 0 | 8760 | 0 | 0 | 0 | 0 | 280.363 | 62.5993 | -14.3318 | -9.7594 | -24.9656 | 1885.8967 | 67.2211 | 0 | 0 | 0 | 0 | 0 | 0 | 0 | 0 | 0 | 0 | 0 | 808.4682 | 0 | 0 | -2.794e-07 | 0.15866 | 0.00010078 | 4.7626 | 4.7626 | 4.7626 | 0 | 0.4528 | 0 | 0 | -0.00010964 | 0 | 0 | 0 | 9.427 | #N/A | #N/A
Canal Creek Powerhouse 1 HY | CIPV | CA_CISO | CA | Hydro | Hydro | 0.9 | 0 |  | 1983-01-01 | 2050-12-31 | 119.2957 | 23.4519 | 6.8447 | 0.4671 | 0.4671 | 1373.9148 | 0 | 0 | 0.33577 | 0 | 0.1639 | 0.1639 | 0 | 0 | 1 | 8759 | 0 | 0 | 0 | 243.1071 | 107.3552 | 13.9855 | 6.6791 | -80.6619 | 2729.9653 | 127.1689 | 0 | 0 | 0 | 0 | 0 | 0 | 0 | 0 | 0 | 0 | 26.9046 | 2.3265 | 8.0514 | 195.9368 | 683.0887 | 0.15866 | 0.00010078 | 4.7626 | 4.7626 | 4.7626 | 347.8337 | 0.00099671 | 92.7878 | 2970.3057 | 8498.0914 | 0 | 0 | 0 | 0.17581 | #N/A | #N/A
Cantua Solar Station 1 PV-NT | CIPV | CA_CISO | CA | Hourly Resource | PV-NonTracking | 10 | 0 |  | 2012-07-25 | 2050-12-31 | 56.8041 | -3.5746 | -3.8159 | 10 | 10 | 17922.48 | 0 | 0 | 0.20459 | 0 | 1.0181 | 1.0181 | 8760 | 0 | 8760 | 0 | 0 | 0 | 0 | 4839.12 | 88.3749 | 1.9243 | -0.24001 | -41.6513 | 2077.7043 | 83.4734 | 0 | 0 | 0 | 0 | 0 | 0 | 0 | 0 | 0 | 0 | 0 | 668.3 | 0 | 0 | 92.78 | 0.15866 | 0.00010078 | 4.7626 | 4.7626 | 4.7626 | 0 | 0.25235 | 0 | 0 | 0.059946 | 0 | 0 | 0 | 1.0181 | #N/A | #N/A
CANTUA_DIST_34349_1 | CIPV | CA_CISO | CA | Hourly Resource | PV-NonTracking | 10 | 0 |  | 2012-07-25 | 2050-12-31 | 56.8684 | -3.5153 | -3.813 | 10 | 10 | 17908.3975 | 0 | 0 | 0.20443 | 0 | 1.0184 | 1.0184 | 8760 | 0 | 8760 | 0 | 0 | 0 | 0 | 4853.2025 | 88.3749 | 1.9243 | -0.24001 | -41.6513 | 2077.7043 | 83.4734 | 0 | 0 | 0 | 0 | 0 | 0 | 0 | 0 | 0 | 0 | 0 | 665.1096 | 0 | 0 | 92.78 | 0.15866 | 0.00010078 | 4.7626 | 4.7626 | 4.7626 | 0 | 0.25126 | 0 | 0 | 0.059946 | 0 | 0 | 0 | 1.0184 | #N/A | #N/A
Canyon Ferry 1 HY | NWMT | NW_NWMT | MT | Hydro | Hydro | 16.6 | 0 |  | 1953-12-01 | 2050-12-31 | 100.7675 | 20.1655 | -4.7954 | 45.9299 | 44.4967 | 374098.1779 | 0 | 0 | 0.80576 | 0 | 37.6969 | 37.6969 | 0 | 0 | 1572 | 7188 | 0 | 0 | 0 | 0 | 102.0548 | 20.2023 | -4.8381 | -245.5702 | 1560.2139 | 109.7482 | 0 | 0 | 0 | 0 | 0 | 0 | 0 | 0 | 0 | 0 | 5870.1192 | 5429.5408 | 3441.4031 | 204.1531 | 8846.3355 | 9.0549 | 8.0429 | 75.1759 | 0.031824 | 75.1075 | 87080.9146 | 52070.6384 | 253521.9868 | 22.743 | 579384.6377 | 0 | 0 | 0 | 38.669 | #N/A | #N/A
Canyon Ferry 2 HY | NWMT | NW_NWMT | MT | Hydro | Hydro | 16.6 | 0 |  | 1954-04-01 | 2050-12-31 | 102.1544 | 20.167 | -3.4108 | 14.5503 | 14.0957 | 118518.3355 | 0 | 0 | 0.80581 | 0 | 12.1072 | 12.1072 | 0 | 0 | 1707 | 7053 | 0 | 0 | 0 | 0 | 103.4325 | 20.2023 | -3.4603 | -237.7054 | 1571.2645 | 110.6457 | 0 | 0 | 0 | 0 | 0 | 0 | 0 | 0 | 0 | 0 | 2818.043 | 2103.0205 | 2253.0749 | 124.4244 | 4167.2516 | 9.0549 | 8.0429 | 75.1759 | 0.031824 | 75.1075 | 50281.3949 | 35069.2127 | 162357.9042 | 5.7115 | 225368.6691 | 0 | 0 | 0 | 12.5803 | #N/A | #N/A
Canyon Ferry 3 HY | NWMT | NW_NWMT | MT | Hydro | Hydro | 16.6 | 0 |  | 1954-03-01 | 2050-12-31 | 102.18 | 20.167 | -3.3852 | 14.5503 | 14.0957 | 118518.3355 | 0 | 0 | 0.80581 | 0 | 12.1102 | 12.1102 | 0 | 0 | 1707 | 7053 | 0 | 0 | 0 | 0 | 103.458 | 20.2023 | -3.4349 | -237.5603 | 1571.4686 | 110.6624 | 0 | 0 | 0 | 0 | 0 | 0 | 0 | 0 | 0 | 0 | 2812.4519 | 2071.0679 | 2249.3355 | 126.641 | 4168.7744 | 9.0549 | 8.0429 | 75.1759 | 0.031824 | 75.1075 | 52354.2792 | 32996.3202 | 163283.8882 | 6.2169 | 224440.7625 | 0 | 0 | 0 | 12.5833 | #N/A | #N/A
Cape Scott Wind 1 WT | BCHA | BC_BCHA | BC | Hourly Resource | WT-Onshore | 24.8 | 0 |  | 2013-11-01 | 2050-12-31 | 82.023 | 10.1552 | -16.5668 | 24.8 | 24.8 | 105010.7112 | 0 | 0 | 0.48337 | 0 | 8.6133 | 8.6133 | 8760 | 0 | 8760 | 0 | 0 | 0 | 0 | 22.9152 | 92.8664 | 15.5342 | -9.3583 | -27.8541 | 1050.1407 | 82.3605 | 0 | 0 | 0 | 0 | 0 | 0 | 0 | 0 | 0 | 0 | 0 | 105010.7112 | 0 | 0 | 22.9151 | 0.00013821 | 0.00013721 | 0.00014044 | 0.00013944 | 0.00013842 | 0 | 14.3316 | 0 | 0 | 0.0030019 | 0 | 0 | 0 | 8.6133 | #N/A | #N/A
Cape Scott Wind 2 WT | BCHA | BC_BCHA | BC | Hourly Resource | WT-Onshore | 24.8 | 0 |  | 2013-11-01 | 2050-12-31 | 82.2202 | 10.0622 | -16.398 | 24.8 | 24.8 | 105033.6264 | 0 | 0 | 0.48347 | 0 | 8.6359 | 8.6359 | 8760 | 0 | 8760 | 0 | 0 | 0 | 0 | 0 | 93.0059 | 15.5342 | -9.2188 | -27.8563 | 1050.1429 | 82.3985 | 0 | 0 | 0 | 0 | 0 | 0 | 0 | 0 | 0 | 0 | 0 | 105033.6264 | 0 | 0 | -6.351e-05 | 0.00013821 | 0.00013721 | 0.00014044 | 0.00013944 | 0.00013842 | 0 | 14.3346 | 0 | 0 | -1.0407e-08 | 0 | 0 | 0 | 8.6359 | #N/A | #N/A
Cape Scott Wind 3 WT | BCHA | BC_BCHA | BC | Hourly Resource | WT-Onshore | 24.8 | 0 |  | 2013-11-01 | 2050-12-31 | 81.9462 | 10.2146 | -16.636 | 24.8 | 24.8 | 104987.7216 | 0 | 0 | 0.48326 | 0 | 8.6034 | 8.6034 | 8760 | 0 | 8760 | 0 | 0 | 0 | 0 | 45.9048 | 92.803 | 15.5342 | -9.4217 | -27.853 | 1050.1396 | 82.3434 | 0 | 0 | 0 | 0 | 0 | 0 | 0 | 0 | 0 | 0 | 0 | 104987.7216 | 0 | 0 | 45.9047 | 0.00013821 | 0.00013721 | 0.00014044 | 0.00013944 | 0.00013842 | 0 | 14.3284 | 0 | 0 | 0.0060549 | 0 | 0 | 0 | 8.6034 | #N/A | #N/A
Cape Scott Wind 4 WT | BCHA | BC_BCHA | BC | Hourly Resource | WT-Onshore | 24.8 | 0 |  | 2013-11-01 | 2050-12-31 | 82.1713 | 10.1041 | -16.4341 | 24.8 | 24.8 | 105023.3107 | 0 | 0 | 0.48343 | 0 | 8.6299 | 8.6299 | 8760 | 0 | 8760 | 0 | 0 | 0 | 0 | 10.3157 | 92.9684 | 15.5342 | -9.2563 | -27.8557 | 1050.1423 | 82.3882 | 0 | 0 | 0 | 0 | 0 | 0 | 0 | 0 | 0 | 0 | 0 | 105023.3107 | 0 | 0 | 10.3156 | 0.00013821 | 0.00013721 | 0.00014044 | 0.00013944 | 0.00013842 | 0 | 14.3333 | 0 | 0 | 0.0013513 | 0 | 0 | 0 | 8.6299 | #N/A | #N/A
Caribou Ph 1 Unit 1 HY | CIPV | CA_CISO | CA | Hydro | Hydro | 73 | 0 |  | 1921-01-01 | 2050-12-31 | 98.9653 | -10.1699 | -1.7662 | 26.9068 | 42.6739 | 87571.5913 | 0 | 0 | 0.13978 | 0 | 8.6665 | 8.6665 | 0 | 0 | 54 | 8706 | 0 | 0 | 0 | 26846.6296 | 68.4559 | -17.6224 | -0.61227 | -31.6462 | 1755.0802 | 79.9136 | 0 | 0 | 0 | 0 | 0 | 0 | 0 | 0 | 0 | 0 | 149.9032 | 29520.537 | 8.2467 | 306.144 | 81396.0922 | 0.15866 | 0.00010078 | 4.7626 | 4.7626 | 4.7626 | 0.45227 | 2.8587 | 28.6553 | 2295.4102 | 492511.6615 | 0 | 0 | 0 | 9.1614 | #N/A | #N/A
Caribou_2_5 | CIPV | CA_CISO | CA | Hydro | Hydro | 120 | 0 |  | 1958-01-01 | 2050-12-31 | 100.7251 | -4.0201 | -2.1175 | 90.2357 | 70.0542 | 358842.1373 | 0 | 0 | 0.33913 | 0 | 36.1444 | 36.1444 | 0 | 0 | 241 | 8519 | 0 | 0 | 0 | 1174.4927 | 93.6644 | 6.8776 | 0.09622 | -26.1772 | 1757.4843 | 68.5091 | 0 | 0 | 0 | 0 | 0 | 0 | 0 | 0 | 0 | 0 | 792.4112 | 75324.9787 | 15.1658 | 616.2649 | 158073.213 | 0.15866 | 0.00010078 | 4.7626 | 4.7626 | 4.7626 | 3592.3581 | 8.3668 | 3340.5687 | 6324.5134 | 543668.5917 | 0 | 0 | 0 | 36.7013 | #N/A | #N/A
Carmen Smith HY 1 HY | BPAT | NW_BPAT | OR | Hydro | Hydro | 52.2 | 0 |  | 1963-08-01 | 2050-12-31 | 105.425 | 15.8982 | 5.0146 | 52.2 | 52.2 | 98181.1874 | 0 | 0 | 0.21471 | 0 | 10.3508 | 10.3508 | 0 | 0 | 0 | 8760 | 0 | 0 | 0 | 0 | 108.5927 | 16.3388 | 5.5634 | -37.1673 | 1785.5095 | 95.1478 | 0 | 0 | 0 | 0 | 0 | 0 | 0 | 0 | 0 | 0 | 9810.8071 | 43439.9459 | 2426.1842 | 2144.7235 | 97045.0873 | 0.13517 | 0.13517 | 0.67195 | 0.031824 | 0.68397 | 204.0516 | 1242.4661 | 167.5254 | 216.2756 | 70383.6046 | 0 | 0 | 0 | 10.423 | #N/A | #N/A
Carmen Smith HY 2 HY | BPAT | NW_BPAT | OR | Hydro | Hydro | 52.2 | 0 |  | 1963-08-01 | 2050-12-31 | 105.425 | 15.8982 | 5.0146 | 52.2 | 52.2 | 98181.1874 | 0 | 0 | 0.21471 | 0 | 10.3508 | 10.3508 | 0 | 0 | 0 | 8760 | 0 | 0 | 0 | 0 | 108.5927 | 16.3388 | 5.5634 | -37.1673 | 1785.5095 | 95.1478 | 0 | 0 | 0 | 0 | 0 | 0 | 0 | 0 | 0 | 0 | 8987.6269 | 44263.1261 | 3597.91 | 3781.1447 | 94236.9403 | 0.13517 | 0.13517 | 0.67195 | 0.031824 | 0.68397 | 203.7541 | 1242.7628 | 1177.725 | 62.3544 | 70032.4294 | 0 | 0 | 0 | 10.4235 | #N/A | #N/A
Carmen Smith HY3 HY | BPAT | NW_BPAT | OR | Hydro | Hydro | 9.9 | 0 |  | 1963-08-01 | 2050-12-31 | 120.5582 | 19.7755 | 5.5538 | 9.9 | 9.9 | 18622.5127 | 0 | 0 | 0.21473 | 0 | 2.2451 | 2.2451 | 0 | 0 | 78 | 8682 | 0 | 0 | 0 | 0 | 108.5927 | 16.3388 | 5.5634 | -37.1673 | 1785.5095 | 95.1478 | 0 | 0 | 0 | 0 | 0 | 0 | 0 | 0 | 0 | 0 | 850.6269 | 9189.0111 | 1531.3902 | 245.8054 | 17080.6429 | 0.13517 | 0.13517 | 0.67195 | 0.031824 | 0.68397 | 0.30177 | 3.2526 | 270.1728 | 0.40458 | 8530.5202 | 0 | 0 | 0 | 2.2539 | #N/A | #N/A
Carne Energy Storage BA | EPE | SW_EPE | NM | Pumped Storage | Energy Storage | 65 | -65 |  | 2025-05-01 | 2045-05-01 | 51.2363 | -32.2835 | -3.5042 | 65 | 65 | 53575.8018 | 62112.7052 | 2.3714 | 0.094092 | 0.17353 | 1.1845 | 1.011 | 8760 | 0 | 8760 | 0 | 0 | -0.012805 | 0.72254 | 0 | 52.9658 | -30.0062 | -3.7185 | -27.7655 | 1981.7593 | 73.1467 | 0.86636 | 0 | 0 | 0 | 0 | 0 | 0 | 0 | 0 | 0 | 237206.2019 | 77927.8379 | 244852.2885 | 23997.4621 | 131184.1017 | 25.7912 | 14.221 | 42.7558 | 5.1679 | 37.1905 | 13636349.8469 | 299360.0184 | 15503550.7635 | 137215.3966 | 3081772.217 | 0 | 0 | 0 | 33.8428 | #N/A | #N/A
Carne Solar Project PV-T | EPE | SW_EPE | NM | Hourly Resource | PV-Tracking | 130 | 0 |  | 2025-05-01 | 2045-05-01 | 22.6725 | -26.4165 | -4.0899 | 130 | 130 | 330758.728 | 0 | 0 | 0.29044 | 0 | 7.4991 | 7.4991 | 8760 | 0 | 8760 | 0 | 0 | 0 | 0 | 40079.4091 | 51.2597 | -30.0125 | -5.4184 | -27.5966 | 1935.2417 | 71.2703 | 0 | 0 | 0 | 0 | 0 | 0 | 0 | 0 | 0 | 0 | 0 | 66223.7585 | 0 | 0 | 38326.7861 | 25.7912 | 14.221 | 42.7558 | 5.1679 | 37.1905 | 0 | 1966790.3919 | 0 | 0 | 1513548.7288 | 0 | 0 | 0 | 10.9795 | #N/A | #N/A
Carousel 1 WT | WACM | RM_WACM | CO | Hourly Resource | WT-Onshore | 150 | 0 |  | 2016-06-01 | 2041-07-31 | 99.1538 | 23.7896 | -4.743 | 150 | 150 | 522104.9412 | 0 | 0 | 0.39734 | 0 | 51.7687 | 51.7687 | 8760 | 0 | 8760 | 0 | 0 | 0 | 0 | 81.811 | 134.3362 | 47.9086 | -0.26288 | -23.1982 | 2491.3347 | 211.3807 | 0 | 0 | 0 | 0 | 0 | 0 | 0 | 0 | 0 | 0 | 0 | 299005.7851 | 0 | 0 | 81.8139 | 0.075305 | 0.00032051 | 86.4793 | 43.2396 | 43.2397 | 0 | 97.1763 | 0 | 0 | 0.076749 | 0 | 0 | 0 | 51.7688 | #N/A | #N/A
Carris Storage 1 BA | CISC | CA_CISO | CA | Pumped Storage | Energy Storage | 10 | -10 |  | 2023-04-30 | 2054-12-31 | 46.3886 | -20.9228 | -7.613 | 10 | 10 | 13536 | 15783.529 | 0.43305 | 0.15452 | 0.043979 | 0.49399 | 0.45001 | 8760 | 0 | 8760 | 0 | 0 | -0.0033713 | 0.11986 | 0 | 65.7211 | -13.326 | -7.6434 | -25.1993 | 1928.7699 | 69.3296 | 1.0758 | 0 | 0 | 0 | 0 | 0 | 0 | 0 | 0 | 0 | 2509.2519 | 1904.1382 | 8759.6119 | 8.5 | 1575.4887 | 0.15866 | 0.00010078 | 4.7626 | 4.7626 | 4.7626 | 0.39791 | 0.30232 | 1872.758 | 0.001717 | 0.34915 | 0 | 0 | 0 | 0.49586 | #N/A | #N/A
Carrizozo Solar Project 1 PV-NT | EPE | SW_EPE | NM | Hourly Resource | PV-NonTracking | 3 | 0 |  | 2018-02-26 | 2051-12-31 | 22.117 | -27.9673 | -2.9464 | 3 | 3 | 7308.66 | 0 | 0 | 0.27811 | 0 | 0.16165 | 0.16165 | 8760 | 0 | 8760 | 0 | 0 | 0 | 0 | 230.673 | 52.9152 | -30.0022 | -3.7732 | -27.7014 | 1961.0192 | 72.9651 | 0 | 0 | 0 | 0 | 0 | 0 | 0 | 0 | 0 | 0 | 0 | 4115.4073 | 0 | 0 | 88.53 | 25.7912 | 14.221 | 42.7558 | 5.1679 | 37.1905 | 0 | 42503.7763 | 0 | 0 | 312.9688 | 0 | 0 | 0 | 0.20446 | #N/A | #N/A
Carter Lake 1 HY | WACM | RM_WACM | CO | Hydro | Hydro | 2.6 | 0 |  | 2012-05-18 | 2050-12-31 | 139.3706 | 48.4997 | 4.1804 | 0.001 | 0.001 | 0 | 0 | 0 | 0 | 0 | 0 | 0 | 0 | 0 | 0 | 8760 | 0 | 0 | 0 | 0 | 139.3706 | 48.4997 | 4.1804 | -24.4447 | 2504.7666 | 214.1488 | 0 | 0 | 0 | 0 | 0 | 0 | 0 | 0 | 0 | 0 | 0 | 0 | 0.107 | 1.68 | 4.369 | 0.075305 | 0.00032051 | 86.4793 | 43.2396 | 43.2397 | 0 | 0 | 2.7078 | 80.951 | 297.8736 | 0 | 0 | 0 | 0.00038153 | #N/A | #N/A
Cascade 1 HY | WACM | RM_WACM | CO | Hydro | Hydro | 0.83 | 0 |  | 2013-11-30 | 2050-12-31 | 140.7754 | 53.2126 | 5.9801 | 7.2 | 7.2 | 23526.4284 | 0 | 0 | 0.37301 | 0 | 3.3119 | 3.3119 | 0 | 0 | 0 | 8760 | 0 | 0 | 0 | 0 | 140.7209 | 48.3646 | 5.6658 | -23.8898 | 2541.1562 | 212.9894 | 0 | 0 | 0 | 0 | 0 | 0 | 0 | 0 | 0 | 0 | 863.9836 | 4109.3426 | 2350.3507 | 3618.0911 | 3634.2383 | 0.075305 | 0.00032051 | 86.4793 | 43.2396 | 43.2397 | 244.5296 | 1.3378 | 206171.5607 | 157640.3394 | 157769.0168 | 0 | 0 | 0 | 3.8338 | #N/A | #N/A
Cascade Energy Storage BA | CIPV | CA_CISO | CA | Pumped Storage | Energy Storage | 25 | -25 |  | 2022-04-04 | 2050-12-31 | 92.0156 | -0.66093 | 4.2215 | 25 | 25 | 36977.2106 | 43149.6581 | 3.1618 | 0.16885 | 0.12019 | 1.0494 | 0.92918 | 8760 | 0 | 8760 | 0 | 0 | -0.0092587 | 0.30621 | 0 | 97.9449 | 5.8533 | 5.4011 | -26.696 | 1900.0862 | 67.8523 | 1.2436 | 0 | 0 | 0 | 0 | 0 | 0 | 0 | 0 | 0 | 19451.6221 | 75059.0615 | 78486.7093 | 53.75 | 21658.6536 | 0.15866 | 0.00010078 | 4.7626 | 4.7626 | 4.7626 | 1.9095 | 5.5943 | 351007.2705 | 937.5033 | 104237.8834 | 0 | 0 | 0 | 1.5056 | #N/A | #N/A
Cascade ID 1 HY | IPTV | BS_IPCO | ID | Hydro | Hydro | 12.4 | 0 |  | 1984-05-01 | 2050-12-31 | 104.5469 | 24.1974 | -3.1353 | 8.8364 | 3.1523 | 46987.0261 | 0 | 0 | 0.38313 | 0 | 4.9123 | 4.9123 | 0 | 0 | 1305 | 7455 | 0 | 0 | 0 | 65.7321 | 110.6603 | 23.6379 | 0.33183 | -27.8882 | 1724.5149 | 118.168 | 0 | 0 | 0 | 0 | 0 | 0 | 0 | 0 | 0 | 0 | 56.4087 | 87.9562 | 342.7185 | 114.1514 | 1991.6848 | 0.015242 | 0.010783 | 14.1881 | 0.031824 | 14.1563 | 31.8642 | 68.0531 | 8856.6121 | 15.4016 | 60678.8498 | 0 | 0 | 0 | 4.982 | #N/A | #N/A
Cascade Solar 1 PV-NT | CISC | CA_CISO | CA | Hourly Resource | PV-NonTracking | 18.5 | 0 |  | 2013-11-30 | 2050-12-31 | 32.0301 | -18.1291 | -6.4865 | 18.5 | 18.5 | 45674.872 | 0 | 0 | 0.28184 | 0 | 1.463 | 1.463 | 8760 | 0 | 8760 | 0 | 0 | 0 | 0 | 2431.9915 | 66.6709 | -13.1776 | -6.842 | -26.3039 | 1955.5885 | 70.599 | 0 | 0 | 0 | 0 | 0 | 0 | 0 | 0 | 0 | 0 | 0 | 53.2985 | 0 | 0 | 8.6395 | 0.15866 | 0.00010078 | 4.7626 | 4.7626 | 4.7626 | 0 | 0.030319 | 0 | 0 | 0.0055504 | 0 | 0 | 0 | 1.463 | #N/A | #N/A
Casper Wind CwGT WT | PAWY | BS_PACE | WY | Hourly Resource | WT-Onshore | 17 | 0 |  | 2009-11-01 | 2050-12-31 | 72.557 | 2.3945 | -5.9319 | 17 | 17 | 44809.9091 | 0 | 0 | 0.3009 | 0 | 3.2513 | 3.2513 | 8760 | 0 | 8760 | 0 | 0 | 0 | 0 | 1521.177 | 110.1055 | 26.3257 | -2.9107 | -39.8756 | 2150.7036 | 147.9348 | 0 | 0 | 0 | 0 | 0 | 0 | 0 | 0 | 0 | 0 | 0 | 44809.9091 | 0 | 0 | 1521.619 | 7.007 | 5.9428 | 85.5427 | 0.031824 | 85.5024 | 0 | 26668.3397 | 0 | 0 | 53574.5187 | 0 | 0 | 0 | 3.3315 | #N/A | #N/A
Castaic 1 PS | LDWP | CA_LDWP | CA | Pumped Storage | PumpedStorage | 542 | -542 |  | 1973-07-01 | 2050-12-31 | 76.1466 | -0.56995 | -3.8931 | 542 | 542 | 798701.7649 | 931997.3349 | 56.3105 | 0.16822 | 0 | 19.1659 | 19.1659 | 8760 | 0 | 8760 | 0 | 0 | 0 | 7.7102 | 0 | 86.9161 | 3.6391 | -3.4136 | -11.4973 | 1991.1558 | 68.4006 | 1.1867 | 0 | 0 | 0 | 0 | 0 | 0 | 0 | 0 | 0 | 312992.1358 | 2429270.0345 | 181555.8118 | 971472.1802 | 1290316.7389 | 0.51018 | 0.0002031 | 10.9758 | 5.1679 | 5.9579 | 43536.4408 | 67.9816 | 290701.8024 | 1526802.202 | 742552.1881 | 0 | 0 | 0 | 21.7696 | #N/A | #N/A
Castaic 3 PS | LDWP | CA_LDWP | CA | Pumped Storage | PumpedStorage | 542 | -542 |  | 1976-07-01 | 2050-12-31 | 61.4751 | -1.6492 | -3.4073 | 542 | 542 | 480726.2998 | 632296.3943 | 26.2121 | 0.10125 | 0 | 15.999 | 15.999 | 8760 | 0 | 8760 | 0 | 0 | 0 | 4.7468 | 0 | 86.9167 | 3.6391 | -3.4129 | -11.4851 | 1991.1558 | 68.4012 | 1.1844 | 0 | 0 | 0 | 0 | 0 | 0 | 0 | 0 | 0 | 246632.0204 | 727368.3065 | 224000.823 | 1272849.9554 | 259076.268 | 0.51018 | 0.0002031 | 10.9758 | 5.1679 | 5.9579 | 12149.1702 | 10.3201 | 143322.6762 | 410072.674 | 263803.7841 | 0 | 0 | 0 | 16.8283 | #N/A | #N/A
Castaic 5 PS | LDWP | CA_LDWP | CA | Pumped Storage | PumpedStorage | 542 | -542 |  | 1977-12-01 | 2050-12-31 | 47.8985 | 1.151 | -2.6327 | 542 | 542 | 321667.71 | 484867.2446 | 12.8677 | 0.067749 | 0 | 12.8964 | 12.8964 | 8760 | 0 | 8760 | 0 | 0 | 0 | 3.2306 | 0 | 86.917 | 3.6391 | -3.4126 | -11.4802 | 1991.1543 | 68.401 | 1.1916 | 0 | 0 | 0 | 0 | 0 | 0 | 0 | 0 | 0 | 175371.4863 | 266408.1438 | 125351.8149 | 193157.4711 | 347849.2677 | 0.51018 | 0.0002031 | 10.9758 | 5.1679 | 5.9579 | 114078.2248 | 94.6573 | 187549.8363 | 732840.7608 | 276726.3455 | 0 | 0 | 0 | 14.2076 | #N/A | #N/A
Castaic 7 HY | LDWP | CA_LDWP | CA | Hydro | Hydro | 56 | 0 |  | 1972-01-01 | 2050-12-31 | 103.8982 | -4.8073 | -4.4 | 27.7507 | 29.4329 | 25860.6384 | 0 | 0 | 0.074643 | 0 | 2.6869 | 2.6869 | 0 | 0 | 0 | 8760 | 0 | 0 | 0 | 0 | 86.8596 | 3.6 | -3.4309 | -11.4577 | 1988.1409 | 68.2042 | 0 | 0 | 0 | 0 | 0 | 0 | 0 | 0 | 0 | 0 | 770.4419 | 183.5468 | 3553.3777 | 8434.5767 | 52600.1291 | 0.51018 | 0.0002031 | 10.9758 | 5.1679 | 5.9579 | 8187.8464 | 5.1418 | 49255.7358 | 71238.7104 | 553288.6022 | 0 | 0 | 0 | 3.3689 | #N/A | #N/A
Castle River 1 Cr1 1 WT | AESO | AB_AESO | AB | Hourly Resource | WT-Onshore | 20 | 0 |  | 2000-10-01 | 2050-12-31 | 65.0352 | -7.7184 | -6.2109 | 20 | 20 | 37377.0341 | 0 | 0 | 0.21334 | 0 | 2.4308 | 2.4308 | 8760 | 0 | 8760 | 0 | 0 | 0 | 0 | 9411.5259 | 83.3661 | 0.71824 | -4.0427 | -136.6273 | 783.674 | 82.239 | 0 | 0 | 0 | 0 | 0 | 0 | 0 | 0 | 0 | 0 | 0 | 37377.0341 | 0 | 0 | 9411.7259 | 1.8659 | 0.0078726 | 35.0857 | 35.06 | 35.06 | 0 | 45.0535 | 0 | 0 | 80006.8788 | 0 | 0 | 0 | 2.5109 | #N/A | #N/A
Castle River 1 Cr1 2 WT | AESO | AB_AESO | AB | Hourly Resource | WT-Onshore | 19 | 0 |  | 2001-09-01 | 2050-12-31 | 64.3049 | -8.7234 | -6.1759 | 19 | 19 | 35868.3375 | 0 | 0 | 0.2155 | 0 | 2.3065 | 2.3065 | 8760 | 0 | 8760 | 0 | 0 | 0 | 0 | 8580.7944 | 83.3749 | 0.71824 | -4.0339 | -136.6251 | 783.674 | 82.2383 | 0 | 0 | 0 | 0 | 0 | 0 | 0 | 0 | 0 | 0 | 0 | 35868.3375 | 0 | 0 | 8580.9843 | 1.8659 | 0.0078726 | 35.0857 | 35.06 | 35.06 | 0 | 42.9676 | 0 | 0 | 70502.2072 | 0 | 0 | 0 | 2.3771 | #N/A | #N/A
Castle Rock Ridge 2 Crr2 1 WT | AESO | AB_AESO | AB | Hourly Resource | WT-Onshore | 29 | 0 |  | 2019-09-20 | 2050-12-31 | 58.0544 | -15.2324 | -7.4236 | 29 | 29 | 73020.1612 | 0 | 0 | 0.28744 | 0 | 4.2391 | 4.2391 | 8760 | 0 | 8760 | 0 | 0 | 0 | 0 | 3336.0856 | 87.8332 | 5.9627 | -4.82 | -57.6286 | 780.8253 | 74.6308 | 0 | 0 | 0 | 0 | 0 | 0 | 0 | 0 | 0 | 0 | 0 | 43827.1931 | 0 | 0 | 3336.2306 | 1.8659 | 0.0078726 | 35.0857 | 35.06 | 35.06 | 0 | 27.6343 | 0 | 0 | 19008.3964 | 0 | 0 | 0 | 4.2582 | #N/A | #N/A
Castle Rock Wind Farm Crr1 1 WT | AESO | AB_AESO | AB | Hourly Resource | WT-Onshore | 77 | 0 |  | 2012-05-01 | 2050-12-31 | 58.084 | -14.8015 | -7.7844 | 77 | 77 | 192944.6418 | 0 | 0 | 0.28605 | 0 | 11.207 | 11.207 | 8760 | 0 | 8760 | 0 | 0 | 0 | 0 | 9794.7418 | 87.681 | 5.9627 | -4.9723 | -57.6389 | 780.8229 | 74.6498 | 0 | 0 | 0 | 0 | 0 | 0 | 0 | 0 | 0 | 0 | 0 | 192944.6418 | 0 | 0 | 9794.742 | 1.8659 | 0.0078726 | 35.0857 | 35.06 | 35.06 | 0 | 106.7066 | 0 | 0 | 57203.7806 | 0 | 0 | 0 | 11.2643 | #N/A | #N/A
Castle Solar Renewable Energy Contract 1 PV-T | PAUT | BS_PACE | UT | Hourly Resource | PV-Tracking | 20 | 0 |  | 2022-06-30 | 2049-03-11 | 57.1374 | 6.4204 | -3.7954 | 20 | 20 | 47722.6157 | 0 | 0 | 0.27239 | 0 | 2.7267 | 2.7267 | 8760 | 0 | 8760 | 0 | 0 | 0 | 0 | 3360.3043 | 104.8606 | 22.5154 | -4.3453 | -24.2322 | 2069.3713 | 137.2369 | 0 | 0 | 0 | 0 | 0 | 0 | 0 | 0 | 0 | 0 | 0 | 2056.4029 | 0 | 0 | 3360.3043 | 7.007 | 5.9428 | 85.5427 | 0.031824 | 85.5024 | 0 | 23184.4579 | 0 | 0 | 156521.251 | 0 | 0 | 0 | 2.9065 | #N/A | #N/A
Castle Solar Renewable Energy Contract 2 PV-T | PAUT | BS_PACE | UT | Hourly Resource | PV-Tracking | 20 | 0 |  | 2022-06-30 | 2049-03-11 | 57.0613 | 6.4196 | -3.7898 | 20 | 20 | 47783.3162 | 0 | 0 | 0.27274 | 0 | 2.7266 | 2.7266 | 8760 | 0 | 8760 | 0 | 0 | 0 | 0 | 3299.6038 | 104.8606 | 22.5154 | -4.3453 | -24.2322 | 2069.3713 | 137.2369 | 0 | 0 | 0 | 0 | 0 | 0 | 0 | 0 | 0 | 0 | 0 | 1952.8669 | 0 | 0 | 3299.6038 | 7.007 | 5.9428 | 85.5427 | 0.031824 | 85.5024 | 0 | 23184.3465 | 0 | 0 | 155173.3117 | 0 | 0 | 0 | 2.9049 | #N/A | #N/A
Castor 1 PV-NT | CIPV | CA_CISO | CA | Hourly Resource | PV-NonTracking | 1.5 | 0 |  | 2016-04-02 | 2050-12-31 | 34.0195 | -15.5434 | -4.068 | 1.5 | 1.5 | 3286.7355 | 0 | 0 | 0.25013 | 0 | 0.11181 | 0.11181 | 8760 | 0 | 8760 | 0 | 0 | 0 | 0 | 20.526 | 80.2947 | -3.3656 | -3.0302 | -25.2129 | 1957.2013 | 75.1374 | 0 | 0 | 0 | 0 | 0 | 0 | 0 | 0 | 0 | 0 | 0 | 0.5625 | 0 | 0 | -3.1396e-07 | 0.15866 | 0.00010078 | 4.7626 | 4.7626 | 4.7626 | 0 | 0.00042053 | 0 | 0 | -3.9762e-07 | 0 | 0 | 0 | 0.11181 | #N/A | #N/A
Catalina Solar - Phases 1 and 21PV-NT110 | CISC | CA_CISO | CA | Hourly Resource | PV-NonTracking | 110 | 0 |  | 2013-02-15 | 2050-12-31 | 32.4273 | -16.7627 | -5.6029 | 110 | 110 | 265683.3282 | 0 | 0 | 0.27572 | 0 | 8.6154 | 8.6154 | 8760 | 0 | 8760 | 0 | 0 | 0 | 0 | 6626.842 | 70.9737 | -10.3663 | -5.3505 | -27.9022 | 1957.2515 | 72.9274 | 0 | 0 | 0 | 0 | 0 | 0 | 0 | 0 | 0 | 0 | 0 | 0 | 0 | 0 | -2.3679e-05 | 0.15866 | 0.00010078 | 4.7626 | 4.7626 | 4.7626 | 0 | 0 | 0 | 0 | -4.0849e-05 | 0 | 0 | 0 | 8.6154 | #N/A | #N/A
Catalina Solar 2 PV-NT | CISC | CA_CISO | CA | Hourly Resource | PV-NonTracking | 18 | 0 |  | 2015-07-22 | 2050-12-31 | 35.4036 | -16.987 | -5.6376 | 18 | 18 | 54167.6432 | 0 | 0 | 0.34353 | 0 | 1.9177 | 1.9177 | 8760 | 0 | 8760 | 0 | 0 | 0 | 0 | 1436.2828 | 71.0414 | -10.4023 | -5.2468 | -27.9028 | 1955.9642 | 72.7767 | 0 | 0 | 0 | 0 | 0 | 0 | 0 | 0 | 0 | 0 | 0 | 0 | 0 | 0 | 5.6767e-06 | 0.15866 | 0.00010078 | 4.7626 | 4.7626 | 4.7626 | 0 | 0 | 0 | 0 | 4.1097e-05 | 0 | 0 | 0 | 1.9177 | #N/A | #N/A
Ccsf Hetch Hetchy Hydro Aggregate 1 HY | CIPV | CA_CISO | CA | Hydro | Hydro | 173.564 | 0 |  | 2006-07-01 | 2050-12-31 | 77.8653 | -2.539 | 3.2118 | 73.1564 | 56.3283 | 426655.1918 | 0 | 0 | 0.445 | 0 | 33.2216 | 33.2216 | 0 | 0 | 0 | 8760 | 0 | 0 | 0 | 16520.2124 | 87.5573 | -2.9717 | 3.8385 | -413.0815 | 1399.6617 | 63.071 | 0 | 0 | 0 | 0 | 0 | 0 | 0 | 0 | 0 | 0 | 1865.015 | 109779.4799 | 2.2679 | 1046.5839 | 125412.7584 | 0.15866 | 0.00010078 | 4.7626 | 4.7626 | 4.7626 | 14530.3064 | 9.1902 | 21.7978 | 13292.8591 | 429234.7537 | 0 | 0 | 0 | 33.6787 | #N/A | #N/A
Cedar Creek II Wind 2 WT | PSCO | RM_PSCO | CO | Hourly Resource | WT-Onshore | 248 | 0 |  | 2011-05-31 | 2035-12-31 | 88.7301 | 18.2927 | -7.6311 | 248 | 248 | 838304.7991 | 0 | 0 | 0.38587 | 0 | 74.3829 | 74.3829 | 8760 | 0 | 8760 | 0 | 0 | 0 | 0 | 4748.6327 | 134.1918 | 49.6604 | -2.1591 | -25.2409 | 2510.1074 | 213.66 | 0 | 0 | 0 | 0 | 0 | 0 | 0 | 0 | 0 | 0 | 0 | 626116.0899 | 0 | 0 | 4748.6322 | 0.42135 | 0.055066 | 119.3454 | 43.2396 | 76.1058 | 0 | 6575.0887 | 0 | 0 | 138350.575 | 0 | 0 | 0 | 74.5278 | #N/A | #N/A
Cedar Creek Wind WT | PAID | BS_PACE | ID | Hourly Resource | WT-Onshore | 151.8 | 0 |  | 2024-04-01 | 2049-06-29 | 85.5895 | 10.6536 | 0.90863 | 151.8 | 151.8 | 511752.6998 | 0 | 0 | 0.38484 | 0 | 43.8006 | 43.8006 | 8760 | 0 | 8760 | 0 | 0 | 0 | 0 | 12549.3303 | 117.2389 | 26.8795 | 3.6688 | -82.9308 | 2291.8594 | 145.0965 | 0 | 0 | 0 | 0 | 0 | 0 | 0 | 0 | 0 | 0 | 0 | 71447.7238 | 0 | 0 | 12549.3297 | 7.007 | 5.9428 | 85.5427 | 0.031824 | 85.5024 | 0 | 2256357.3453 | 0 | 0 | 454417.457 | 0 | 0 | 0 | 46.5114 | #N/A | #N/A
Cedar Falls 1 HY | PSEI | NW_PSEI | WA | Hydro | Hydro | 30 | 0 |  | 1921-01-01 | 2050-12-31 | 101.2092 | 15.7622 | 7.1909 | 7.9255 | 20.6755 | 87438.793 | 0 | 0 | 0.32199 | 0 | 8.8496 | 8.8496 | 0 | 0 | 140 | 8620 | 0 | 0 | 0 | 0 | 111.8152 | 17.8778 | 7.2468 | -35.4459 | 1687.6362 | 99.4476 | 0 | 0 | 0 | 0 | 0 | 0 | 0 | 0 | 0 | 0 | 9319.3161 | 14984.9004 | 4483.0558 | 2862.0342 | 13819.4558 | 10.1999 | 8.7761 | 20.3774 | 0.031824 | 42.9118 | 119308.1197 | 148158.776 | 173119.4184 | 1.0255 | 660883.7489 | 0 | 0 | 0 | 9.9511 | #N/A | #N/A
Cedar Flat | CIPV | CA_CISO | CA | Hydro | Hydro | 5 | 0 |  | 1987-01-01 | 2050-12-31 | 95.3391 | 8.9971 | 4.0352 | 2.595 | 2.595 | 8447.535 | 0 | 0 | 0.37161 | 0 | 0.80538 | 0.80538 | 0 | 0 | 70 | 8690 | 0 | 0 | 0 | 535.92 | 99.5276 | 9.5132 | 3.3239 | -44.074 | 1666.8195 | 65.0464 | 0 | 0 | 0 | 0 | 0 | 0 | 0 | 0 | 0 | 0 | 184.05 | 2.515 | 0.795 | 15.84 | 85.2248 | 0.15866 | 0.00010078 | 4.7626 | 4.7626 | 4.7626 | 2325.3763 | 0.0013548 | 6.3448 | 239.3012 | 659.7139 | 0 | 0 | 0 | 0.80861 | #N/A | #N/A
Cedar Springs I and III | PAWY | BS_PACE | WY | Hourly Resource | WT-Onshore | 333 | 0 |  | 2020-12-07 | 2040-12-06 | 73.3367 | 4.7892 | -10.016 | 333 | 333 | 1015320.5753 | 0 | 0 | 0.34806 | 0 | 74.4602 | 74.4602 | 8760 | 0 | 8760 | 0 | 0 | 0 | 0 | 57991.0479 | 106.3711 | 25.8864 | -6.2059 | -74.8565 | 2164.3049 | 147.6121 | 0 | 0 | 0 | 0 | 0 | 0 | 0 | 0 | 0 | 0 | 0 | 618009.9616 | 0 | 0 | 57991.0588 | 7.007 | 5.9428 | 85.5427 | 0.031824 | 85.5024 | 0 | 1096659.3995 | 0 | 0 | 3671726.1208 | 0 | 0 | 0 | 79.2286 | #N/A | #N/A
Cedar Springs Transmission Bta 72 WT | PAWY | BS_PACE | WY | Hourly Resource | WT-Onshore | 198.9 | 0 |  | 2020-12-08 | 2050-11-01 | 87.1382 | 11.9737 | -9.7544 | 198.9 | 198.9 | 888664.802 | 0 | 0 | 0.51003 | 0 | 77.4367 | 77.4367 | 8760 | 0 | 8760 | 0 | 0 | 0 | 0 | 53046.5057 | 105.8832 | 25.8864 | -6.6938 | -76.4708 | 2162.5471 | 147.1066 | 0 | 0 | 0 | 0 | 0 | 0 | 0 | 0 | 0 | 0 | 0 | 462543.2097 | 0 | 0 | 53046.5027 | 7.007 | 5.9428 | 85.5427 | 0.031824 | 85.5024 | 0 | 1643591.1593 | 0 | 0 | 3490618.4878 | 0 | 0 | 0 | 82.5709 | #N/A | #N/A
Cedar Springs Wind IV WT | PAWY | BS_PACE | WY | Hourly Resource | WT-Onshore | 350.4 | 0 |  | 2024-12-31 | 2054-12-30 | 86.258 | 10.6823 | -9.7868 | 350.4 | 350.4 | 1514862.1649 | 0 | 0 | 0.49352 | 0 | 130.669 | 130.669 | 8760 | 0 | 8760 | 0 | 0 | 0 | 0 | 144140.5975 | 103.7994 | 23.9179 | -6.8091 | -66.4241 | 2149.9121 | 143.6719 | 0 | 0 | 0 | 0 | 0 | 0 | 0 | 0 | 0 | 0 | 0 | 72887.3889 | 0 | 0 | 141363.8078 | 7.007 | 5.9428 | 85.5427 | 0.031824 | 85.5024 | 0 | 2924671.3552 | 0 | 0 | 8521764.8205 | 0 | 0 | 0 | 142.1155 | #N/A | #N/A
Cedar Valley Solar Cvsp1 PV-T | PAUT | BS_PACE | UT | Hourly Resource | PV-Tracking | 3 | 0 |  | 2015-12-07 | 2035-07-30 | 49.0114 | -0.50774 | -4.5895 | 3 | 3 | 5633.0277 | 0 | 0 | 0.21435 | 0 | 0.27608 | 0.27608 | 8760 | 0 | 8760 | 0 | 0 | 0 | 0 | 343.8633 | 107.0635 | 24.6005 | -4.2275 | -24.5034 | 2309.5039 | 147.0917 | 0 | 0 | 0 | 0 | 0 | 0 | 0 | 0 | 0 | 0 | 0 | 263.137 | 0 | 0 | 344.0823 | 7.007 | 5.9428 | 85.5427 | 0.031824 | 85.5024 | 0 | 2067.0672 | 0 | 0 | 9730.536 | 0 | 0 | 0 | 0.28788 | #N/A | #N/A
Centinela Solar Energy I 1 PV-NT | CISD | CA_CISO | CA | Hourly Resource | PV-NonTracking | 125 | 0 |  | 2013-10-16 | 2050-12-31 | 26.5292 | -19.4897 | -8.1051 | 125 | 125 | 337100.4997 | 0 | 0 | 0.30785 | 0 | 8.943 | 8.943 | 8760 | 0 | 8760 | 0 | 0 | 0 | 0 | 60.75 | 62.414 | -14.38 | -9.8965 | -25.2821 | 1881.897 | 66.9821 | 0 | 0 | 0 | 0 | 0 | 0 | 0 | 0 | 0 | 0 | 0 | 0 | 0 | 0 | -3.2724e-05 | 0.15866 | 0.00010078 | 4.7626 | 4.7626 | 4.7626 | 0 | 0 | 0 | 0 | -2.5212e-05 | 0 | 0 | 0 | 8.943 | #N/A | #N/A
Centinels Solar Energy 2 PV-NT | CISD | CA_CISO | CA | Hourly Resource | PV-NonTracking | 45.6 | 0 |  | 2014-08-15 | 2050-12-31 | 26.5986 | -19.4897 | -8.0358 | 45.6 | 45.6 | 122974.623 | 0 | 0 | 0.30786 | 0 | 3.2709 | 3.2709 | 8760 | 0 | 8760 | 0 | 0 | 0 | 0 | 22.1616 | 62.4664 | -14.38 | -9.8441 | -25.2401 | 1882.1593 | 66.9857 | 0 | 0 | 0 | 0 | 0 | 0 | 0 | 0 | 0 | 0 | 0 | 0 | 0 | 0 | -2.794e-06 | 0.15866 | 0.00010078 | 4.7626 | 4.7626 | 4.7626 | 0 | 0 | 0 | 0 | -1.9806e-05 | 0 | 0 | 0 | 3.2709 | #N/A | #N/A
Central 40 1 PV-NT | CIPV | CA_CISO | CA | Hourly Resource | PV-NonTracking | 40 | 0 |  | 2021-02-23 | 2050-12-31 | 59.5087 | 4.2129 | -0.5507 | 40 | 40 | 105307.9201 | 0 | 0 | 0.30054 | 0 | 6.2667 | 6.2667 | 8760 | 0 | 8760 | 0 | 0 | 0 | 0 | 993.28 | 97.7509 | 7.2994 | 3.7609 | -26.2243 | 1987.4745 | 72.5527 | 0 | 0 | 0 | 0 | 0 | 0 | 0 | 0 | 0 | 0 | 0 | 29.68 | 0 | 0 | -7.4971e-06 | 0.15866 | 0.00010078 | 4.7626 | 4.7626 | 4.7626 | 0 | 0.022189 | 0 | 0 | -9.2689e-06 | 0 | 0 | 0 | 6.2667 | #N/A | #N/A
Central Antelope Dry Ranch B 1 PV-NT | CISC | CA_CISO | CA | Hourly Resource | PV-NonTracking | 3 | 0 |  | 2017-09-29 | 2051-12-31 | 34.8119 | -17.1068 | -3.9916 | 3 | 3 | 6232.572 | 0 | 0 | 0.23716 | 0 | 0.21697 | 0.21697 | 8760 | 0 | 8760 | 0 | 0 | 0 | 0 | 228.255 | 72.2256 | -10.7841 | -3.6808 | -25.5631 | 1991.7544 | 72.6356 | 0 | 0 | 0 | 0 | 0 | 0 | 0 | 0 | 0 | 0 | 0 | 0 | 0 | 0 | -2.2555e-07 | 0.15866 | 0.00010078 | 4.7626 | 4.7626 | 4.7626 | 0 | 0 | 0 | 0 | 1.7376e-06 | 0 | 0 | 0 | 0.21697 | #N/A | #N/A
Central Antelope Dry Ranch C 1 PV-NT | CISC | CA_CISO | CA | Hourly Resource | PV-NonTracking | 20 | 0 |  | 2016-05-06 | 2050-12-31 | 34.5672 | -13.5405 | -5.5004 | 20 | 20 | 42997.32 | 0 | 0 | 0.24542 | 0 | 1.4863 | 1.4863 | 8760 | 0 | 8760 | 0 | 0 | 0 | 0 | 74.86 | 72.7126 | -8.743 | -5.2349 | -25.1511 | 1963.3608 | 71.9443 | 0 | 0 | 0 | 0 | 0 | 0 | 0 | 0 | 0 | 0 | 0 | 0 | 0 | 0 | 1.3853e-06 | 0.15866 | 0.00010078 | 4.7626 | 4.7626 | 4.7626 | 0 | 0 | 0 | 0 | -1.8842e-07 | 0 | 0 | 0 | 1.4863 | #N/A | #N/A
Central Line Solar 1 PV | SRP | SW_SRP | AZ | Hourly Resource | PV-Tracking | 100 | 0 |  | 2022-03-18 | 2042-03-18 | 13.2933 | -31.7482 | -7.8375 | 100 | 100 | 276681.6597 | 0 | 0 | 0.31585 | 0 | 3.678 | 3.678 | 8760 | 0 | 8760 | 0 | 0 | 0 | 0 | 3613.5402 | 43.0159 | -33.3347 | -10.3399 | -25.2316 | 1887.3558 | 65.1897 | 0 | 0 | 0 | 0 | 0 | 0 | 0 | 0 | 0 | 0 | 0 | 174603.7457 | 0 | 0 | 74.3 | 1.0352 | 0.11547 | 12.6186 | 5.1679 | 7.4506 | 0 | 22185.6261 | 0 | 0 | 1577.4991 | 0 | 0 | 0 | 3.7018 | #N/A | #N/A
Central Valley 1 HY | LDWP | CA_LDWP | CA | Hydro | Hydro | 10 | 0 |  | 2017-07-26 | 2050-12-31 | 93.5137 | 1.3398 | -8.848 | 10 | 10 | 21104.2 | 0 | 0 | 0.24092 | 0 | 1.9735 | 1.9735 | 0 | 0 | 0 | 8760 | 0 | 0 | 0 | 0 | 84.1872 | 4.5037 | -7.0071 | -15.6176 | 1975.2362 | 66.5158 | 0 | 0 | 0 | 0 | 0 | 0 | 0 | 0 | 0 | 0 | 1138.0448 | 72.5723 | 672.5267 | 1780.8916 | 11810.4805 | 0.51018 | 0.0002031 | 10.9758 | 5.1679 | 5.9579 | 7118.2832 | 3.8585 | 12168.1599 | 10452.2238 | 68720.215 | 0 | 0 | 0 | 2.072 | #N/A | #N/A
Central Valley Hy Agg HY | CIPV | CA_CISO | CA | Hydro | Hydro | 20 | 0 |  | 2017-12-13 | 2050-12-31 | 92.9031 | 8.9371 | 1.439 | 10.38 | 10.38 | 33685.36 | 0 | 0 | 0.37046 | 0 | 3.1295 | 3.1295 | 0 | 0 | 0 | 8760 | 0 | 0 | 0 | 2248.46 | 98.6297 | 9.4418 | 2.4974 | -25.8281 | 1797.2679 | 69.0348 | 0 | 0 | 0 | 0 | 0 | 0 | 0 | 0 | 0 | 0 | 233.7933 | 68.0667 | 4.3333 | 464.9257 | 5654.0755 | 0.15866 | 0.00010078 | 4.7626 | 4.7626 | 4.7626 | 2964.1792 | 0.035209 | 0.003604 | 7266.5047 | 71200.8013 | 0 | 0 | 0 | 3.2109 | #N/A | #N/A
Central Valley North Los Banos Wind Generic 0 | CIPV | CA_CISO | CA | Hourly Resource | WT-Onshore | 140 | 0 |  | 2030-01-01 | 2050-12-31 | 80.9969 | -5.6373 | -2.2238 | 140 | 140 | 176245.8852 | 0 | 0 | 0.14371 | 0 | 14.2754 | 14.2754 | 8760 | 0 | 8760 | 0 | 0 | 0 | 0 | 8650.1543 | 89.1822 | 2.7621 | -0.27045 | -26.1477 | 2033.6852 | 79.7769 | 0 | 0 | 0 | 0 | 0 | 0 | 0 | 0 | 0 | 0 | 0 | 34.72 | 0 | 0 | 52.08 | 0.15866 | 0.00010078 | 4.7626 | 4.7626 | 4.7626 | 0 | 0.025957 | 0 | 0 | 0.035293 | 0 | 0 | 0 | 14.2754 | #N/A | #N/A
Central_Valley_North_Los_Banos_Wind_Gregg WT | CIPV | CA_CISO | CA | Hourly Resource | WT-Onshore | 150 | 0 |  | 2030-05-01 | 2051-12-31 | 85.4316 | -3.1151 | 2.488 | 150 | 150 | 195705.0242 | 0 | 0 | 0.14894 | 0 | 16.7194 | 16.7194 | 8760 | 0 | 8760 | 0 | 0 | 0 | 0 | 2397.876 | 99.9191 | 8.1301 | 5.0984 | -38.8359 | 2469.0886 | 104.7882 | 0 | 0 | 0 | 0 | 0 | 0 | 0 | 0 | 0 | 0 | 0 | 0 | 0 | 0 | -1.7509e-05 | 0.15866 | 0.00010078 | 4.7626 | 4.7626 | 4.7626 | 0 | 0 | 0 | 0 | -0.00048636 | 0 | 0 | 0 | 16.7194 | #N/A | #N/A
Central_Valley_North_Los_Banos_Wind_Wilson WT | CIPV | CA_CISO | CA | Hourly Resource | WT-Onshore | 200 | 0 |  | 2030-05-01 | 2051-12-31 | 91.9821 | 2.0704 | 3.4701 | 200 | 200 | 258503.4181 | 0 | 0 | 0.14755 | 0 | 23.7777 | 23.7777 | 8760 | 0 | 8760 | 0 | 0 | 0 | 0 | 5633.7816 | 107.1365 | 14.7167 | 5.7293 | -85.9787 | 2735.1096 | 129.2176 | 0 | 0 | 0 | 0 | 0 | 0 | 0 | 0 | 0 | 0 | 0 | 0 | 0 | 0 | -3.5763e-05 | 0.15866 | 0.00010078 | 4.7626 | 4.7626 | 4.7626 | 0 | 0 | 0 | 0 | 0.00085232 | 0 | 0 | 0 | 23.7777 | #N/A | #N/A
CEP_6 | PSCO | RM_PSCO | CO | Hourly Resource | WT-Onshore | 500 | 0 |  | 2020-08-26 | 2045-12-31 | 89.0845 | 12.0103 | -3.0338 | 500 | 500 | 1858906.3163 | 0 | 0 | 0.42441 | 0 | 165.5998 | 165.5998 | 8760 | 0 | 8760 | 0 | 0 | 0 | 0 | 9084.6833 | 132.1235 | 44.7355 | 0.69745 | -24.9998 | 2517.937 | 215.3307 | 0 | 0 | 0 | 0 | 0 | 0 | 0 | 0 | 0 | 0 | 0 | 582623.5726 | 0 | 0 | 9084.6718 | 0.42135 | 0.055066 | 119.3454 | 43.2396 | 76.1058 | 0 | 16475.8027 | 0 | 0 | 204550.4912 | 0 | 0 | 0 | 165.8208 | #N/A | #N/A
CFV Puerto Penasco 1 PV | CFE | CA_CFE | MX | Hourly Resource | PV | 150 | 0 |  | 2024-01-04 | 2054-12-31 | 12.4605 | -37.7756 | -8.3499 | 150 | 150 | 388292.2838 | 0 | 0 | 0.2955 | 0 | 4.8383 | 4.8383 | 8760 | 0 | 8760 | 0 | 0 | 0 | 0 | 44095.3161 | 28.016 | -48.5869 | -10.0877 | -274.9984 | 557.3073 | 31.0627 | 0 | 0 | 0 | 0 | 0 | 0 | 0 | 0 | 0 | 0 | 0 | 219867.3703 | 0 | 0 | 121.2255 | 4.6199 | 1.2515 | 2.5478 | 0 | 2.5478 | 0 | 350703.4042 | 0 | 0 | 892.2039 | 0 | 0 | 0 | 5.1899 | #N/A | #N/A
CFV Puerto Penasco 15 PV | CFE | CA_CFE | MX | Hourly Resource | PV | 150 | 0 |  | 2026-06-30 | 2051-12-31 | 14.0956 | -37.7137 | -8.6111 | 150 | 150 | 374909.3741 | 0 | 0 | 0.28532 | 0 | 5.2846 | 5.2846 | 8760 | 0 | 8760 | 0 | 0 | 0 | 0 | 57478.2258 | 28.016 | -48.5869 | -10.0877 | -274.9984 | 557.3073 | 31.0627 | 0 | 0 | 0 | 0 | 0 | 0 | 0 | 0 | 0 | 0 | 0 | 17917.7478 | 0 | 0 | 73.7151 | 4.6199 | 1.2515 | 2.5478 | 0 | 2.5478 | 0 | 239584.1942 | 0 | 0 | 0.11935 | 0 | 0 | 0 | 5.5242 | #N/A | #N/A
CFV Puerto Penasco 2 PV | CFE | CA_CFE | MX | Hourly Resource | PV | 150 | 0 |  | 1905-07-24 | 2054-12-31 | 11.9284 | -37.8227 | -8.2588 | 150 | 150 | 392298.9473 | 0 | 0 | 0.29855 | 0 | 4.6795 | 4.6795 | 8760 | 0 | 8760 | 0 | 0 | 0 | 0 | 40088.6526 | 28.0166 | -48.5869 | -10.0871 | -274.9744 | 557.3073 | 31.0633 | 0 | 0 | 0 | 0 | 0 | 0 | 0 | 0 | 0 | 0 | 0 | 135885.0821 | 0 | 0 | -4.3772e-05 | 4.6199 | 1.2515 | 2.5478 | 0 | 2.5478 | 0 | 410344.1089 | 0 | 0 | 0.0003459 | 0 | 0 | 0 | 5.0898 | #N/A | #N/A
CFV Puerto Penasco 29 PV | CFE | CA_CFE | MX | Hourly Resource | PV | 150 | 0 |  | 2028-06-30 | 2051-12-31 | 13.4326 | -37.7637 | -8.4974 | 150 | 150 | 378470.1406 | 0 | 0 | 0.28803 | 0 | 5.0839 | 5.0839 | 8760 | 0 | 8760 | 0 | 0 | 0 | 0 | 53917.4593 | 28.0166 | -48.5869 | -10.0871 | -274.9744 | 557.3073 | 31.0633 | 0 | 0 | 0 | 0 | 0 | 0 | 0 | 0 | 0 | 0 | 0 | 16695.2369 | 0 | 0 | -4.3772e-05 | 4.6199 | 1.2515 | 2.5478 | 0 | 2.5478 | 0 | 351518.3128 | 0 | 0 | 0.0003459 | 0 | 0 | 0 | 5.4354 | #N/A | #N/A
CFV Puerto Penasco 3 PV | CFE | CA_CFE | MX | Hourly Resource | PV | 150 | 0 |  | 2014-11-21 | 2054-12-31 | 12.5112 | -37.7334 | -8.3478 | 150 | 150 | 388564.1387 | 0 | 0 | 0.29571 | 0 | 4.8614 | 4.8614 | 8760 | 0 | 8760 | 0 | 0 | 0 | 0 | 43823.4612 | 28.0153 | -48.5869 | -10.0883 | -275.041 | 557.3073 | 31.0641 | 0 | 0 | 0 | 0 | 0 | 0 | 0 | 0 | 0 | 0 | 0 | 45145.5108 | 0 | 0 | 146.6297 | 4.6199 | 1.2515 | 2.5478 | 0 | 2.5478 | 0 | 319984.4886 | 0 | 0 | 953.6303 | 0 | 0 | 0 | 5.1823 | #N/A | #N/A
CFV Puerto Penasco 8 PV | CFE | CA_CFE | MX | Hourly Resource | PV | 150 | 0 |  | 2024-06-30 | 2051-12-31 | 13.9003 | -37.6011 | -8.5582 | 150 | 150 | 377016.9964 | 0 | 0 | 0.28692 | 0 | 5.2407 | 5.2407 | 8760 | 0 | 8760 | 0 | 0 | 0 | 0 | 55370.6036 | 28.0153 | -48.5869 | -10.0883 | -275.041 | 557.3073 | 31.0641 | 0 | 0 | 0 | 0 | 0 | 0 | 0 | 0 | 0 | 0 | 0 | 13887.6631 | 0 | 0 | -3.1851e-05 | 4.6199 | 1.2515 | 2.5478 | 0 | 2.5478 | 0 | 230314.2718 | 0 | 0 | 0.00046405 | 0 | 0 | 0 | 5.471 | #N/A | #N/A
CG Western Renewables V LLC WT | CIPV | CA_CISO | CA | Hourly Resource | WT-Onshore | 300 | 0 |  | 2027-12-31 | 2051-12-31 | 10.3689 | -54.5683 | -16.2184 | 300 | 300 | 785887.6215 | 0 | 0 | 0.29904 | 0 | 8.1488 | 8.1488 | 8760 | 0 | 8760 | 0 | 0 | 0 | 0 | 148132.2063 | 60.5809 | -17.6224 | -8.4873 | -26.3919 | 1635.8048 | 80.9066 | 0 | 0 | 0 | 0 | 0 | 0 | 0 | 0 | 0 | 0 | 0 | 0 | 0 | 0 | 24456.8133 | 0.15866 | 0.00010078 | 4.7626 | 4.7626 | 4.7626 | 0 | 0 | 0 | 0 | 522813.9352 | 0 | 0 | 0 | 8.6716 | #N/A | #N/A
Champagne 1 PV-NT | CISC | CA_CISO | CA | Hourly Resource | PV-NonTracking | 1 | 0 |  | 2013-12-20 | 2050-12-31 | 37.867 | -18.3364 | -5.2141 | 1 | 1 | 2089.617 | 0 | 0 | 0.23854 | 0 | 0.079128 | 0.079128 | 8760 | 0 | 8760 | 0 | 0 | 0 | 0 | 273.041 | 69.7602 | -12.1252 | -4.8052 | -31.2338 | 1973.1239 | 72.1755 | 0 | 0 | 0 | 0 | 0 | 0 | 0 | 0 | 0 | 0 | 0 | 0 | 0 | 0 | 0.738 | 0.15866 | 0.00010078 | 4.7626 | 4.7626 | 4.7626 | 0 | 0 | 0 | 0 | 0.00079394 | 0 | 0 | 0 | 0.079128 | #N/A | #N/A
Chandler HY 1 HY | BPAT | NW_BPAT | WA | Hydro | Hydro | 6 | 0 |  | 1956-02-01 | 2050-12-31 | 111.2802 | 17.9502 | 7.0589 | 6 | 6 | 43196.1084 | 0 | 0 | 0.82184 | 0 | 4.8069 | 4.8069 | 0 | 0 | 6860 | 1900 | 0 | 0 | 0 | 0 | 112.0375 | 18.0939 | 7.253 | -35.4865 | 1820.8158 | 101.1792 | 0 | 0 | 0 | 0 | 0 | 0 | 0 | 0 | 0 | 0 | 8.3866 | 15.6136 | 0 | 0 | 0 | 0.13517 | 0.13517 | 0.67195 | 0.031824 | 0.68397 | 0.0054416 | 0.010341 | 0 | 0 | 0 | 0 | 0 | 0 | 4.8069 | #N/A | #N/A
Chandler HY 2 HY | BPAT | NW_BPAT | WA | Hydro | Hydro | 6 | 0 |  | 1956-02-01 | 2050-12-31 | 98.4206 | 14.4392 | 5.9365 | 4.806 | 4.806 | 24755.6939 | 0 | 0 | 0.58801 | 0 | 2.4365 | 2.4365 | 0 | 0 | 0 | 8760 | 0 | 0 | 0 | 0 | 112.0375 | 18.0939 | 7.253 | -35.4865 | 1820.8158 | 101.1792 | 0 | 0 | 0 | 0 | 0 | 0 | 0 | 0 | 0 | 0 | 40.8067 | 140.5853 | 112.5973 | 274.2315 | 478.2348 | 0.13517 | 0.13517 | 0.67195 | 0.031824 | 0.68397 | 0.031713 | 1559.3498 | 735.093 | 38.3012 | 12527.5239 | 0 | 0 | 0 | 2.4513 | #N/A | #N/A
Chappice Lake 649S DER Solar 1 PV-NT | AESO | AB_AESO | AB | Hourly Resource | PV-NonTracking | 14 | 0 |  | 2023-02-15 | 2054-12-31 | 69.9978 | 12.195 | 2.583 | 14 | 14 | 31281.236 | 0 | 0 | 0.25507 | 0 | 2.1896 | 2.1896 | 8760 | 0 | 8760 | 0 | 0 | 0 | 0 | 11.83 | 93.2598 | 9.6151 | -3.0458 | -24.9184 | 764.5391 | 71.4535 | 0 | 0 | 0 | 0 | 0 | 0 | 0 | 0 | 0 | 0 | 0 | 1317.0324 | 0 | 0 | 11.83 | 1.8659 | 0.0078726 | 35.0857 | 35.06 | 35.06 | 0 | 1.4452 | 0 | 0 | 199.9052 | 0 | 0 | 0 | 2.1898 | #N/A | #N/A
Chelan A 1 HY | CHPD | NW_CHPD | WA | Hydro | Hydro | 59.2 | 0 |  | 1927-12-01 | 2050-12-31 | 106.368 | 15.445 | 7.4862 | 49.6096 | 49.6096 | 279587.2178 | 0 | 0 | 0.64335 | 0 | 29.7391 | 29.7391 | 0 | 0 | 0 | 8760 | 0 | 0 | 0 | 0 | 113.0802 | 18.1235 | 8.2662 | -34.8843 | 1778.1624 | 101.6738 | 0 | 0 | 0 | 0 | 0 | 0 | 0 | 0 | 0 | 0 | 5674.7137 | 28630.495 | 2981.0619 | 31815.8749 | 10326.3892 | 17.5539 | 18.0725 | 19.1618 | 0.031824 | 19.1253 | 27708.9111 | 1510541.4939 | 119.1682 | 554.4047 | 1415553.0653 | 0 | 0 | 0 | 32.6936 | #N/A | #N/A
Chestnut Westside BESS 1 BA | CIPV | CA_CISO | CA | Pumped Storage | Energy Storage | 135 | -135 |  | 2023-09-30 | 2054-12-31 | 65.5051 | -8.1067 | -2.7255 | 135 | 135 | 191810.2495 | 223753.2281 | 8.5177 | 0.16219 | 0.62335 | 10.1862 | 9.5628 | 8760 | 0 | 8760 | 0 | 0 | -0.047914 | 1.6271 | 0 | 87.194 | 0.67387 | -0.17044 | -32.9972 | 2142.0891 | 86.5523 | 1.2281 | 0 | 0 | 0 | 0 | 0 | 0 | 0 | 0 | 0 | 6283.2229 | 9854.2686 | 56875.9534 | 0 | 50731.8284 | 0.15866 | 0.00010078 | 4.7626 | 4.7626 | 4.7626 | 1.1707 | 1.7959 | 26336.4789 | 0 | 22224.0622 | 0 | 0 | 0 | 10.2348 | #N/A | #N/A
Chestnut Westside PV 1 PV-NT | CIPV | CA_CISO | CA | Hourly Resource | PV-NonTracking | 150 | 0 |  | 2023-04-29 | 2050-12-31 | 34.5168 | -17.6599 | -3.2201 | 150 | 150 | 378422.3533 | 0 | 0 | 0.28799 | 0 | 13.0619 | 13.0619 | 8760 | 0 | 8760 | 0 | 0 | 0 | 0 | 10352.2974 | 87.194 | 0.67387 | -0.17044 | -32.9972 | 2142.0891 | 86.5523 | 0 | 0 | 0 | 0 | 0 | 0 | 0 | 0 | 0 | 0 | 0 | 0 | 0 | 0 | -5.1968e-05 | 0.15866 | 0.00010078 | 4.7626 | 4.7626 | 4.7626 | 0 | 0 | 0 | 0 | -0.00029468 | 0 | 0 | 0 | 13.0619 | #N/A | #N/A
Chevron PV-NT Agg PV-NT | CIPB | CA_CISO | CA | Hourly Resource | PV-NonTracking | 10.5 | 0 |  | 2017-12-21 | 2050-12-31 | 61.9812 | 6.5328 | 0.52747 | 10.5 | 10.5 | 20965.5428 | 0 | 0 | 0.22794 | 0 | 1.2995 | 1.2995 | 8760 | 0 | 8760 | 0 | 0 | 0 | 0 | 336.6892 | 97.1567 | 7.6429 | 2.8232 | -26.0805 | 1820.7583 | 65.935 | 0 | 0 | 0 | 0 | 0 | 0 | 0 | 0 | 0 | 0 | 0 | 0 | 0 | 0 | 3.7253e-07 | 0.15866 | 0.00010078 | 4.7626 | 4.7626 | 4.7626 | 0 | 0 | 0 | 0 | 4.8742e-06 | 0 | 0 | 0 | 1.2995 | #N/A | #N/A
Chicago Park Powerhouse 1 HY | CIPV | CA_CISO | CA | Hydro | Hydro | 42 | 0 |  | 1965-01-01 | 2050-12-31 | 112.799 | 10.7176 | -0.45755 | 29.9058 | 33.5648 | 119279.4767 | 0 | 0 | 0.38077 | 0 | 13.4546 | 13.4546 | 0 | 0 | 860 | 7900 | 0 | 0 | 0 | 3969.4378 | 99.4901 | 12.4221 | 0.37739 | -44.9022 | 1809.7301 | 70.2045 | 0 | 0 | 0 | 0 | 0 | 0 | 0 | 0 | 0 | 0 | 444.3656 | 17643.9297 | 56 | 1183.3049 | 62514.1914 | 0.15866 | 0.00010078 | 4.7626 | 4.7626 | 4.7626 | 4562.0759 | 2.3483 | 523.3988 | 19682.5568 | 204619.7221 | 0 | 0 | 0 | 13.684 | #N/A | #N/A
Chief Joseph | BPAT | NW_BPAT | WA | Hydro | Hydro | 2459.4099 | 0 |  | 1958-10-01 | 2050-12-31 | 100.9375 | 13.4803 | 2.7938 | 2665.1206 | 2727.167 | 12685996.0029 | 0 | 0 | 0.52368 | 0 | 1280.4922 | 1280.4922 | 0 | 0 | 0 | 8760 | 0 | 0 | 0 | 0 | 108.9245 | 18.2528 | 3.9811 | -34.1446 | 1681.5874 | 98.3023 | 0 | 0 | 0 | 0 | 0 | 0 | 0 | 0 | 0 | 0 | 25869.7193 | 2220092.7794 | 547450.9974 | 849065.9863 | 2576905.6796 | 0.13517 | 0.13517 | 0.67195 | 0.031824 | 0.68397 | 9.2573 | 291229.5929 | 97851.0459 | 33708.0198 | 1457479.0513 | 0 | 0 | 0 | 1282.372 | #N/A | #N/A
Chili Bar Hydro 1 HY | CIPV | CA_CISO | CA | Hydro | HydroRPS | 8.34 | 0 |  | 1965-01-01 | 2050-12-31 | 92.23 | 9.9177 | 5.9728 | 6.8362 | 5.3406 | 26833.0855 | 0 | 0 | 0.37957 | 0 | 2.4748 | 2.4748 | 0 | 0 | 245 | 8515 | 0 | 0 | 0 | 740.3613 | 101.6006 | 8.3734 | 6.5366 | -28.4142 | 1975.6268 | 71.4606 | 0 | 0 | 0 | 0 | 0 | 0 | 0 | 0 | 0 | 0 | 126.8731 | 2140.6945 | 18.0458 | 494.6878 | 10337.7293 | 0.15866 | 0.00010078 | 4.7626 | 4.7626 | 4.7626 | 1066.7246 | 0.34978 | 182.0617 | 8913.3112 | 54122.555 | 0 | 0 | 0 | 2.5391 | #N/A | #N/A
Chiloquin Solar Saturn PV-T | PACW | NW_PACW | OR | Hourly Resource | PV-Tracking | 9.9 | 0 |  | 2018-01-26 | 2036-12-15 | 97.9827 | 33.0047 | 5.1573 | 9.9 | 9.9 | 19818.3602 | 0 | 0 | 0.22852 | 0 | 1.9419 | 1.9419 | 8760 | 0 | 8760 | 0 | 0 | 0 | 0 | 1938.7205 | 105.6965 | 13.7235 | 5.2824 | -39.201 | 1828.3386 | 87.7551 | 0 | 0 | 0 | 0 | 0 | 0 | 0 | 0 | 0 | 0 | 0 | 8983.5787 | 0 | 0 | 1938.7205 | 27.0174 | 18.7409 | 65.6973 | 0.031824 | 65.2925 | 0 | 237809.6507 | 0 | 0 | 119381.2475 | 0 | 0 | 0 | 2.299 | #N/A | #N/A
Chin Chute HY | AESO | AB_AESO | AB | Hydro | Hydro | 15 | 0 |  | 1994-06-10 | 2050-12-31 | 86.186 | 4.0251 | -13.23 | 15 | 15 | 29618.0004 | 0 | 0 | 0.2254 | 0 | 2.5527 | 2.5527 | 0 | 0 | 0 | 8760 | 0 | 0 | 0 | 0 | 87.8395 | 8.14 | -6.991 | -34.9141 | 792.2287 | 72.7455 | 0 | 0 | 0 | 0 | 0 | 0 | 0 | 0 | 0 | 0 | 2884.2631 | 7660.3459 | 7714.248 | 5364.1624 | 16121.5889 | 1.8659 | 0.0078726 | 35.0857 | 35.06 | 35.06 | 18117.1029 | 113.0918 | 195077.7774 | 193918.6027 | 638036.8935 | 0 | 0 | 0 | 3.5979 | #N/A | #N/A
Chino Valley 1 BA | AZPS | SW_AZPS | AZ | Pumped Storage | Energy Storage | 19 | -19 |  | 2023-06-01 | 2050-12-31 | 36.6601 | -38.2285 | -6.6095 | 19 | 19 | 27860.7763 | 32509.1476 | 0.455 | 0.16739 | 0.090555 | 1.3032 | 1.2126 | 8760 | 0 | 8760 | 0 | 0 | -0.0069726 | 0.24899 | 0 | 47.7131 | -33.2834 | -5.6941 | -24.9689 | 1979.8375 | 69.0758 | 0.83423 | 0 | 0 | 0 | 0 | 0 | 0 | 0 | 0 | 0 | 20440.2184 | 88488.2711 | 57390.7563 | 4682.7181 | 9367.5685 | 0.94841 | 0.0016464 | 11.9962 | 5.1679 | 6.8283 | 20053.7329 | 15.3165 | 12205.2407 | 705.813 | 5417.6325 | 0 | 0 | 0 | 1.3416 | #N/A | #N/A
Chino Valley 1 PV | AZPS | SW_AZPS | AZ | Hourly Resource | PV-Tracking | 19 | 0 |  | 2012-11-26 | 2050-12-31 | 13.8206 | -32.342 | -4.8341 | 19 | 19 | 47112.229 | 0 | 0 | 0.28306 | 0 | 0.65112 | 0.65112 | 8760 | 0 | 8760 | 0 | 0 | 0 | 0 | 0 | 47.7374 | -33.2834 | -5.6697 | -24.8667 | 1979.8125 | 69.0892 | 0 | 0 | 0 | 0 | 0 | 0 | 0 | 0 | 0 | 0 | 0 | 19979.9756 | 0 | 0 | -3.3528e-06 | 0.94841 | 0.0016464 | 11.9962 | 5.1679 | 6.8283 | 0 | 40.3343 | 0 | 0 | -8.6528e-05 | 0 | 0 | 0 | 0.65116 | #N/A | #N/A
CHIQUITO GRID BA | CISC | CA_CISO | CA | Pumped Storage | Energy Storage | 80 | -80 |  | 2023-12-31 | 2054-12-31 | 49.2322 | -22.4163 | -6.2381 | 80 | 80 | 111839.519 | 130446.489 | 3.9488 | 0.15959 | 0.36343 | 4.0307 | 3.6673 | 8760 | 0 | 8760 | 0 | 0 | -0.02791 | 0.9747 | 0 | 68.1212 | -13.0933 | -5.476 | -27.0578 | 1972.7905 | 71.2793 | 1.1107 | 0 | 0 | 0 | 0 | 0 | 0 | 0 | 0 | 0 | 2335.6013 | 2847.3987 | 33321.6975 | 0 | 23105.0088 | 0.15866 | 0.00010078 | 4.7626 | 4.7626 | 4.7626 | 0.48332 | 0.62295 | 40.5229 | 0 | 439.9254 | 0 | 0 | 0 | 4.0312 | #N/A | #N/A
Chopin Wind LLCWT | PACW | NW_PACW | OR | Hourly Resource | WT-Onshore | 10 | 0 |  | 2016-10-01 | 2036-05-29 | 71.0301 | 2.2703 | -3.2892 | 10 | 10 | 15341.8841 | 0 | 0 | 0.17514 | 0 | 1.0897 | 1.0897 | 8760 | 0 | 8760 | 0 | 0 | 0 | 0 | 1430.3059 | 109.2779 | 18.5841 | 4.0033 | -34.8995 | 1850.219 | 102.4502 | 0 | 0 | 0 | 0 | 0 | 0 | 0 | 0 | 0 | 0 | 0 | 4021.937 | 0 | 0 | 1430.5559 | 27.0174 | 18.7409 | 65.6973 | 0.031824 | 65.2925 | 0 | 78260.2178 | 0 | 0 | 106140.121 | 0 | 0 | 0 | 1.2741 | #N/A | #N/A
Chopin Wind Schumann Wind Facility WT | PACW | NW_PACW | OR | Hourly Resource | WT-Onshore | 8 | 0 |  | 2022-11-01 | 2036-05-29 | 74.6836 | 2.9281 | -2.3861 | 8 | 8 | 20506.6363 | 0 | 0 | 0.29262 | 0 | 1.5315 | 1.5315 | 8760 | 0 | 8760 | 0 | 0 | 0 | 0 | 1353.5957 | 109.2779 | 18.5841 | 4.0033 | -34.8995 | 1850.219 | 102.4502 | 0 | 0 | 0 | 0 | 0 | 0 | 0 | 0 | 0 | 0 | 0 | 1646.6667 | 0 | 0 | 1352.6677 | 27.0174 | 18.7409 | 65.6973 | 0.031824 | 65.2925 | 0 | 136032.482 | 0 | 0 | 103498.0597 | 0 | 0 | 0 | 1.771 | #N/A | #N/A
Chukar 1 BA | SPPC | SW_NVE | NV | Pumped Storage | Energy Storage | 10 | -10 |  | 2021-07-18 | 2046-07-01 | 12.948 | -64.0429 | -6.9283 | 10 | 10 | 16690.4508 | 19494.6475 | -0.13819 | 0.19053 | 0.054278 | 0.7449 | 0.69062 | 8760 | 0 | 8760 | 0 | 0 | -0.0042063 | 0.14683 | 0 | 27.0342 | -52.4721 | -7.1842 | -42.9035 | 1743.2262 | 64.0751 | 0.72434 | 0 | 0 | 0 | 0 | 0 | 0 | 0 | 0 | 0 | 8514.256 | 8984.7575 | 23690.7936 | 16535.7435 | 4566.8283 | 0.19614 | 0.00021973 | 4.6327 | 0.031824 | 4.6009 | 1101.8573 | 2.3057 | 36396.666 | 189.3593 | 43596.1469 | 0 | 0 | 0 | 0.82618 | #N/A | #N/A
Cibola Solar PV 1 PV-T | PNM | SW_PNM | NM | Hourly Resource | PV-Tracking | 7.58 | 0 |  | 2014-12-31 | 2047-05-27 | 15.6161 | -34.1183 | -4.2984 | 7.58 | 7.58 | 21925.3924 | 0 | 0 | 0.3302 | 0 | 0.34239 | 0.34239 | 8760 | 0 | 8760 | 0 | 0 | 0 | 0 | 0.19708 | 48.8351 | -34.0707 | -3.7847 | -25.2432 | 1931.0038 | 73.8036 | 0 | 0 | 0 | 0 | 0 | 0 | 0 | 0 | 0 | 0 | 0 | 20664.723 | 0 | 0 | 0.19709 | 0.89269 | 0.0029891 | 22.2939 | 5.1679 | 17.1082 | 0 | 50.8843 | 0 | 0 | 1.9815e-05 | 0 | 0 | 0 | 0.34244 | #N/A | #N/A
Cid Solar 1 PV-NT | CIPV | CA_CISO | CA | Hourly Resource | PV-NonTracking | 20 | 0 |  | 2015-01-09 | 2050-12-31 | 43.7676 | -11.0643 | -1.6811 | 20 | 20 | 53714.54 | 0 | 0 | 0.30659 | 0 | 2.351 | 2.351 | 8760 | 0 | 8760 | 0 | 0 | 0 | 0 | 1527.12 | 96.0841 | 4.2932 | 5.1003 | -30.1281 | 2392.8621 | 96.6715 | 0 | 0 | 0 | 0 | 0 | 0 | 0 | 0 | 0 | 0 | 0 | 13.64 | 0 | 0 | -5.9372e-07 | 0.15866 | 0.00010078 | 4.7626 | 4.7626 | 4.7626 | 0 | 0.010197 | 0 | 0 | -1.5938e-05 | 0 | 0 | 0 | 2.351 | #N/A | #N/A
Cimarron I Solar 1 PV-NT | PNM | SW_PNM | NM | Hourly Resource | PV-NonTracking | 30 | 0 |  | 2010-11-25 | 2035-11-24 | 20.4406 | -34.2956 | -2.6844 | 30 | 30 | 57336.6796 | 0 | 0 | 0.21818 | 0 | 1.172 | 1.172 | 8760 | 0 | 8760 | 0 | 0 | 0 | 0 | 7026.5507 | 74.7111 | -12.9808 | 1.0014 | -84.974 | 1927.5723 | 106.7391 | 0 | 0 | 0 | 0 | 0 | 0 | 0 | 0 | 0 | 0 | 0 | 51972.1402 | 0 | 0 | 5205.6674 | 0.89269 | 0.0029891 | 22.2939 | 5.1679 | 17.1082 | 0 | 73.2885 | 0 | 0 | 12849.4287 | 0 | 0 | 0 | 1.1849 | #N/A | #N/A
CIPV Hy Agg Humbolt Co 1 HY | CIPV | CA_CISO | CA | Hydro | Hydro | 0.99 | 0 |  | 1988-02-23 | 2050-12-31 | 96.0609 | 8.9887 | 4.6227 | 0.51381 | 0.51381 | 1669.5733 | 0 | 0 | 0.37094 | 0 | 0.16038 | 0.16038 | 0 | 0 | 0 | 8760 | 0 | 0 | 0 | 109.1433 | 99.4185 | 9.4928 | 3.2352 | -38.9206 | 1651.2601 | 64.273 | 0 | 0 | 0 | 0 | 0 | 0 | 0 | 0 | 0 | 0 | 24.6254 | 3.8483 | 7.9627 | 151.051 | 1332.9911 | 0.15866 | 0.00010078 | 4.7626 | 4.7626 | 4.7626 | 320.904 | 0.0019922 | 90.3725 | 2565.5495 | 18266.1065 | 0 | 0 | 0 | 0.18162 | #N/A | #N/A
CIPV Hy Agg Multi Co 1 HY | CIPV | CA_CISO | CA | Hydro | Hydro | 3.23 | 0 |  | 2017-11-01 | 2050-12-31 | 98.1069 | 9.0389 | 6.4657 | 1.6764 | 1.6764 | 5436.9638 | 0 | 0 | 0.37024 | 0 | 0.5334 | 0.5334 | 0 | 0 | 1 | 8759 | 0 | 0 | 0 | 366.3481 | 101.202 | 9.4928 | 5.0187 | -38.9698 | 1717.5317 | 66.3106 | 0 | 0 | 0 | 0 | 0 | 0 | 0 | 0 | 0 | 0 | 38.2659 | 11.2492 | 8.363 | 214.499 | 1645.4827 | 0.15866 | 0.00010078 | 4.7626 | 4.7626 | 4.7626 | 481.0754 | 0.0058439 | 110.7742 | 2256.7945 | 23115.2458 | 0 | 0 | 0 | 0.55937 | #N/A | #N/A
CIPV Hy Agg Shasta Co 1 HY | CIPV | CA_CISO | CA | Hydro | Hydro | 7.44 | 0 |  | 2020-04-25 | 2050-12-31 | 85.976 | 9.0178 | -5.2479 | 3.8614 | 3.8614 | 12579.9613 | 0 | 0 | 0.37191 | 0 | 1.0816 | 1.0816 | 0 | 0 | 0 | 8760 | 0 | 0 | 0 | 787.4198 | 95.8077 | 9.5108 | -0.39367 | -42.297 | 1541.8479 | 66.9247 | 0 | 0 | 0 | 0 | 0 | 0 | 0 | 0 | 0 | 0 | 266.5975 | 9.114 | 6.7499 | 208.9592 | 872.0168 | 0.15866 | 0.00010078 | 4.7626 | 4.7626 | 4.7626 | 3435.8463 | 0.0044155 | 57.6062 | 3354.4053 | 9458.2385 | 0 | 0 | 0 | 1.0979 | #N/A | #N/A
Cisc Hy Agg 1 PV-NT | CISC | CA_CISO | CA | Hourly Resource | PV-NonTracking | 3 | 0 |  | 2023-07-28 | 2051-12-31 | 35.816 | -20.6606 | -7.4278 | 3 | 3 | 5885.616 | 0 | 0 | 0.22396 | 0 | 0.2108 | 0.2108 | 8760 | 0 | 8760 | 0 | 0 | 0 | 0 | 1204.473 | 66.9899 | -13.8226 | -5.878 | -39.078 | 1961.2496 | 72.7261 | 0 | 0 | 0 | 0 | 0 | 0 | 0 | 0 | 0 | 0 | 0 | 0 | 0 | 0 | 2.169 | 0.15866 | 0.00010078 | 4.7626 | 4.7626 | 4.7626 | 0 | 0 | 0 | 0 | 0.0029604 | 0 | 0 | 0 | 0.2108 | #N/A | #N/A
Cisc Kern Pv5 Agg PV-NT | CISC | CA_CISO | CA | Hourly Resource | PV-NonTracking | 5 | 0 |  | 2013-12-10 | 2050-12-31 | 35.7342 | -16.6082 | -4.9935 | 5 | 5 | 10992.755 | 0 | 0 | 0.25098 | 0 | 0.39282 | 0.39282 | 8760 | 0 | 8760 | 0 | 0 | 0 | 0 | 483.95 | 71.4459 | -10.3451 | -4.8996 | -25.2356 | 1951.8916 | 72.562 | 0 | 0 | 0 | 0 | 0 | 0 | 0 | 0 | 0 | 0 | 0 | 2.54 | 0 | 0 | 1.8626e-07 | 0.15866 | 0.00010078 | 4.7626 | 4.7626 | 4.7626 | 0 | 0.0014876 | 0 | 0 | -5.0942e-06 | 0 | 0 | 0 | 0.39282 | #N/A | #N/A
Cisc PV-NT Agg La Co 2 PV-NT | CISC | CA_CISO | CA | Hourly Resource | PV-NonTracking | 3 | 0 |  | 2017-08-11 | 2051-12-31 | 35.9088 | -15.9428 | -4.9956 | 3 | 3 | 7762.164 | 0 | 0 | 0.29536 | 0 | 0.27873 | 0.27873 | 8760 | 0 | 8760 | 0 | 0 | 0 | 0 | 58.884 | 73.2627 | -8.743 | -4.6848 | -25.2092 | 1965.8539 | 71.9873 | 0 | 0 | 0 | 0 | 0 | 0 | 0 | 0 | 0 | 0 | 0 | 0 | 0 | 0 | 5.5588e-07 | 0.15866 | 0.00010078 | 4.7626 | 4.7626 | 4.7626 | 0 | 0 | 0 | 0 | -2.2416e-07 | 0 | 0 | 0 | 0.27873 | #N/A | #N/A
Cisc WT Agg Kern Co 1 WT | CISC | CA_CISO | CA | Hourly Resource | WT-Onshore | 15 | 0 |  | 1983-12-01 | 2051-12-31 | 68.8498 | -13.898 | -5.5075 | 15 | 15 | 45159.7198 | 0 | 0 | 0.34368 | 0 | 3.1092 | 3.1092 | 8760 | 0 | 8760 | 0 | 0 | 0 | 0 | 1117.815 | 71.2564 | -10.3451 | -5.0891 | -25.1838 | 1941.4633 | 72.329 | 0 | 0 | 0 | 0 | 0 | 0 | 0 | 0 | 0 | 0 | 0 | 0 | 0 | 0 | -2.9104e-07 | 0.15866 | 0.00010078 | 4.7626 | 4.7626 | 4.7626 | 0 | 0 | 0 | 0 | -3.4038e-05 | 0 | 0 | 0 | 3.1092 | #N/A | #N/A
Cisd Ba Agg 1 BA | CISD | CA_CISO | CA | Pumped Storage | Energy Storage | 1 | -1 |  | 2020-05-01 | 2050-12-31 | 49.1265 | -24.8382 | -6.5117 | 1 | 1 | 1392.65 | 1624.2941 | 0.048081 | 0.15898 | 0.0045254 | 0.052051 | 0.047525 | 8760 | 0 | 8760 | 0 | 0 | -0.00034747 | 0.01216 | 0 | 67.223 | -13.5718 | -5.8957 | -25.7518 | 1946.952 | 69.8358 | 1.0886 | 0 | 0 | 0 | 0 | 0 | 0 | 0 | 0 | 0 | 528.1294 | 364.3907 | 1189.65 | 1 | 241.1187 | 0.15866 | 0.00010078 | 4.7626 | 4.7626 | 4.7626 | 0.070338 | 0.045075 | 13.3488 | 0.000207 | 0.040211 | 0 | 0 | 0 | 0.052064 | #N/A | #N/A
Citizen 1 PV-T | IID | CA_IID | CA | Hourly Resource | PV-Tracking | 30 | 0 |  | 2019-06-01 | 2050-12-31 | 31.0422 | -21.6416 | -10.0161 | 30 | 30 | 73882.8327 | 0 | 0 | 0.28114 | 0 | 2.2935 | 2.2935 | 8760 | 0 | 8760 | 0 | 0 | 0 | 0 | 12594.6876 | 60.5166 | -14.7848 | -11.3892 | -28.664 | 1843.7577 | 66.9032 | 0 | 0 | 0 | 0 | 0 | 0 | 0 | 0 | 0 | 0 | 0 | 1917.686 | 0 | 0 | 812.3249 | 0.30887 | 0.0049745 | 15.5549 | 5.1679 | 10.3853 | 0 | 1.0173 | 0 | 0 | 11.3249 | 0 | 0 | 0 | 2.2935 | #N/A | #N/A
Citizen Solar B 1 PV-NT | CIPV | CA_CISO | CA | Hourly Resource | PV-NonTracking | 5 | 0 |  | 2015-12-11 | 2050-12-31 | 44.4021 | -9.1652 | -2.4772 | 5 | 5 | 11481.4347 | 0 | 0 | 0.26213 | 0 | 0.5098 | 0.5098 | 8760 | 0 | 8760 | 0 | 0 | 0 | 0 | 487.4003 | 89.4645 | 3.0152 | -0.24123 | -25.2514 | 2055.5625 | 80.9465 | 0 | 0 | 0 | 0 | 0 | 0 | 0 | 0 | 0 | 0 | 0 | 2.245 | 0 | 0 | -2.2119e-07 | 0.15866 | 0.00010078 | 4.7626 | 4.7626 | 4.7626 | 0 | 0.0016784 | 0 | 0 | -3.985e-06 | 0 | 0 | 0 | 0.5098 | #N/A | #N/A
City Power Plant 3 HY | PAID | BS_PACE | ID | Hydro | Hydro | 8 | 0 |  | 1982-07-01 | 2050-12-31 | 121.7116 | 31.0227 | 5.1404 | 6.328 | 6.328 | 28231.528 | 0 | 0 | 0.50929 | 0 | 3.4361 | 3.4361 | 0 | 0 | 1 | 8759 | 0 | 0 | 0 | 0 | 119.5443 | 27.4066 | 5.4472 | -114.0557 | 2365.3628 | 147.7144 | 0 | 0 | 0 | 0 | 0 | 0 | 0 | 0 | 0 | 0 | 8580.7487 | 16146.2034 | 7651.0469 | 0 | 19550.7062 | 7.007 | 5.9428 | 85.5427 | 0.031824 | 85.5024 | 46256.8662 | 152138.822 | 442091.9702 | 0 | 1890727.374 | 0 | 0 | 0 | 5.9673 | #N/A | #N/A
CJ Strike 1 HY | IPTV | BS_IPCO | ID | Hydro | Hydro | 82.8 | 0 |  | 1952-03-01 | 2050-12-31 | 105.5212 | 22.0428 | 1.9058 | 75.0374 | 76.4238 | 569145.7953 | 0 | 0 | 0.69861 | 0 | 60.0569 | 60.0569 | 0 | 0 | 546 | 8214 | 0 | 0 | 0 | 0 | 114.0274 | 24.6733 | 2.6636 | -29.7083 | 1893.6741 | 126.7553 | 0 | 0 | 0 | 0 | 0 | 0 | 0 | 0 | 0 | 0 | 11237.8185 | 46444.1211 | 2153.8523 | 6395.9455 | 64315.6248 | 0.015242 | 0.010783 | 14.1881 | 0.031824 | 14.1563 | 324.4899 | 1124.5347 | 26722.1312 | 2.4411 | 524439.3038 | 0 | 0 | 0 | 60.6095 | #N/A | #N/A
CLAIREMONT ENERGY STORAGE BA | CISD | CA_CISO | CA | Pumped Storage | Energy Storage | 10 | -10 |  | 2023-08-01 | 2054-12-31 | 49.9293 | -24.6126 | -6.1222 | 10 | 10 | 14083 | 16427.0584 | 0.49897 | 0.16076 | 0.045765 | 0.5254 | 0.47964 | 8760 | 0 | 8760 | 0 | 0 | -0.0035161 | 0.12192 | 0 | 67.7524 | -13.5495 | -5.3886 | -25.8911 | 1959.3843 | 70.3083 | 1.0959 | 0 | 0 | 0 | 0 | 0 | 0 | 0 | 0 | 0 | 987.643 | 608.3598 | 5778.2781 | 10 | 1766.4889 | 0.15866 | 0.00010078 | 4.7626 | 4.7626 | 4.7626 | 0.16924 | 0.10317 | 127.8763 | 0.00165 | 0.3733 | 0 | 0 | 0 | 0.52553 | #N/A | #N/A
Claresholm 1 Clr1 1 PV-NT | AESO | AB_AESO | AB | Hourly Resource | PV-Tracking | 58 | 0 |  | 2021-01-25 | 2050-12-31 | 63.8642 | 14.1273 | -4.2746 | 58 | 58 | 102581.0163 | 0 | 0 | 0.2019 | 0 | 6.5513 | 6.5513 | 8760 | 0 | 8760 | 0 | 0 | 0 | 0 | 1314.3261 | 88.6242 | 8.4497 | -6.5161 | -28.8512 | 776.0054 | 70.9612 | 0 | 0 | 0 | 0 | 0 | 0 | 0 | 0 | 0 | 0 | 0 | 91498.0915 | 0 | 0 | 1314.3262 | 1.8659 | 0.0078726 | 35.0857 | 35.06 | 35.06 | 0 | 73.0641 | 0 | 0 | 41417.4735 | 0 | 0 | 0 | 6.5927 | #N/A | #N/A
Claresholm 2 Clr2 1 PV-NT | AESO | AB_AESO | AB | Hourly Resource | PV-NonTracking | 75 | 0 |  | 2021-01-25 | 2051-12-31 | 62.217 | 10.795 | -4.0775 | 75 | 75 | 165594.797 | 0 | 0 | 0.25205 | 0 | 10.3028 | 10.3028 | 8760 | 0 | 8760 | 0 | 0 | 0 | 0 | 2046.6282 | 88.6565 | 8.4497 | -6.4838 | -28.8821 | 778.0866 | 70.9848 | 0 | 0 | 0 | 0 | 0 | 0 | 0 | 0 | 0 | 0 | 0 | 0 | 0 | 0 | 1430.8637 | 1.8659 | 0.0078726 | 35.0857 | 35.06 | 35.06 | 0 | 0 | 0 | 0 | 75070.0739 | 0 | 0 | 0 | 10.3779 | #N/A | #N/A
Clark Community Solar PV PV-NT | BPAT | NW_BPAT | NV | Hourly Resource | PV-Tracking | 0.32 | 0 |  | 2015-06-30 | 2050-12-31 | 100.4671 | 29.3583 | 8.2686 | 0.32 | 0.32 | 544.7632 | 0 | 0 | 0.19434 | 0 | 0.054732 | 0.054732 | 8760 | 0 | 8760 | 0 | 0 | 0 | 0 | 3.3622 | 112.8809 | 17.5928 | 8.5975 | -36.9956 | 1837.2216 | 100.2901 | 0 | 0 | 0 | 0 | 0 | 0 | 0 | 0 | 0 | 0 | 0 | 544.7632 | 0 | 0 | 3.6646 | 0.13517 | 0.13517 | 0.67195 | 0.031824 | 0.68397 | 0 | 0.19823 | 0 | 0 | 11.3401 | 0 | 0 | 0 | 0.054743 | #N/A | #N/A
Clear Lake Unit 1 HY | CIPV | CA_CISO | CA | Hydro | Hydro | 3.75 | 0 |  | 1985-09-07 | 2050-12-31 | 49.9156 | -31.9215 | -0.30996 | 1.9462 | 1.9462 | 6346.1737 | 0 | 0 | 0.37223 | 0 | 0.31677 | 0.31677 | 0 | 0 | 1 | 8759 | 0 | 0 | 0 | 391.4175 | 60.9122 | -25.5878 | -0.19054 | -27.7706 | 1503.5663 | 64.9352 | 0 | 0 | 0 | 0 | 0 | 0 | 0 | 0 | 0 | 0 | 144.4462 | 14.5575 | 13.8187 | 602.3184 | 3079.4572 | 0.15866 | 0.00010078 | 4.7626 | 4.7626 | 4.7626 | 1741.9025 | 0.0067712 | 182.7146 | 7460.0446 | 40528.8432 | 0 | 0 | 0 | 0.36669 | #N/A | #N/A
Clear Lakes 1 HY | IPMV | BS_IPCO | ID | Hydro | Hydro | 2.5 | 0 |  | 1936-12-01 | 2050-12-31 | 122.6723 | 27.8093 | 5.1892 | 2.6355 | 3.0066 | 17480.6714 | 0 | 0 | 0.49888 | 0 | 2.1444 | 2.1444 | 0 | 0 | 1433 | 7327 | 0 | 0 | 0 | 0 | 116.9421 | 25.3744 | 4.8772 | -29.3193 | 1959.6379 | 133.17 | 0 | 0 | 0 | 0 | 0 | 0 | 0 | 0 | 0 | 0 | 1192.3877 | 3950.1297 | 588.3254 | 1831.6773 | 4530.56 | 0.015242 | 0.010783 | 14.1881 | 0.031824 | 14.1563 | 18.5487 | 20.5714 | 10525.4185 | 0.60443 | 58722.2659 | 0 | 0 | 0 | 2.2137 | #N/A | #N/A
Clear Spring Ranch Solar Array 1 PV-T | WACM | RM_WACM | CO | Hourly Resource | PV-Tracking | 10 | 0 |  | 2016-11-01 | 2050-12-31 | 70.1151 | 16.9068 | 0.86461 | 10 | 10 | 26094.2248 | 0 | 0 | 0.29788 | 0 | 1.8296 | 1.8296 | 8760 | 0 | 8760 | 0 | 0 | 0 | 0 | 337.7952 | 138.8044 | 48.1655 | 3.9483 | -23.5986 | 2518.8833 | 211.2015 | 0 | 0 | 0 | 0 | 0 | 0 | 0 | 0 | 0 | 0 | 0 | 869.111 | 0 | 0 | 317.7952 | 0.075305 | 0.00032051 | 86.4793 | 43.2396 | 43.2397 | 0 | 0.33304 | 0 | 0 | 12.4232 | 0 | 0 | 0 | 1.8296 | #N/A | #N/A
Clearwater 1 HY | PACW | NW_PACW | OR | Hydro | Hydro | 15 | 0 |  | 1953-06-01 | 2038-12-31 | 108.7362 | 10.5094 | 2.4444 | 3.165 | 3.165 | 11230.7607 | 0 | 0 | 0.40507 | 0 | 1.2212 | 1.2212 | 0 | 0 | 0 | 8760 | 0 | 0 | 0 | 19.4344 | 105.1675 | 15.2527 | 3.2243 | -37.5857 | 1793.4681 | 91.3256 | 0 | 0 | 0 | 0 | 0 | 0 | 0 | 0 | 0 | 0 | 3930.6669 | 3438.5783 | 21695.7403 | 6.33 | 36652.9656 | 27.0174 | 18.7409 | 65.6973 | 0.031824 | 65.2925 | 149245.7461 | 107201.4138 | 1200524.8328 | 0.0054479 | 2634140.3456 | 0 | 0 | 0 | 5.3123 | #N/A | #N/A
Clearwater 2-2 HY | PACW | NW_PACW | OR | Hydro | Hydro | 26 | 0 |  | 1953-11-01 | 2038-12-31 | 91.9129 | 12.1115 | 2.0287 | 31 | 31 | 36929.5 | 0 | 0 | 0.13599 | 0 | 3.3943 | 3.3943 | 0 | 0 | 0 | 8760 | 0 | 0 | 0 | 0 | 105.1796 | 15.2527 | 3.2364 | -37.6101 | 1796.2413 | 91.3922 | 0 | 0 | 0 | 0 | 0 | 0 | 0 | 0 | 0 | 0 | 8015.1299 | 2682.3704 | 23463.2974 | 2.8883 | 27137.414 | 27.0174 | 18.7409 | 65.6973 | 0.031824 | 65.2925 | 218734.726 | 58073.2981 | 1317113.3321 | 0.0024871 | 2006228.1496 | 0 | 0 | 0 | 6.9944 | #N/A | #N/A
Clearwater East 75 WT | NWMT | NW_NWMT | ID | Hourly Resource | WT-Onshore | 208.2 | 0 |  | 2024-01-02 | 2051-12-31 | 64.1272 | -5.2168 | -10.2764 | 208.2 | 208.2 | 445741.8192 | 0 | 0 | 0.2444 | 0 | 28.5842 | 28.5842 | 8760 | 0 | 8760 | 0 | 0 | 0 | 0 | 261296.983 | 87.3859 | 7.7637 | -7.0684 | -69.7446 | 1552.1309 | 116.7292 | 0 | 0 | 0 | 0 | 0 | 0 | 0 | 0 | 0 | 0 | 0 | 4922.1907 | 0 | 0 | 193894.0136 | 9.0549 | 8.0429 | 75.1759 | 0.031824 | 75.1075 | 0 | 372476.693 | 0 | 0 | 4797250.2272 | 0 | 0 | 0 | 33.7539 | #N/A | #N/A
Clearwater II 37 WT | NWMT | NW_NWMT | ID | Hourly Resource | WT-Onshore | 102.8 | 0 |  | 2024-01-02 | 2051-12-31 | 44.6938 | -24.075 | -9.8021 | 102.8 | 102.8 | 346828.3021 | 0 | 0 | 0.38514 | 0 | 15.5011 | 15.5011 | 8760 | 0 | 8760 | 0 | 0 | 0 | 0 | 2276.3976 | 90.8905 | 9.6552 | -5.4553 | -68.293 | 1552.7357 | 116.1527 | 0 | 0 | 0 | 0 | 0 | 0 | 0 | 0 | 0 | 0 | 0 | 1539.3294 | 0 | 0 | 1566.2172 | 9.0549 | 8.0429 | 75.1759 | 0.031824 | 75.1075 | 0 | 190572.1372 | 0 | 0 | 78481.4908 | 0 | 0 | 0 | 15.7701 | #N/A | #N/A
Clearwater Wind | NWMT | NW_NWMT | MT | Hourly Resource | WT-Onshore | 365.5 | 0 |  | 2022-11-30 | 2050-12-31 | 46.5545 | -23.9902 | -8.5957 | 365.5 | 365.5 | 1201201.574 | 0 | 0 | 0.37517 | 0 | 55.9214 | 55.9214 | 8760 | 0 | 8760 | 0 | 0 | 0 | 0 | 40021.8017 | 91.4491 | 9.4436 | -4.685 | -67.8598 | 1552.9165 | 116.279 | 0 | 0 | 0 | 0 | 0 | 0 | 0 | 0 | 0 | 0 | 0 | 117710.6119 | 0 | 0 | 37318.4693 | 9.0549 | 8.0429 | 75.1759 | 0.031824 | 75.1075 | 0 | 244113.1317 | 0 | 0 | 259295.4813 | 0 | 0 | 0 | 56.4248 | #N/A | #N/A
Clearwater Wind I 1 WT | NWMT | NW_NWMT | MT | Hourly Resource | WT-Onshore | 300 | 0 |  | 2023-12-01 | 2054-12-31 | 41.5802 | -28.7765 | -9.199 | 300 | 300 | 1005004.1621 | 0 | 0 | 0.38242 | 0 | 41.7883 | 41.7883 | 8760 | 0 | 8760 | 0 | 0 | 0 | 0 | 13783.8331 | 89.4651 | 7.7634 | -4.9889 | -68.0303 | 1552.8467 | 117.2005 | 0 | 0 | 0 | 0 | 0 | 0 | 0 | 0 | 0 | 0 | 0 | 29397.7345 | 0 | 0 | 9166.7078 | 9.0549 | 8.0429 | 75.1759 | 0.031824 | 75.1075 | 0 | 582768.4985 | 0 | 0 | 165208.6239 | 0 | 0 | 0 | 42.5362 | #N/A | #N/A
Cline Corners | PNM | SW_PNM | NM | Hourly Resource | WT-Onshore | 342.22 | 0 |  | 2021-06-01 | 2044-12-31 | 31.6021 | -36.3546 | -9.8766 | 342.22 | 342.22 | 895826.479 | 0 | 0 | 0.29882 | 0 | 28.31 | 28.31 | 8760 | 0 | 8760 | 0 | 0 | 0 | 0 | 4616.6271 | 45.8745 | -33.9188 | -6.8973 | -26.9196 | 1867.5696 | 72.4845 | 0 | 0 | 0 | 0 | 0 | 0 | 0 | 0 | 0 | 0 | 0 | 258903.5995 | 0 | 0 | 1191.6553 | 0.89269 | 0.0029891 | 22.2939 | 5.1679 | 17.1082 | 0 | 163.5691 | 0 | 0 | 7085.6891 | 0 | 0 | 0 | 28.3173 | #N/A | #N/A
Clover Creek 1 HY | CIPV | CA_CISO | CA | Hydro | Hydro | 0.99 | 0 |  | 2016-05-06 | 2050-12-31 | 94.9363 | 9.2881 | 3.4138 | 0.51381 | 0.51381 | 1673.8455 | 0 | 0 | 0.37189 | 0 | 0.15891 | 0.15891 | 0 | 0 | 0 | 8760 | 0 | 0 | 0 | 104.8786 | 101.1822 | 9.6151 | 4.8765 | -69.3808 | 1894.1163 | 73.0969 | 0 | 0 | 0 | 0 | 0 | 0 | 0 | 0 | 0 | 0 | 47.5467 | 146.3913 | 14.4361 | 203.0255 | 1540.1021 | 0.15866 | 0.00010078 | 4.7626 | 4.7626 | 4.7626 | 438.4657 | 0.039752 | 303.6748 | 3095.1693 | 9536.8437 | 0 | 0 | 0 | 0.17228 | #N/A | #N/A
Clover Creek Solar 1 PV | PAUT | BS_PACE | UT | Hourly Resource | PV-Tracking | 80 | 0 |  | 2021-12-01 | 2050-12-31 | 63.1042 | 12.8893 | -2.1374 | 80 | 80 | 193724.445 | 0 | 0 | 0.27643 | 0 | 12.2248 | 12.2248 | 8760 | 0 | 8760 | 0 | 0 | 0 | 0 | 606.2747 | 112.3472 | 27.97 | -2.3133 | -24.532 | 2251.4651 | 148.6516 | 0 | 0 | 0 | 0 | 0 | 0 | 0 | 0 | 0 | 0 | 0 | 23867.4193 | 0 | 0 | 606.2745 | 7.007 | 5.9428 | 85.5427 | 0.031824 | 85.5024 | 0 | 90878.6236 | 0 | 0 | 19956.6741 | 0 | 0 | 0 | 12.3357 | #N/A | #N/A
Cloverdale Solar I 1 PV-NT | CIPV | CA_CISO | CA | Hourly Resource | PV-NonTracking | 1.5 | 0 |  | 2014-06-26 | 2050-12-31 | 56.5511 | 7.2052 | -5.3578 | 1.5 | 1.5 | 2944.5405 | 0 | 0 | 0.22409 | 0 | 0.16652 | 0.16652 | 8760 | 0 | 8760 | 0 | 0 | 0 | 0 | 0.666 | 89.1377 | 8.0416 | -5.5944 | -25.8535 | 1668.736 | 61.0289 | 0 | 0 | 0 | 0 | 0 | 0 | 0 | 0 | 0 | 0 | 0 | 0 | 0 | 0 | -1.9681e-07 | 0.15866 | 0.00010078 | 4.7626 | 4.7626 | 4.7626 | 0 | 0 | 0 | 0 | 1.0398e-07 | 0 | 0 | 0 | 0.16652 | #N/A | #N/A
Clydesdale 1 Cly1 1 PV-NT | AESO | AB_AESO | AB | Hourly Resource | PV-NonTracking | 41 | 0 |  | 2022-10-14 | 2054-12-31 | 72.9607 | 14.1295 | 3.6115 | 41 | 41 | 91605.111 | 0 | 0 | 0.25505 | 0 | 6.6836 | 6.6836 | 8760 | 0 | 8760 | 0 | 0 | 0 | 0 | 38.868 | 96.5015 | 10.9296 | -1.1187 | -25.002 | 760.7879 | 69.0599 | 0 | 0 | 0 | 0 | 0 | 0 | 0 | 0 | 0 | 0 | 0 | 5925.1782 | 0 | 0 | 38.8681 | 1.8659 | 0.0078726 | 35.0857 | 35.06 | 35.06 | 0 | 6.4502 | 0 | 0 | 0.042546 | 0 | 0 | 0 | 6.6836 | #N/A | #N/A
Clydesdale 2 Cly2 1 PV-NT | AESO | AB_AESO | AB | Hourly Resource | PV-NonTracking | 34 | 0 |  | 2022-10-26 | 2054-12-31 | 72.9607 | 14.1295 | 3.6115 | 34 | 34 | 75965.214 | 0 | 0 | 0.25505 | 0 | 5.5425 | 5.5425 | 8760 | 0 | 8760 | 0 | 0 | 0 | 0 | 32.232 | 96.5015 | 10.9296 | -1.1187 | -25.002 | 760.7879 | 69.0599 | 0 | 0 | 0 | 0 | 0 | 0 | 0 | 0 | 0 | 0 | 0 | 4438.0628 | 0 | 0 | 32.232 | 1.8659 | 0.0078726 | 35.0857 | 35.06 | 35.06 | 0 | 4.8399 | 0 | 0 | 0.036296 | 0 | 0 | 0 | 5.5425 | #N/A | #N/A
Cms2 1 PV-NT | CISC | CA_CISO | NV | Hourly Resource | PV-NonTracking | 155 | 0 |  | 2012-06-27 | 2050-12-31 | 21.582 | -23.7245 | -6.7535 | 155 | 155 | 342245.4371 | 0 | 0 | 0.25206 | 0 | 7.3864 | 7.3864 | 8760 | 0 | 8760 | 0 | 0 | 0 | 0 | 203.1928 | 57.7455 | -20.5764 | -8.3687 | -25.0184 | 1895.2432 | 66.2363 | 0 | 0 | 0 | 0 | 0 | 0 | 0 | 0 | 0 | 0 | 0 | 11654.6505 | 0 | 0 | 1.397e-05 | 0.15866 | 0.00010078 | 4.7626 | 4.7626 | 4.7626 | 0 | 4.4871 | 0 | 0 | -0.00011016 | 0 | 0 | 0 | 7.3864 | #N/A | #N/A
Co Bar Solar A 1 PV | AZPS | SW_AZPS | AZ | Hourly Resource | PV-NonTracking | 206 | 0 |  | 2023-12-01 | 2050-12-31 | 12.1458 | -33.5529 | -6.1341 | 206 | 206 | 535881.7269 | 0 | 0 | 0.29696 | 0 | 6.5087 | 6.5087 | 8760 | 0 | 8760 | 0 | 0 | 0 | 0 | 23592.8486 | 43.1722 | -35.4011 | -8.1173 | -29.2292 | 1888.8444 | 65.7734 | 0 | 0 | 0 | 0 | 0 | 0 | 0 | 0 | 0 | 0 | 0 | 98850.1508 | 0 | 0 | 4597.1607 | 0.94841 | 0.0016464 | 11.9962 | 5.1679 | 6.8283 | 0 | 589.8756 | 0 | 0 | 68116.5908 | 0 | 0 | 0 | 6.5774 | #N/A | #N/A
Co Bar Solar B 1 PV | AZPS | SW_AZPS | AZ | Hourly Resource | PV-NonTracking | 206 | 0 |  | 2023-12-01 | 2050-12-31 | 12.1808 | -33.6027 | -6.1365 | 206 | 206 | 536042.3524 | 0 | 0 | 0.29705 | 0 | 6.5294 | 6.5294 | 8760 | 0 | 8760 | 0 | 0 | 0 | 0 | 23432.2231 | 43.1723 | -35.4011 | -8.1171 | -29.2292 | 1888.8444 | 65.7733 | 0 | 0 | 0 | 0 | 0 | 0 | 0 | 0 | 0 | 0 | 0 | 41493.5093 | 0 | 0 | 3115.3588 | 0.94841 | 0.0016464 | 11.9962 | 5.1679 | 6.8283 | 0 | 549.2627 | 0 | 0 | 43385.9694 | 0 | 0 | 0 | 6.5734 | #N/A | #N/A
Coachella 1 WT | CISC | CA_CISO | CA | Hourly Resource | WT-Onshore | 50.4 | 0 |  | 2021-04-13 | 2050-12-31 | 64.5463 | -10.9954 | -8.1557 | 50.4 | 50.4 | 133704.5007 | 0 | 0 | 0.30284 | 0 | 8.6301 | 8.6301 | 8760 | 0 | 8760 | 0 | 0 | 0 | 0 | 3836.3473 | 66.6631 | -13.1776 | -6.8499 | -26.3056 | 1958.7861 | 70.4809 | 0 | 0 | 0 | 0 | 0 | 0 | 0 | 0 | 0 | 0 | 0 | 0 | 0 | 0 | -0.00011623 | 0.15866 | 0.00010078 | 4.7626 | 4.7626 | 4.7626 | 0 | 0 | 0 | 0 | 0.00023581 | 0 | 0 | 0 | 8.6301 | #N/A | #N/A
Coachella 2 WT | CISC | CA_CISO | CA | Hourly Resource | WT-Onshore | 10.8 | 0 |  | 2021-04-26 | 2050-12-31 | 64.5463 | -10.9954 | -8.1557 | 10.8 | 10.8 | 28650.9639 | 0 | 0 | 0.30284 | 0 | 1.8493 | 1.8493 | 8760 | 0 | 8760 | 0 | 0 | 0 | 0 | 821.5236 | 66.6631 | -13.1776 | -6.8499 | -26.3056 | 1958.7861 | 70.4809 | 0 | 0 | 0 | 0 | 0 | 0 | 0 | 0 | 0 | 0 | 0 | 0 | 0 | 0 | -4.4721e-05 | 0.15866 | 0.00010078 | 4.7626 | 4.7626 | 4.7626 | 0 | 0 | 0 | 0 | -0.00021513 | 0 | 0 | 0 | 1.8493 | #N/A | #N/A
Coal Creek HY | PNM | SW_PNM | NM | Hydro | Hydro | 0.15 | 0 |  | 2009-10-01 | 2051-12-31 | 77.6947 | -18.484 | 0.53848 | 0.0645 | 0.0645 | 163.4933 | 0 | 0 | 0.28936 | 0 | 0.012703 | 0.012703 | 0 | 0 | 0 | 8760 | 0 | 0 | 0 | 14.274 | 56.3812 | -28.4292 | -1.8801 | -26.6453 | 1965.7784 | 79.8172 | 0 | 0 | 0 | 0 | 0 | 0 | 0 | 0 | 0 | 0 | 12.0738 | 13.0286 | 328.5808 | 49.1709 | 879 | 0.89269 | 0.0029891 | 22.2939 | 5.1679 | 17.1082 | 84.9239 | 0.75357 | 9962.0635 | 1351.571 | 22579.2715 | 0 | 0 | 0 | 0.046682 | #N/A | #N/A
Coaldale PV | AESO | AB_AESO | AB | Hourly Resource | PV-Tracking | 23 | 0 |  | 2022-02-28 | 2050-12-31 | 67.3798 | 13.4484 | 0.008961 | 23 | 23 | 41110.4529 | 0 | 0 | 0.20404 | 0 | 2.77 | 2.77 | 8760 | 0 | 8760 | 0 | 0 | 0 | 0 | 89.976 | 90.7168 | 8.2632 | -4.237 | -30.6621 | 787.5937 | 72.5419 | 0 | 0 | 0 | 0 | 0 | 0 | 0 | 0 | 0 | 0 | 0 | 0 | 0 | 0 | 11.5532 | 1.8659 | 0.0078726 | 35.0857 | 35.06 | 35.06 | 0 | 0 | 0 | 0 | 0.017231 | 0 | 0 | 0 | 2.77 | #N/A | #N/A
Cochrane 1 HY | NWMT | NW_NWMT | MT | Hydro | Hydro | 60.39 | 8.5 |  | 1958-07-01 | 2050-12-31 | 94.3413 | 18.6388 | -5.8989 | 44.729 | 43.0331 | 325988.4593 | 0 | 0 | 0.61005 | 0 | 30.7542 | 30.7542 | 0 | 0 | 991 | 7769 | 0 | 0 | 0 | 0 | 101.5416 | 20.9597 | -6.1086 | -98.0464 | 1675.4529 | 107.3222 | 0 | 0 | 0 | 0 | 0 | 0 | 0 | 0 | 0 | 0 | 21358.6664 | 28236.01 | 17976.1359 | 737.2879 | 29611.9335 | 9.0549 | 8.0429 | 75.1759 | 0.031824 | 75.1075 | 267736.3125 | 502925.8562 | 1072011.8291 | 112.7342 | 1777355.4107 | 0 | 0 | 0 | 34.3743 | #N/A | #N/A
Coffee Creek 1 BA | BPAT | NW_BPAT | OR | Pumped Storage | Energy Storage | 17 | -17 |  | 2025-06-01 | 2051-12-31 | 119.8287 | 19.9255 | 10.0928 | 17 | 17 | 21748.6195 | 25346.6105 | 2.139 | 0.14604 | 0.070643 | 1.3653 | 1.2946 | 8760 | 0 | 8760 | 0 | 0 | -0.005397 | 0.23948 | 0 | 112.8989 | 17.2693 | 8.9391 | -37.2156 | 1837.1541 | 99.7554 | 1.2519 | 0 | 0 | 0 | 0 | 0 | 0 | 0 | 0 | 0 | 55567.8872 | 34171.6962 | 18980.0616 | 931.3903 | 52910.0829 | 0.13517 | 0.13517 | 0.67195 | 0.031824 | 0.68397 | 12252.6376 | 661.2865 | 43938.5271 | 0.35189 | 30805.9381 | 0 | 0 | 0 | 1.4529 | #N/A | #N/A
COL Chinook 181S DER Solar 1 PV-NT | AESO | AB_AESO | AB | Hourly Resource | PV-NonTracking | 8.75 | 0 |  | 2024-09-30 | 2051-12-31 | 72.5379 | 14.0829 | 3.2586 | 8.75 | 8.75 | 19558.1662 | 0 | 0 | 0.25516 | 0 | 1.4187 | 1.4187 | 8760 | 0 | 8760 | 0 | 0 | 0 | 0 | 0 | 96.5442 | 10.9065 | -1.0529 | -24.9896 | 765.6009 | 69.2069 | 0 | 0 | 0 | 0 | 0 | 0 | 0 | 0 | 0 | 0 | 0 | 0 | 0 | 0 | 6.0347e-06 | 1.8659 | 0.0078726 | 35.0857 | 35.06 | 35.06 | 0 | 0 | 0 | 0 | -8.8544e-05 | 0 | 0 | 0 | 1.4187 | #N/A | #N/A
Cole Grade 1 PV-NT | CISD | CA_CISO | CA | Hourly Resource | PV-Tracking | 2.33 | 0 |  | 2016-12-07 | 2050-12-31 | 33.9619 | -21.6198 | -4.4206 | 2.33 | 2.33 | 5161.4018 | 0 | 0 | 0.25288 | 0 | 0.17529 | 0.17529 | 8760 | 0 | 8760 | 0 | 0 | 0 | 0 | 349.4767 | 68.3065 | -13.3716 | -5.0125 | -26.6891 | 1956.2107 | 70.3599 | 0 | 0 | 0 | 0 | 0 | 0 | 0 | 0 | 0 | 0 | 0 | 21.8298 | 0 | 0 | 2.7098 | 0.15866 | 0.00010078 | 4.7626 | 4.7626 | 4.7626 | 0 | 0.012587 | 0 | 0 | 0.0020649 | 0 | 0 | 0 | 0.17529 | #N/A | #N/A
Coleman 1 HY | CIPV | CA_CISO | CA | Hydro | HydroRPS | 13 | 0 |  | 1979-01-01 | 2050-12-31 | 91.1858 | 10.9714 | 1.2506 | 6.5134 | 8.1053 | 45083.5703 | 0 | 0 | 0.41672 | 0 | 4.111 | 4.111 | 0 | 0 | 31 | 8729 | 0 | 0 | 0 | 602.9121 | 97.6314 | 9.4881 | 1.4527 | -36.4965 | 1686.4457 | 68.358 | 0 | 0 | 0 | 0 | 0 | 0 | 0 | 0 | 0 | 0 | 180.9731 | 469.8629 | 7.9603 | 595.6687 | 6147.2843 | 0.15866 | 0.00010078 | 4.7626 | 4.7626 | 4.7626 | 1410.7711 | 0.14656 | 73.7161 | 9563.9802 | 51096.5629 | 0 | 0 | 0 | 4.1731 | #N/A | #N/A
Colgate Powerhouse Unit 1 HY | CIPV | CA_CISO | CA | Hydro | Hydro | 352.39 | 0 |  | 1969-01-01 | 2050-12-31 | 102.9727 | 6.8872 | 2.8877 | 293.4244 | 248.2468 | 1069768.8757 | 0 | 0 | 0.36852 | 0 | 110.157 | 110.157 | 0 | 0 | 59 | 8701 | 0 | 0 | 0 | 18882.922 | 99.2216 | 8.9633 | 3.5678 | -26.5945 | 1831.6781 | 68.2728 | 0 | 0 | 0 | 0 | 0 | 0 | 0 | 0 | 0 | 0 | 4602.5363 | 195234.2675 | 24.5765 | 1252.3913 | 573879.9022 | 0.15866 | 0.00010078 | 4.7626 | 4.7626 | 4.7626 | 39196.4559 | 22.0718 | 64.1887 | 9374.0966 | 2938774.5457 | 0 | 0 | 0 | 113.1445 | #N/A | #N/A
Colgreen North Shore 1 PV-NT | IID | CA_IID | CA | Hourly Resource | PV-NonTracking | 74.8 | 0 |  | 2018-12-31 | 2050-12-31 | 28.2979 | -22.0006 | -8.8992 | 74.8 | 74.8 | 186700.909 | 0 | 0 | 0.28493 | 0 | 5.2832 | 5.2832 | 8760 | 0 | 8760 | 0 | 0 | 0 | 0 | 19646.1196 | 62.4664 | -14.8223 | -9.4018 | -27.1709 | 1909.4606 | 68.6077 | 0 | 0 | 0 | 0 | 0 | 0 | 0 | 0 | 0 | 0 | 0 | 683.2905 | 0 | 0 | 35.5359 | 0.30887 | 0.0049745 | 15.5549 | 5.1679 | 10.3853 | 0 | 163.1372 | 0 | 0 | 0.026467 | 0 | 0 | 0 | 5.2834 | #N/A | #N/A
Collierville 2 | CIPV | CA_CISO | CA | Hydro | Hydro | 246.86 | 0 |  | 2017-11-01 | 2050-12-31 | 112.1708 | 0.52451 | 5.632 | 164.9768 | 121.1435 | 356207.6858 | 0 | 0 | 0.16622 | 0 | 39.9561 | 39.9561 | 0 | 0 | 0 | 8760 | 0 | 0 | 0 | 6812.8042 | 96.8033 | 5.2277 | 4.8851 | -26.4658 | 1825.416 | 65.6627 | 0 | 0 | 0 | 0 | 0 | 0 | 0 | 0 | 0 | 0 | 1249.9253 | 1166.0029 | 0 | 1731.7802 | 168731.3353 | 0.15866 | 0.00010078 | 4.7626 | 4.7626 | 4.7626 | 19115.5849 | 0.47985 | 0 | 8060.7076 | 2252601.0275 | 0 | 0 | 0 | 42.2359 | #N/A | #N/A
Colorado Green 1 WT | PSCO | RM_PSCO | CO | Hourly Resource | WT-Onshore | 81 | 10.8 |  | 2003-12-01 | 2039-01-18 | 106.5763 | 31.0117 | -5.3184 | 81 | 81 | 320361.0107 | 0 | 0 | 0.45149 | 0 | 34.1429 | 34.1429 | 8760 | 0 | 8760 | 0 | 0 | 0 | 0 | 651.6262 | 134.2678 | 48.5552 | -0.97789 | -24.9767 | 2507.825 | 211.2761 | 0 | 0 | 0 | 0 | 0 | 0 | 0 | 0 | 0 | 0 | 0 | 307889.0584 | 0 | 0 | 651.6254 | 0.42135 | 0.055066 | 119.3454 | 43.2396 | 76.1058 | 0 | 6330.5458 | 0 | 0 | 19679.9058 | 0 | 0 | 0 | 34.1689 | #N/A | #N/A
Columbia River Gorge Wind 2 WT | PACW | NW_PACW | OR | Hourly Resource | WT-Onshore | 200 | 0 |  | 2028-01-01 | 2051-12-31 | 83.945 | 4.7294 | 1.2133 | 200 | 200 | 600847.9114 | 0 | 0 | 0.34295 | 0 | 50.4382 | 50.4382 | 8760 | 0 | 8760 | 0 | 0 | 0 | 0 | 3423.8882 | 108.8763 | 17.8882 | 4.2976 | -35.6391 | 1781.033 | 98.2973 | 0 | 0 | 0 | 0 | 0 | 0 | 0 | 0 | 0 | 0 | 0 | 0 | 0 | 0 | 379.8384 | 27.0174 | 18.7409 | 65.6973 | 0.031824 | 65.2925 | 0 | 0 | 0 | 0 | 30289.0939 | 0 | 0 | 0 | 50.4685 | #N/A | #N/A
Columbia River Gorge Wind PV | BPAT | NW_BPAT | OR | Hourly Resource | PV | 200 | 0 |  | 1905-07-20 | 2054-12-31 | 80.2887 | 22.097 | 2.4988 | 200 | 200 | 444009.5497 | 0 | 0 | 0.25343 | 0 | 35.649 | 35.649 | 8760 | 0 | 8760 | 0 | 0 | 0 | 0 | 8932.4504 | 96.8223 | 8.204 | 1.9278 | -39.1153 | 1737.6753 | 101.5025 | 0 | 0 | 0 | 0 | 0 | 0 | 0 | 0 | 0 | 0 | 0 | 29.4307 | 0 | 0 | 826.0419 | 0.13517 | 0.13517 | 0.67195 | 0.031824 | 0.68397 | 0 | 0.031032 | 0 | 0 | 49407.9567 | 0 | 0 | 0 | 35.6984 | #N/A | #N/A
Columbia Solar Energy II 1 PV-NT | CIPB | CA_CISO | CA | Hourly Resource | PV-NonTracking | 19 | 0 |  | 2015-10-21 | 2050-12-31 | 67.7502 | 9.5474 | 0.11352 | 19 | 19 | 53058.507 | 0 | 0 | 0.31878 | 0 | 3.5947 | 3.5947 | 8760 | 0 | 8760 | 0 | 0 | 0 | 0 | 435.86 | 96.0676 | 7.7042 | 1.6729 | -25.865 | 1825.0084 | 66.1602 | 0 | 0 | 0 | 0 | 0 | 0 | 0 | 0 | 0 | 0 | 0 | 7459.692 | 0 | 0 | 10.906 | 0.15866 | 0.00010078 | 4.7626 | 4.7626 | 4.7626 | 0 | 2.358 | 0 | 0 | 0.0027378 | 0 | 0 | 0 | 3.5947 | #N/A | #N/A
Columbia Two 1 PV-NT | CISC | CA_CISO | CA | Hourly Resource | PV-Tracking | 15 | 0 |  | 2014-12-10 | 2050-12-31 | 36.3691 | -15.7245 | -6.5031 | 15 | 15 | 41371.4287 | 0 | 0 | 0.31485 | 0 | 1.5046 | 1.5046 | 8760 | 0 | 8760 | 0 | 0 | 0 | 0 | 861.5369 | 70.4103 | -10.3451 | -5.9352 | -25.4741 | 1947.538 | 72.4563 | 0 | 0 | 0 | 0 | 0 | 0 | 0 | 0 | 0 | 0 | 0 | 1917.18 | 0 | 0 | 26.775 | 0.15866 | 0.00010078 | 4.7626 | 4.7626 | 4.7626 | 0 | 0.73985 | 0 | 0 | 0.0097041 | 0 | 0 | 0 | 1.5046 | #N/A | #N/A
Columbus Solar 1 PV-NT | PNM | SW_PNM | NM | Hourly Resource | PV-NonTracking | 1.85 | 0 |  | 2017-10-06 | 2051-12-31 | 16.7723 | -33.1713 | -5.4984 | 1.85 | 1.85 | 4864.4257 | 0 | 0 | 0.30016 | 0 | 0.081588 | 0.081588 | 8760 | 0 | 8760 | 0 | 0 | 0 | 0 | 21.7574 | 43.1308 | -36.3522 | -7.2075 | -29.2054 | 1836.1614 | 64.489 | 0 | 0 | 0 | 0 | 0 | 0 | 0 | 0 | 0 | 0 | 0 | 2681.6972 | 0 | 0 | 9.2773 | 0.89269 | 0.0029891 | 22.2939 | 5.1679 | 17.1082 | 0 | 4.984 | 0 | 0 | 322.9541 | 0 | 0 | 0 | 0.081916 | #N/A | #N/A
Comanche Solar 1 PV-T | PSCO | RM_PSCO | CO | Hourly Resource | PV-Tracking | 120 | 0 |  | 2016-09-02 | 2041-09-01 | 67.7098 | 16.2177 | -0.17106 | 120 | 120 | 291230.2068 | 0 | 0 | 0.27705 | 0 | 19.7191 | 19.7191 | 8760 | 0 | 8760 | 0 | 0 | 0 | 0 | 560.1134 | 138.3174 | 48.3451 | 3.2817 | -24.7597 | 2509.0273 | 210.769 | 0 | 0 | 0 | 0 | 0 | 0 | 0 | 0 | 0 | 0 | 0 | 291230.2068 | 0 | 0 | 560.1133 | 0.42135 | 0.055066 | 119.3454 | 43.2396 | 76.1058 | 0 | 3366.6946 | 0 | 0 | 23881.5336 | 0 | 0 | 0 | 19.7464 | #N/A | #N/A
Combine Hills 1 41 WT | PACW | NW_PACW | OR | Hourly Resource | WT-Onshore | 41 | 0 |  | 2003-06-17 | 2054-12-21 | 74.4888 | 3.2727 | -4.6844 | 41 | 41 | 111644.2723 | 0 | 0 | 0.31085 | 0 | 8.3162 | 8.3162 | 8760 | 0 | 8760 | 0 | 0 | 0 | 0 | 8708.2044 | 110.0423 | 18.4672 | 4.8845 | -36.2386 | 1860.4453 | 104.7907 | 0 | 0 | 0 | 0 | 0 | 0 | 0 | 0 | 0 | 0 | 0 | 111644.2723 | 0 | 0 | 8708.2756 | 27.0174 | 18.7409 | 65.6973 | 0.031824 | 65.2925 | 0 | 950509.2259 | 0 | 0 | 688325.9521 | 0 | 0 | 0 | 9.9551 | #N/A | #N/A
Combine Hills 2 63 WT | BPAT | NW_BPAT | OR | Hourly Resource | WT-Onshore | 63 | 0 |  | 2010-01-01 | 2050-12-31 | 86.9302 | 19.2433 | -5.8267 | 63 | 63 | 184692.1582 | 0 | 0 | 0.33466 | 0 | 16.0553 | 16.0553 | 8760 | 0 | 8760 | 0 | 0 | 0 | 0 | 239.804 | 123.0841 | 34.7249 | 1.6686 | -15.4405 | 1841.1019 | 101.2283 | 0 | 0 | 0 | 0 | 0 | 0 | 0 | 0 | 0 | 0 | 0 | 184692.1582 | 0 | 0 | 239.8041 | 0.13517 | 0.13517 | 0.67195 | 0.031824 | 0.68397 | 0 | 1369.2966 | 0 | 0 | 13338.9889 | 0 | 0 | 0 | 16.07 | #N/A | #N/A
Community Solar 1 PV-NT | IID | CA_IID | CA | Hourly Resource | PV-NonTracking | 14.4 | 0 |  | 2023-09-01 | 2051-12-31 | 23.3713 | -21.438 | -10.9222 | 14.4 | 14.4 | 38807.7394 | 0 | 0 | 0.30765 | 0 | 0.90699 | 0.90699 | 8760 | 0 | 8760 | 0 | 0 | 0 | 0 | 2072.5778 | 59.5045 | -15.1006 | -12.0855 | -28.1895 | 1843.3876 | 66.3664 | 0 | 0 | 0 | 0 | 0 | 0 | 0 | 0 | 0 | 0 | 0 | 263.8109 | 0 | 0 | 1.4544 | 0.30887 | 0.0049745 | 15.5549 | 5.1679 | 10.3853 | 0 | 180.0329 | 0 | 0 | 0.00079309 | 0 | 0 | 0 | 0.90717 | #N/A | #N/A
Community Solar Expansion PV | WACM | RM_WACM | CO | Hourly Resource | PV | 0.01 | 0 |  | 2018-11-01 | 2051-12-31 | 65.1043 | 16.1974 | -2.6969 | 0.01 | 0.01 | 26.6473 | 0 | 0 | 0.30419 | 0 | 0.0017355 | 0.0017355 | 8760 | 0 | 8760 | 0 | 0 | 0 | 0 | 0 | 129.2731 | 44.8258 | -2.2432 | -23.8023 | 1907.9652 | 188.691 | 0 | 0 | 0 | 0 | 0 | 0 | 0 | 0 | 0 | 0 | 0 | 0 | 0 | 0 | 0.00307 | 0.075305 | 0.00032051 | 86.4793 | 43.2396 | 43.2397 | 0 | 0 | 0 | 0 | 0.5067 | 0 | 0 | 0 | 0.001736 | #N/A | #N/A
Community Solar Garden PV | WACM | RM_WACM | CO | Hourly Resource | PV | 0.01 | 0 |  | 2011-06-01 | 2051-12-31 | 59.4092 | 10.5056 | -2.7088 | 0.01 | 0.01 | 26.632 | 0 | 0 | 0.30402 | 0 | 0.0015828 | 0.0015828 | 8760 | 0 | 8760 | 0 | 0 | 0 | 0 | 0 | 118.7398 | 34.3603 | -2.311 | -23.7875 | 1906.2058 | 167.2459 | 0 | 0 | 0 | 0 | 0 | 0 | 0 | 0 | 0 | 0 | 0 | 0 | 0 | 0 | 0.0184 | 0.075305 | 0.00032051 | 86.4793 | 43.2396 | 43.2397 | 0 | 0 | 0 | 0 | 1.9394 | 0 | 0 | 0 | 0.0015847 | #N/A | #N/A
Community Solar PV | WACM | RM_WACM | CO | Hourly Resource | PV | 1.7 | 0 |  | 2023-09-01 | 2051-12-31 | 92.956 | 42.3418 | -2.4417 | 1.7 | 1.7 | 3901.818 | 0 | 0 | 0.26201 | 0 | 0.3627 | 0.3627 | 8760 | 0 | 8760 | 0 | 0 | 0 | 0 | 0 | 181.1177 | 96.7926 | -2.3654 | -23.9676 | 2631.0105 | 299.9222 | 0 | 0 | 0 | 0 | 0 | 0 | 0 | 0 | 0 | 0 | 0 | 0 | 0 | 0 | -6.803e-07 | 0.075305 | 0.00032051 | 86.4793 | 43.2396 | 43.2397 | 0 | 0 | 0 | 0 | 2.4921e-05 | 0 | 0 | 0 | 0.3627 | #N/A | #N/A
Community Solar Sdsu Pv1 1 PV-T | IID | CA_IID | CA | Hourly Resource | PV-Tracking | 5 | 0 |  | 2013-06-01 | 2050-12-31 | 23.4616 | -21.3946 | -10.8961 | 5 | 5 | 13631.2602 | 0 | 0 | 0.31122 | 0 | 0.31981 | 0.31981 | 8760 | 0 | 8760 | 0 | 0 | 0 | 0 | 691.212 | 59.5045 | -15.1006 | -12.0855 | -28.1895 | 1843.3876 | 66.3664 | 0 | 0 | 0 | 0 | 0 | 0 | 0 | 0 | 0 | 0 | 0 | 9477.5627 | 0 | 0 | 200.8385 | 0.30887 | 0.0049745 | 15.5549 | 5.1679 | 10.3853 | 0 | 69.6408 | 0 | 0 | 0.070605 | 0 | 0 | 0 | 0.31988 | #N/A | #N/A
Condon Wind 1 41 WT | BPAT | NW_BPAT | OR | Hourly Resource | WT-Onshore | 24.6 | 0 |  | 2002-09-19 | 2050-12-31 | 96.4018 | 21.7136 | -2.9608 | 24.6 | 24.6 | 74314.4371 | 0 | 0 | 0.34485 | 0 | 7.164 | 7.164 | 8760 | 0 | 8760 | 0 | 0 | 0 | 0 | 10.9962 | 123.9763 | 34.6602 | 2.6255 | -15.8504 | 1797.4945 | 99.1627 | 0 | 0 | 0 | 0 | 0 | 0 | 0 | 0 | 0 | 0 | 0 | 1529.6989 | 0 | 0 | 10.9962 | 0.13517 | 0.13517 | 0.67195 | 0.031824 | 0.68397 | 0 | 50.5828 | 0 | 0 | 0.0043813 | 0 | 0 | 0 | 7.1641 | #N/A | #N/A
Condon Wind 2 42 WT | BPAT | NW_BPAT | OR | Hourly Resource | WT-Onshore | 25.19 | 0 |  | 2002-09-19 | 2050-12-31 | 96.4018 | 21.7136 | -2.9608 | 25.19 | 25.19 | 76096.7753 | 0 | 0 | 0.34485 | 0 | 7.3359 | 7.3359 | 8760 | 0 | 8760 | 0 | 0 | 0 | 0 | 11.2599 | 123.9763 | 34.6602 | 2.6255 | -15.8504 | 1797.4945 | 99.1627 | 0 | 0 | 0 | 0 | 0 | 0 | 0 | 0 | 0 | 0 | 0 | 841.1631 | 0 | 0 | 11.2599 | 0.13517 | 0.13517 | 0.67195 | 0.031824 | 0.68397 | 0 | 0.31715 | 0 | 0 | 0.0044977 | 0 | 0 | 0 | 7.3359 | #N/A | #N/A
Conrad 1 Crd1 1 PV-NT | AESO | AB_AESO | AB | Hourly Resource | PV-Tracking | 23 | 0 |  | 2022-02-01 | 2050-12-31 | 67.019 | 14.4193 | -1.3968 | 23 | 23 | 40859.1549 | 0 | 0 | 0.2028 | 0 | 2.7383 | 2.7383 | 8760 | 0 | 8760 | 0 | 0 | 0 | 0 | 341.251 | 90.6344 | 8.8533 | -4.9094 | -27.0594 | 786.7552 | 72.7149 | 0 | 0 | 0 | 0 | 0 | 0 | 0 | 0 | 0 | 0 | 0 | 18849.1426 | 0 | 0 | 341.251 | 1.8659 | 0.0078726 | 35.0857 | 35.06 | 35.06 | 0 | 16.9569 | 0 | 0 | 12355.1938 | 0 | 0 | 0 | 2.7507 | #N/A | #N/A
Conrad 2 Crd2 1 PV-NT | AESO | AB_AESO | AB | Hourly Resource | PV-Tracking | 18 | 0 |  | 2022-02-01 | 2050-12-31 | 67.0788 | 14.3275 | -1.209 | 18 | 18 | 32073.5289 | 0 | 0 | 0.20341 | 0 | 2.1515 | 2.1515 | 8760 | 0 | 8760 | 0 | 0 | 0 | 0 | 170.2851 | 90.7742 | 8.8533 | -4.7697 | -26.9771 | 787.6261 | 72.7775 | 0 | 0 | 0 | 0 | 0 | 0 | 0 | 0 | 0 | 0 | 0 | 14498.6709 | 0 | 0 | 170.2851 | 1.8659 | 0.0078726 | 35.0857 | 35.06 | 35.06 | 0 | 13.0642 | 0 | 0 | 5748.2323 | 0 | 0 | 0 | 2.1572 | #N/A | #N/A
Constable BESS 1 BA | PGE | NW_PGE | OR | Pumped Storage | Energy Storage | 100 | -100 |  | 2024-12-31 | 2051-12-31 | 111.2026 | 17.073 | 8.9635 | 100 | 100 | 120044.5789 | 139817.147 | 11.128 | 0.13704 | 0.38979 | 6.6413 | 6.2515 | 8760 | 0 | 8760 | 0 | 0 | -0.029659 | 1.4068 | 0 | 113.0432 | 17.2989 | 9.0537 | -37.264 | 1836.1787 | 99.8304 | 1.2529 | 0 | 0 | 0 | 0 | 0 | 0 | 0 | 0 | 0 | 94131.4176 | 209524.9201 | 55693.7613 | 59218.2662 | 357027.392 | 0.37688 | 0.20869 | 12.0258 | 0.031824 | 12.3093 | 94013.6488 | 35677.4384 | 1199515.0771 | 20.9684 | 2403616.9367 | 0 | 0 | 0 | 10.3741 | #N/A | #N/A
Control Gorge 1 HY | LDWP | CA_LDWP | CA | Hydro | Hydro | 37.5 | 0 |  | 1952-04-01 | 2050-12-31 | 81.463 | -9.7448 | -15.8991 | 13.2233 | 7.5351 | 35257.8569 | 0 | 0 | 0.0448 | 0 | 2.8722 | 2.8722 | 0 | 0 | 19 | 8741 | 0 | 0 | 0 | 0 | 82.6272 | 5.0846 | -9.1479 | -31.5606 | 1960.589 | 66.2627 | 0 | 0 | 0 | 0 | 0 | 0 | 0 | 0 | 0 | 0 | 393.0624 | 124.6318 | 599.8896 | 1484.7048 | 7300.016 | 0.51018 | 0.0002031 | 10.9758 | 5.1679 | 5.9579 | 4407.6017 | 4.3851 | 5522.7093 | 9864.2051 | 61840.1324 | 0 | 0 | 0 | 2.9539 | #N/A | #N/A
Copper Crossing Energy and Research Center 2 PV | SRP | SW_SRP | AZ | Hourly Resource | PV | 55 | 0 |  | 2025-06-01 | 2055-06-01 | 15.5392 | -31.025 | -5.8195 | 55 | 55 | 153999.1001 | 0 | 0 | 0.31963 | 0 | 2.393 | 2.393 | 8760 | 0 | 8760 | 0 | 0 | 0 | 0 | 163.535 | 46.1744 | -32.7031 | -7.8131 | -25.118 | 1929.3762 | 67.2837 | 0 | 0 | 0 | 0 | 0 | 0 | 0 | 0 | 0 | 0 | 0 | 5907.9395 | 0 | 0 | 0.35 | 1.0352 | 0.11547 | 12.6186 | 5.1679 | 7.4506 | 0 | 12122.8975 | 0 | 0 | 0.60177 | 0 | 0 | 0 | 2.4051 | #N/A | #N/A
Copper Crossing Energy and Research Center 3 BA | SRP | SW_SRP | AZ | Pumped Storage | Energy Storage | 5 | -5 |  | 2025-12-31 | 2035-06-01 | 36.8087 | -38.7929 | -7.7924 | 5 | 5 | 7252.5116 | 8461.7781 | 0.11856 | 0.16558 | 0.023571 | 0.34131 | 0.31774 | 8760 | 0 | 8760 | 0 | 0 | -0.0018139 | 0.067933 | 0 | 46.31 | -32.7031 | -7.6774 | -25.138 | 1932.6649 | 67.3834 | 0.8081 | 0 | 0 | 0 | 0 | 0 | 0 | 0 | 0 | 0 | 5359.4013 | 22265.8165 | 17547.1102 | 207.25 | 2193.2494 | 1.0352 | 0.11547 | 12.6186 | 5.1679 | 7.4506 | 821.7457 | 55.9581 | 13403.689 | 79.8756 | 8544.3669 | 0 | 0 | 0 | 0.36422 | #N/A | #N/A
Copper Mountain 10 1 PV-NT | CISC | CA_CISO | NV | Hourly Resource | PV-Tracking | 10 | 0 |  | 2011-10-03 | 2050-12-31 | 21.4546 | -23.6808 | -6.8696 | 10 | 10 | 22522.7 | 0 | 0 | 0.25711 | 0 | 0.48322 | 0.48322 | 8760 | 0 | 8760 | 0 | 0 | 0 | 0 | 0 | 57.6512 | -20.5764 | -8.4629 | -25.1867 | 1894.8126 | 66.2313 | 0 | 0 | 0 | 0 | 0 | 0 | 0 | 0 | 0 | 0 | 0 | 11.96 | 0 | 0 | 3.0326e-06 | 0.15866 | 0.00010078 | 4.7626 | 4.7626 | 4.7626 | 0 | 0.0074629 | 0 | 0 | 5.2458e-06 | 0 | 0 | 0 | 0.48322 | #N/A | #N/A
Copper Mountain 3 PV-NT | LDWP | CA_LDWP | NV | Hourly Resource | PV-NonTracking | 255 | 0 |  | 2015-12-31 | 2050-12-31 | 31.9165 | -13.2784 | -6.2281 | 255 | 255 | 544045.05 | 0 | 0 | 0.24355 | 0 | 17.364 | 17.364 | 8760 | 0 | 8760 | 0 | 0 | 0 | 0 | 258.57 | 65.8804 | -13.0242 | -7.786 | -11.8746 | 1911.7832 | 65.6935 | 0 | 0 | 0 | 0 | 0 | 0 | 0 | 0 | 0 | 0 | 0 | 144022.1381 | 0 | 0 | 258.57 | 0.51018 | 0.0002031 | 10.9758 | 5.1679 | 5.9579 | 0 | 40.246 | 0 | 0 | 13010.1436 | 0 | 0 | 0 | 17.3771 | #N/A | #N/A
Copper Mountain 48 1 PV-NT | CISC | CA_CISO | NV | Hourly Resource | PV-Tracking | 48 | 0 |  | 2010-06-15 | 2050-12-31 | 21.4845 | -23.6808 | -6.8736 | 48 | 48 | 109972.6559 | 0 | 0 | 0.26154 | 0 | 2.3627 | 2.3627 | 8760 | 0 | 8760 | 0 | 0 | 0 | 0 | 0 | 57.6512 | -20.5764 | -8.4629 | -25.1867 | 1894.8126 | 66.2313 | 0 | 0 | 0 | 0 | 0 | 0 | 0 | 0 | 0 | 0 | 0 | 58.512 | 0 | 0 | -2.0058e-05 | 0.15866 | 0.00010078 | 4.7626 | 4.7626 | 4.7626 | 0 | 0.036513 | 0 | 0 | -8.5071e-05 | 0 | 0 | 0 | 2.3627 | #N/A | #N/A
Copper Mountain Solar 4-1 PV-NT | CISC | CA_CISO | NV | Hourly Resource | PV-Tracking | 92 | 0 |  | 2016-12-02 | 2050-12-31 | 21.1333 | -21.7734 | -5.5336 | 92 | 92 | 131074.6078 | 0 | 0 | 0.16264 | 0 | 2.77 | 2.77 | 8760 | 0 | 8760 | 0 | 0 | 0 | 0 | 0 | 57.9094 | -20.5764 | -8.2048 | -25.0432 | 1893.1154 | 66.1751 | 0 | 0 | 0 | 0 | 0 | 0 | 0 | 0 | 0 | 0 | 0 | 242.788 | 0 | 0 | 2.3632e-05 | 0.15866 | 0.00010078 | 4.7626 | 4.7626 | 4.7626 | 0 | 0.15479 | 0 | 0 | 0.00011915 | 0 | 0 | 0 | 2.77 | #N/A | #N/A
Copper Mountain V 2 | NEVP | SW_NVE | NV | Hourly Resource | PV-Tracking | 125 | 0 |  | 2021-07-23 | 2046-12-31 | 10.3824 | -34.8358 | -7.1908 | 125 | 125 | 338943.7454 | 0 | 0 | 0.30954 | 0 | 3.5191 | 3.5191 | 8760 | 0 | 8760 | 0 | 0 | 0 | 0 | 7762.5046 | 42.4525 | -35.3534 | -8.8846 | -26.5701 | 1882.0662 | 65.5227 | 0 | 0 | 0 | 0 | 0 | 0 | 0 | 0 | 0 | 0 | 0 | 7672.5838 | 0 | 0 | -8.2655e-06 | 0.19614 | 0.00021973 | 4.6327 | 0.031824 | 4.6009 | 0 | 3.808 | 0 | 0 | 4.2622e-05 | 0 | 0 | 0 | 3.5191 | #N/A | #N/A
Copper Mt Solar 5-1 PV-T | NEVP | SW_NVE | NV | Hourly Resource | PV-Tracking | 125 | 0 |  | 2021-07-23 | 2046-12-31 | 10.093 | -35.2319 | -6.917 | 125 | 125 | 344264.2994 | 0 | 0 | 0.3144 | 0 | 3.4747 | 3.4747 | 8760 | 0 | 8760 | 0 | 0 | 0 | 0 | 2441.9507 | 42.6697 | -35.3534 | -8.6675 | -26.3232 | 1883.5437 | 65.5568 | 0 | 0 | 0 | 0 | 0 | 0 | 0 | 0 | 0 | 0 | 0 | 92208.1325 | 0 | 0 | 33.625 | 0.19614 | 0.00021973 | 4.6327 | 0.031824 | 4.6009 | 0 | 40.294 | 0 | 0 | 584.5872 | 0 | 0 | 0 | 3.4753 | #N/A | #N/A
Coram Brodie Wind Project | CISC | CA_CISO | CA | Hourly Resource | WT-Onshore | 102 | 0 |  | 2012-03-29 | 2050-12-31 | 71.0434 | -15.6909 | -5.4745 | 102 | 102 | 258876.4933 | 0 | 0 | 0.28973 | 0 | 18.3915 | 18.3915 | 8760 | 0 | 8760 | 0 | 0 | 0 | 0 | 5228.6384 | 71.4862 | -10.2879 | -4.9164 | -25.2135 | 1952.2407 | 72.7454 | 0 | 0 | 0 | 0 | 0 | 0 | 0 | 0 | 0 | 0 | 0 | 61.2 | 0 | 0 | 9.872e-05 | 0.15866 | 0.00010078 | 4.7626 | 4.7626 | 4.7626 | 0 | 0.034612 | 0 | 0 | 0.0048735 | 0 | 0 | 0 | 18.3915 | #N/A | #N/A
Corcoran 2 PV-NT | CIPV | CA_CISO | CA | Hourly Resource | PV-NonTracking | 19.75 | 0 |  | 2015-05-05 | 2050-12-31 | 39.8406 | -12.7512 | -2.3429 | 19.75 | 19.75 | 50780.7108 | 0 | 0 | 0.29351 | 0 | 2.0231 | 2.0231 | 8760 | 0 | 8760 | 0 | 0 | 0 | 0 | 1366.814 | 95.5079 | 4.2931 | 4.5242 | -30.729 | 2382.7839 | 96.3908 | 0 | 0 | 0 | 0 | 0 | 0 | 0 | 0 | 0 | 0 | 0 | 856.5222 | 0 | 0 | 4.0978e-06 | 0.15866 | 0.00010078 | 4.7626 | 4.7626 | 4.7626 | 0 | 0.41507 | 0 | 0 | 4.0148e-05 | 0 | 0 | 0 | 2.0231 | #N/A | #N/A
Corcoran 3 PV-NT | CIPV | CA_CISO | CA | Hourly Resource | PV-NonTracking | 20 | 0 |  | 2016-03-04 | 2050-12-31 | 41.127 | -12.7123 | -1.7598 | 20 | 20 | 54274.9601 | 0 | 0 | 0.30979 | 0 | 2.2322 | 2.2322 | 8760 | 0 | 8760 | 0 | 0 | 0 | 0 | 1636.54 | 96.0841 | 4.2932 | 5.1003 | -30.1281 | 2392.8621 | 96.6715 | 0 | 0 | 0 | 0 | 0 | 0 | 0 | 0 | 0 | 0 | 0 | 3349.8663 | 0 | 0 | 47.62 | 0.15866 | 0.00010078 | 4.7626 | 4.7626 | 4.7626 | 0 | 1.3032 | 0 | 0 | 0.017133 | 0 | 0 | 0 | 2.2322 | #N/A | #N/A
Corcoran City 1 PV-NT | CIPV | CA_CISO | CA | Hourly Resource | PV-NonTracking | 11 | 0 |  | 2015-05-23 | 2050-12-31 | 43.6109 | -11.0567 | -1.6831 | 11 | 11 | 27227.783 | 0 | 0 | 0.28256 | 0 | 1.1874 | 1.1874 | 8760 | 0 | 8760 | 0 | 0 | 0 | 0 | 779.768 | 96.0841 | 4.2932 | 5.1003 | -30.1281 | 2392.8621 | 96.6715 | 0 | 0 | 0 | 0 | 0 | 0 | 0 | 0 | 0 | 0 | 0 | 6.853 | 0 | 0 | -9.5461e-07 | 0.15866 | 0.00010078 | 4.7626 | 4.7626 | 4.7626 | 0 | 0.0051233 | 0 | 0 | -1.4692e-05 | 0 | 0 | 0 | 1.1874 | #N/A | #N/A
Corcoran Solar 1 PV-NT | CIPV | CA_CISO | CA | Hourly Resource | PV-Tracking | 20 | 0 |  | 2013-08-14 | 2050-12-31 | 40.4241 | -12.8178 | -1.8536 | 20 | 20 | 50839.8346 | 0 | 0 | 0.29018 | 0 | 2.0552 | 2.0552 | 8760 | 0 | 8760 | 0 | 0 | 0 | 0 | 1456.1254 | 95.8631 | 4.2931 | 4.8794 | -30.1433 | 2385.498 | 96.4256 | 0 | 0 | 0 | 0 | 0 | 0 | 0 | 0 | 0 | 0 | 0 | 31884.5504 | 0 | 0 | 541.9696 | 0.15866 | 0.00010078 | 4.7626 | 4.7626 | 4.7626 | 0 | 6.5836 | 0 | 0 | 0.12722 | 0 | 0 | 0 | 2.0552 | #N/A | #N/A
Coronal Lost Hills | CIPV | CA_CISO | CA | Hourly Resource | PV-NonTracking | 19.9 | 0 |  | 2015-05-15 | 2050-12-31 | 35.9594 | -16.3625 | -4.2287 | 19.9 | 19.9 | 46331.9354 | 0 | 0 | 0.26578 | 0 | 1.6661 | 1.6661 | 8760 | 0 | 8760 | 0 | 0 | 0 | 0 | 1818.5813 | 83.5464 | -1.6151 | -1.529 | -27.2635 | 2060.6365 | 82.9637 | 0 | 0 | 0 | 0 | 0 | 0 | 0 | 0 | 0 | 0 | 0 | 18.6861 | 0 | 0 | -1.0408e-05 | 0.15866 | 0.00010078 | 4.7626 | 4.7626 | 4.7626 | 0 | 0.012484 | 0 | 0 | -3.9592e-05 | 0 | 0 | 0 | 1.6661 | #N/A | #N/A
Corriedale 1 WT | WACM | RM_WACM | WY | Hourly Resource | WT-Onshore | 52.5 | 0 |  | 2020-11-30 | 2050-12-31 | 85.0492 | 8.8117 | -2.349 | 52.5 | 52.5 | 180083.8438 | 0 | 0 | 0.39157 | 0 | 15.316 | 15.316 | 8760 | 0 | 8760 | 0 | 0 | 0 | 0 | 141.673 | 120.6226 | 32.8333 | 1.0987 | -25.0375 | 2411.6541 | 164.5297 | 0 | 0 | 0 | 0 | 0 | 0 | 0 | 0 | 0 | 0 | 0 | 6671.3329 | 0 | 0 | 8.1894 | 0.075305 | 0.00032051 | 86.4793 | 43.2396 | 43.2397 | 0 | 6.7055 | 0 | 0 | 1709.7298 | 0 | 0 | 0 | 15.3177 | #N/A | #N/A
Coso Battery Storage BA | CISC | CA_CISO | CA | Pumped Storage | Energy Storage | 60 | -60 |  | 2021-12-14 | 2050-12-31 | 34.2687 | -35.2842 | -10.2742 | 60 | 60 | 87079.5044 | 101599.4131 | 0.86817 | 0.16568 | 0.28302 | 4.7294 | 4.4464 | 8760 | 0 | 8760 | 0 | 0 | -0.02178 | 0.70044 | 0 | 54.0023 | -22.5589 | -10.1293 | -39.6345 | 1814.8243 | 73.8758 | 1.0343 | 0 | 0 | 0 | 0 | 0 | 0 | 0 | 0 | 0 | 48893.0853 | 89396.8323 | 167223.8017 | 0 | 75324.9736 | 0.15866 | 0.00010078 | 4.7626 | 4.7626 | 4.7626 | 4377.0063 | 10.4493 | 235544.7064 | 0 | 151154.4172 | 0 | 0 | 0 | 5.1205 | #N/A | #N/A
Cotton Center 1 BA | AZPS | SW_AZPS | AZ | Pumped Storage | Energy Storage | 17 | -17 |  | 2022-06-01 | 2050-12-31 | 35.7163 | -35.7849 | -8.5052 | 17 | 17 | 24939.3734 | 29100.4385 | 0.39842 | 0.16747 | 0.08106 | 1.1333 | 1.0522 | 8760 | 0 | 8760 | 0 | 0 | -0.0062416 | 0.21688 | 0 | 47.0048 | -31.9064 | -7.7794 | -25.5276 | 1933.4081 | 67.9657 | 0.82528 | 0 | 0 | 0 | 0 | 0 | 0 | 0 | 0 | 0 | 15915.9996 | 83859.0952 | 42141.3905 | 6305.8009 | 15938.0692 | 0.94841 | 0.0016464 | 11.9962 | 5.1679 | 6.8283 | 4305.3406 | 14.5076 | 18756.6773 | 1903.6779 | 9792.5056 | 0 | 0 | 0 | 1.168 | #N/A | #N/A
Cotton Center 1 PV | AZPS | SW_AZPS | AZ | Hourly Resource | PV-Tracking | 17 | 0 |  | 2011-10-24 | 2050-12-31 | 14.6133 | -32.3657 | -6.515 | 17 | 17 | 44897.476 | 0 | 0 | 0.30149 | 0 | 0.6561 | 0.6561 | 8760 | 0 | 8760 | 0 | 0 | 0 | 0 | 493.476 | 46.979 | -31.9064 | -7.8052 | -25.4961 | 1933.2152 | 67.9605 | 0 | 0 | 0 | 0 | 0 | 0 | 0 | 0 | 0 | 0 | 0 | 21371.2654 | 0 | 0 | -1.5483e-06 | 0.94841 | 0.0016464 | 11.9962 | 5.1679 | 6.8283 | 0 | 46.1228 | 0 | 0 | 4.6742e-06 | 0 | 0 | 0 | 0.65615 | #N/A | #N/A
Cottonwood 1 HY | LDWP | CA_LDWP | CA | Hydro | Hydro | 1.5 | 0 |  | 2023-07-31 | 2050-12-31 | 96.4794 | -0.79743 | -8.0507 | 0.016215 | 0.010596 | 107.77 | 0 | 0 | 0.41008 | 0 | 0.010398 | 0.010398 | 0 | 0 | 4392 | 4368 | 0 | 0 | 0 | 0 | 84.9462 | 4.5436 | -6.288 | -15.9365 | 2001.567 | 67.3014 | 0 | 0 | 0 | 0 | 0 | 0 | 0 | 0 | 0 | 0 | 1.0014 | 0.017381 | 1.2077 | 2.0429 | 4.3857 | 0.51018 | 0.0002031 | 10.9758 | 5.1679 | 5.9579 | 4.5524 | 8.1543e-06 | 40.6095 | 9.9893 | 31.2955 | 0 | 0 | 0 | 0.010485 | #N/A | #N/A
Cougar HY 1 HY | BPAT | NW_BPAT | OR | Hydro | Hydro | 25 | 0 |  | 1964-04-01 | 2050-12-31 | 102.9452 | 14.9549 | 5.5848 | 10.6262 | 12.3907 | 75901.1931 | 0 | 0 | 0.34658 | 0 | 7.8137 | 7.8137 | 0 | 0 | 309 | 8451 | 0 | 0 | 0 | 0 | 109.0802 | 16.3388 | 6.0509 | -37.1994 | 1798.6887 | 95.5487 | 0 | 0 | 0 | 0 | 0 | 0 | 0 | 0 | 0 | 0 | 4051.9917 | 13821.8098 | 1846.5721 | 640.6237 | 15907.5781 | 0.13517 | 0.13517 | 0.67195 | 0.031824 | 0.68397 | 113.0053 | 563.913 | 320.6153 | 8.5531 | 19760.1709 | 0 | 0 | 0 | 7.8344 | #N/A | #N/A
CouleePump1-2 | BPAT | NW_BPAT | WA | Hourly Resource | MotorLoad | -100 | -100 |  | 1950-01-01 | 2050-01-01 | 88.1945 | 15.8572 | 4.4932 | -94 | -94 | 0 | 18353.995 | 1.6187 | 0 | 0 | -1.6187 | -1.6187 | 8760 | 0 | 8760 | 0 | 0 | 0 | 0 | 0 | 108.8174 | 18.5897 | 3.5372 | -33.9839 | 1739.0465 | 99.4149 | 0 | 0 | 0 | 0 | 0 | 0 | 0 | 0 | 0 | 0 | 0 | 0 | 0 | 0 | 0 | 0.13517 | 0.13517 | 0.67195 | 0.031824 | 0.68397 | 0 | 0 | 0 | 0 | 0 | 0 | 0 | 0 | -1.6187 | #N/A | #N/A
CouleePump3-4 | BPAT | NW_BPAT | WA | Hourly Resource | MotorLoad | -100 | -100 |  | 1950-01-01 | 2050-12-31 | 88.2017 | 15.8572 | 4.5004 | -94 | -94 | 0 | 18353.995 | 1.6189 | 0 | 0 | -1.6189 | -1.6189 | 8760 | 0 | 8760 | 0 | 0 | 0 | 0 | 0 | 108.8622 | 18.5897 | 3.5819 | -34.0048 | 1740.2814 | 99.4463 | 0 | 0 | 0 | 0 | 0 | 0 | 0 | 0 | 0 | 0 | 0 | 0 | 0 | 0 | 0 | 0.13517 | 0.13517 | 0.67195 | 0.031824 | 0.68397 | 0 | 0 | 0 | 0 | 0 | 0 | 0 | 0 | -1.6189 | #N/A | #N/A
CouleePump5-6 | BPAT | NW_BPAT | WA | Hourly Resource | MotorLoad | -100 | -100 |  | 1950-01-01 | 2050-01-01 | 88.2016 | 15.8572 | 4.5003 | -94 | -94 | 0 | 18353.995 | 1.6189 | 0 | 0 | -1.6189 | -1.6189 | 8760 | 0 | 8760 | 0 | 0 | 0 | 0 | 0 | 108.8614 | 18.5897 | 3.5812 | -34.0044 | 1740.2605 | 99.4457 | 0 | 0 | 0 | 0 | 0 | 0 | 0 | 0 | 0 | 0 | 0 | 0 | 0 | 0 | 0 | 0.13517 | 0.13517 | 0.67195 | 0.031824 | 0.68397 | 0 | 0 | 0 | 0 | 0 | 0 | 0 | 0 | -1.6189 | #N/A | #N/A
Cove Mountain Solar 2 Gen01 PV-T | PAUT | BS_PACE | UT | Hourly Resource | PV-Tracking | 122 | 2.7 |  | 2020-10-31 | 2045-10-30 | 57.0186 | 3.5815 | -6.1278 | 122 | 122 | 257167.4463 | 0 | 0 | 0.24063 | 0 | 14.6633 | 14.6633 | 8760 | 0 | 8760 | 0 | 0 | 0 | 0 | 69106.0601 | 105.4581 | 24.3191 | -5.5515 | -23.9649 | 2310.5491 | 147.0295 | 0 | 0 | 0 | 0 | 0 | 0 | 0 | 0 | 0 | 0 | 0 | 69434.1948 | 0 | 0 | 69106.0602 | 7.007 | 5.9428 | 85.5427 | 0.031824 | 85.5024 | 0 | 227038.782 | 0 | 0 | 3168914.74 | 0 | 0 | 0 | 18.0593 | #N/A | #N/A
Cove Mountain Solar Gen01 PV-T | PAUT | BS_PACE | UT | Hourly Resource | PV-Tracking | 58 | 2.7 |  | 2020-11-01 | 2045-10-31 | 56.2216 | 3.3573 | -5.9384 | 58 | 58 | 128059.7613 | 0 | 0 | 0.25205 | 0 | 7.1997 | 7.1997 | 8760 | 0 | 8760 | 0 | 0 | 0 | 0 | 27429.2494 | 105.5518 | 24.3191 | -5.4579 | -23.9757 | 2313.6375 | 147.129 | 0 | 0 | 0 | 0 | 0 | 0 | 0 | 0 | 0 | 0 | 0 | 31370.5837 | 0 | 0 | 27429.3074 | 7.007 | 5.9428 | 85.5427 | 0.031824 | 85.5024 | 0 | 115638.5652 | 0 | 0 | 1161164.1446 | 0 | 0 | 0 | 8.4765 | #N/A | #N/A
Cove Road Hydro Qf Units 1 HY | CIPV | CA_CISO | CA | Hydro | Hydro | 5 | 0 |  | 1987-01-05 | 2050-12-31 | 75.0093 | 13.8919 | 2.0962 | 6.7627 | 6.5929 | 32351.488 | 0 | 0 | 0.22552 | 0 | 2.4267 | 2.4267 | 0 | 0 | 2105 | 6655 | 0 | 0 | 0 | 1091.9374 | 100.2561 | 10.5609 | 3.0046 | -25.2658 | 1809.5394 | 71.191 | 0 | 0 | 0 | 0 | 0 | 0 | 0 | 0 | 0 | 0 | 68.3823 | 187.2111 | 2.22 | 254.3747 | 2642.227 | 0.15866 | 0.00010078 | 4.7626 | 4.7626 | 4.7626 | 763.9328 | 0.06511 | 16.566 | 5455.1017 | 35933.3338 | 0 | 0 | 0 | 2.4688 | #N/A | #N/A
Cow Creek Hydro 1 HY | CIPV | CA_CISO | CA | Hydro | Hydro | 2 | 0 |  | 2023-06-28 | 2050-12-31 | 81.5741 | 14.6759 | 3.1621 | 0.24644 | 0.8706 | 4266.9527 | 0 | 0 | 0.33363 | 0 | 0.34807 | 0.34807 | 0 | 0 | 2791 | 5969 | 0 | 0 | 0 | 1.2097 | 101.3814 | 9.6151 | 5.0757 | -69.4283 | 1881.1241 | 72.8722 | 0 | 0 | 0 | 0 | 0 | 0 | 0 | 0 | 0 | 0 | 1.3333 | 86 | 0.0059494 | 0.59433 | 68.5315 | 0.15866 | 0.00010078 | 4.7626 | 4.7626 | 4.7626 | 7.2471 | 0.010975 | 0.30315 | 5.7658 | 169.1434 | 0 | 0 | 0 | 0.34826 | #N/A | #N/A
Cowley Ridge Cre3 1 WT | AESO | AB_AESO | AB | Hourly Resource | WT-Onshore | 20 | 0 |  | 2001-09-01 | 2050-12-31 | 63.4689 | -7.4078 | -8.6036 | 20 | 20 | 46484.8487 | 0 | 0 | 0.26532 | 0 | 2.9503 | 2.9503 | 8760 | 0 | 8760 | 0 | 0 | 0 | 0 | 7887.6711 | 84.6981 | 3.2941 | -5.2866 | -95.6666 | 781.165 | 78.2225 | 0 | 0 | 0 | 0 | 0 | 0 | 0 | 0 | 0 | 0 | 0 | 46484.8487 | 0 | 0 | 7887.9109 | 1.8659 | 0.0078726 | 35.0857 | 35.06 | 35.06 | 0 | 29.9831 | 0 | 0 | 66740.7914 | 0 | 0 | 0 | 3.0171 | #N/A | #N/A
Cowlitz Falls HY 1 HY | BPAT | NW_BPAT | WA | Hydro | Hydro | 35 | 0 |  | 1994-06-01 | 2050-12-31 | 103.852 | 15.1034 | 5.4199 | 35 | 35 | 116883.2301 | 0 | 0 | 0.38122 | 0 | 12.1386 | 12.1386 | 0 | 0 | 0 | 8760 | 0 | 0 | 0 | 0 | 110.4503 | 17.576 | 6.1838 | -35.916 | 1714.8159 | 97.9107 | 0 | 0 | 0 | 0 | 0 | 0 | 0 | 0 | 0 | 0 | 9394.9791 | 31687.8564 | 3798.7547 | 1792.5217 | 62512.0125 | 0.13517 | 0.13517 | 0.67195 | 0.031824 | 0.68397 | 251.0609 | 1413.1302 | 468.555 | 5.3215 | 47113.1066 | 0 | 0 | 0 | 12.1878 | #N/A | #N/A
Cowlitz Falls HY 2 HY | BPAT | NW_BPAT | WA | Hydro | Hydro | 35 | 0 |  | 1994-06-01 | 2050-12-31 | 103.852 | 15.1034 | 5.4199 | 35 | 35 | 116883.2301 | 0 | 0 | 0.38122 | 0 | 12.1386 | 12.1386 | 0 | 0 | 0 | 8760 | 0 | 0 | 0 | 0 | 110.4503 | 17.576 | 6.1838 | -35.916 | 1714.8159 | 97.9107 | 0 | 0 | 0 | 0 | 0 | 0 | 0 | 0 | 0 | 0 | 8067.6958 | 33015.1398 | 6102.0839 | 1161.7749 | 60839.4301 | 0.13517 | 0.13517 | 0.67195 | 0.031824 | 0.68397 | 250.5828 | 1413.607 | 1036.7129 | 1.1211 | 46839.9106 | 0 | 0 | 0 | 12.1881 | #N/A | #N/A
Coyote Gulch 1 PV-T | WACM | RM_WACM | CO | Hourly Resource | PV-Tracking | 140 | 0 |  | 2024-12-31 | 2054-12-31 | 87.6384 | 34.9976 | -2.6832 | 140 | 140 | 243481.6996 | 0 | 0 | 0.19853 | 0 | 21.3383 | 21.3383 | 8760 | 0 | 8760 | 0 | 0 | 0 | 0 | 43.54 | 131.0862 | 46.4237 | -2.028 | -23.6981 | 1913.0101 | 192.1361 | 0 | 0 | 0 | 0 | 0 | 0 | 0 | 0 | 0 | 0 | 0 | 0 | 0 | 0 | 43.54 | 0.075305 | 0.00032051 | 86.4793 | 43.2396 | 43.2397 | 0 | 0 | 0 | 0 | 10513.5796 | 0 | 0 | 0 | 21.3489 | #N/A | #N/A
Crane Valley 1 HY | CIPV | CA_CISO | CA | Hydro | Hydro | 0.9 | 0 |  | 1919-12-01 | 2050-12-31 | 117.315 | 14.9192 | 11.3905 | 0.4671 | 0.4671 | 1337.4055 | 0 | 0 | 0.32685 | 0 | 0.1569 | 0.1569 | 0 | 0 | 1 | 8759 | 0 | 0 | 0 | 279.6164 | 104.4145 | 7.5075 | 10.2164 | -37.7692 | 2673.2925 | 110.3788 | 0 | 0 | 0 | 0 | 0 | 0 | 0 | 0 | 0 | 0 | 12.0876 | 980.0385 | 4.2306 | 54.2359 | 1439.7961 | 0.15866 | 0.00010078 | 4.7626 | 4.7626 | 4.7626 | 112.214 | 0.085498 | 66.291 | 930.3177 | 6104.9016 | 0 | 0 | 0 | 0.16411 | #N/A | #N/A
Crescent Valley Solar 2 PV-NT | SPPC | SW_NVE | NV | Hourly Resource | PV-NonTracking | 240 | 0 |  | 2027-11-15 | 2051-12-31 | -8.7778 | -56.6885 | -5.9318 | 240 | 240 | 410626.7 | 0 | 0 | 0.19531 | 0 | -3.6044 | -3.6044 | 8760 | 0 | 8760 | 0 | 0 | 0 | 0 | 66345.2209 | 26.5429 | -52.1514 | -7.9963 | -289.863 | 1781.9845 | 65.9017 | 0 | 0 | 0 | 0 | 0 | 0 | 0 | 0 | 0 | 0 | 0 | 127.6882 | 0 | 0 | -2.6077e-06 | 0.19614 | 0.00021973 | 4.6327 | 0.031824 | 4.6009 | 0 | 0.18634 | 0 | 0 | -8.6069e-05 | 0 | 0 | 0 | -3.6044 | #N/A | #N/A
Crescent Valley Solar PV-NT | SPPC | SW_NVE | NV | Hourly Resource | PV-NonTracking | 300 | 0 |  | 2027-11-15 | 2051-12-31 | -8.6179 | -56.1247 | -5.8313 | 300 | 300 | 541578.5937 | 0 | 0 | 0.20608 | 0 | -4.6672 | -4.6672 | 8760 | 0 | 8760 | 0 | 0 | 0 | 0 | 54636.3064 | 26.6462 | -52.1431 | -7.9013 | -334.3797 | 1787.016 | 66.3944 | 0 | 0 | 0 | 0 | 0 | 0 | 0 | 0 | 0 | 0 | 0 | 226.0038 | 0 | 0 | -5.5879e-06 | 0.19614 | 0.00021973 | 4.6327 | 0.031824 | 4.6009 | 0 | 0.3296 | 0 | 0 | -1.0856e-05 | 0 | 0 | 0 | -4.6672 | #N/A | #N/A
Crest Contracts 1 PV-NT | CIPV | CA_CISO | CA | Hourly Resource | PV-NonTracking | 3 | 0 |  | 2016-04-20 | 2050-12-31 | 65.2013 | 5.5482 | 1.4341 | 3 | 3 | 7108.476 | 0 | 0 | 0.27049 | 0 | 0.46348 | 0.46348 | 8760 | 0 | 8760 | 0 | 0 | 0 | 0 | 146.622 | 98.3947 | 8.366 | 3.3382 | -27.7076 | 1814.1207 | 67.3281 | 0 | 0 | 0 | 0 | 0 | 0 | 0 | 0 | 0 | 0 | 0 | 0 | 0 | 0 | -9.1241e-07 | 0.15866 | 0.00010078 | 4.7626 | 4.7626 | 4.7626 | 0 | 0 | 0 | 0 | -9.4062e-06 | 0 | 0 | 0 | 0.46348 | #N/A | #N/A
Crest Contracts 2 PV-NT | CIPV | CA_CISO | CA | Hourly Resource | PV-NonTracking | 6.5 | 0 |  | 2016-09-14 | 2050-12-31 | 65.2014 | 5.5482 | 1.4341 | 6.5 | 6.5 | 15401.9645 | 0 | 0 | 0.27049 | 0 | 1.0042 | 1.0042 | 8760 | 0 | 8760 | 0 | 0 | 0 | 0 | 317.681 | 98.3947 | 8.366 | 3.3382 | -27.7076 | 1814.1207 | 67.3281 | 0 | 0 | 0 | 0 | 0 | 0 | 0 | 0 | 0 | 0 | 0 | 0 | 0 | 0 | -5.0059e-07 | 0.15866 | 0.00010078 | 4.7626 | 4.7626 | 4.7626 | 0 | 0 | 0 | 0 | -9.36e-06 | 0 | 0 | 0 | 1.0042 | #N/A | #N/A
Crest Contracts PV-NT | CIPB | CA_CISO | CA | Hourly Resource | PV-NonTracking | 4 | 0 |  | 2016-04-20 | 2050-12-31 | 78.0036 | 21.3467 | -0.86057 | 4 | 4 | 9185.548 | 0 | 0 | 0.26214 | 0 | 0.71651 | 0.71651 | 8760 | 0 | 8760 | 0 | 0 | 0 | 0 | 98.036 | 102.6144 | 14.4383 | 1.4856 | -25.8281 | 1937.4658 | 66.9959 | 0 | 0 | 0 | 0 | 0 | 0 | 0 | 0 | 0 | 0 | 0 | 0 | 0 | 0 | 0 | 0.15866 | 0.00010078 | 4.7626 | 4.7626 | 4.7626 | 0 | 0 | 0 | 0 | 0 | 0 | 0 | 0 | 0.71651 | #N/A | #N/A
Cresta_2 | CIPV | CA_CISO | CA | Hydro | Hydro | 70.4 | 0 |  | 1949-01-01 | 2050-12-31 | 100.7648 | 8.5657 | 1.6093 | 56.281 | 39.7054 | 188558.2789 | 0 | 0 | 0.30636 | 0 | 19 | 19 | 0 | 0 | 103 | 8657 | 0 | 0 | 0 | 2500.4784 | 98.2416 | 8.366 | 3.1851 | -27.7069 | 1808.3733 | 67.183 | 0 | 0 | 0 | 0 | 0 | 0 | 0 | 0 | 0 | 0 | 485.1087 | 40172.375 | 19.0495 | 733.8252 | 90155.4012 | 0.15866 | 0.00010078 | 4.7626 | 4.7626 | 4.7626 | 4733.1076 | 3.8706 | 330.3762 | 11870.7569 | 538580.3311 | 0 | 0 | 0 | 19.5556 | #N/A | #N/A
Crimson Energy Storage 1 BA | CISC | CA_CISO | CA | Pumped Storage | Energy Storage | 350 | -350 |  | 2022-08-01 | 2050-12-31 | 44.1596 | -25.4665 | -9.3316 | 350 | 350 | 489530.4468 | 570976.9461 | 14.8503 | 0.15966 | 1.5908 | 17.131 | 15.5402 | 8760 | 0 | 8760 | 0 | 0 | -0.12217 | 4.2698 | 0 | 62.3403 | -15.5763 | -8.774 | -25.3233 | 1921.9895 | 68.1623 | 1.0296 | 0 | 0 | 0 | 0 | 0 | 0 | 0 | 0 | 0 | 49059.7258 | 234585.1357 | 91237.0406 | 0 | 387014.4215 | 0.15866 | 0.00010078 | 4.7626 | 4.7626 | 4.7626 | 6.7748 | 31.0658 | 7309.1561 | 0 | 27967.0692 | 0 | 0 | 0 | 17.1663 | #N/A | #N/A
Crossing Trails Wind Farm 1 WT | WACM | RM_WACM | CO | Hourly Resource | WT-Onshore | 104 | 3.5 |  | 2020-12-21 | 2036-04-30 | 103.1055 | 24.968 | -3.6107 | 104 | 104 | 388091.0805 | 0 | 0 | 0.42599 | 0 | 40.0143 | 40.0143 | 8760 | 0 | 8760 | 0 | 0 | 0 | 0 | 85.28 | 134.8308 | 48.0077 | 0.1326 | -23.1849 | 2491.769 | 211.2873 | 0 | 0 | 0 | 0 | 0 | 0 | 0 | 0 | 0 | 0 | 0 | 44334.8567 | 0 | 0 | 85.2807 | 0.075305 | 0.00032051 | 86.4793 | 43.2396 | 43.2397 | 0 | 13.5063 | 0 | 0 | 0.043689 | 0 | 0 | 0 | 40.0143 | #N/A | #N/A
Crystal 1 HY | WACM | RM_WACM | CO | Hydro | Hydro | 31.5 | 0 |  | 1978-08-01 | 2050-12-31 | 143.9314 | 59.6875 | -0.076438 | 24.6168 | 10.1126 | 146230.5164 | 0 | 0 | 0.53848 | 0 | 21.0472 | 21.0472 | 0 | 0 | 321 | 8439 | 0 | 0 | 0 | 0 | 145.0144 | 58.6841 | -0.36026 | -23.9933 | 2492.2043 | 222.0218 | 0 | 0 | 0 | 0 | 0 | 0 | 0 | 0 | 0 | 0 | 439.5205 | 326.7274 | 1019.1008 | 2524.9804 | 10888.2128 | 0.075305 | 0.00032051 | 86.4793 | 43.2396 | 43.2397 | 639.8448 | 0.21787 | 46529.2142 | 132390.9286 | 314390.4433 | 0 | 0 | 0 | 21.5411 | #N/A | #N/A
Csolar IV South 1 PV-NT | CISD | CA_CISO | CA | Hourly Resource | PV-NonTracking | 130 | 0 |  | 2013-10-11 | 2050-12-31 | 25.6068 | -19.5217 | -8.0152 | 130 | 130 | 309729.42 | 0 | 0 | 0.27198 | 0 | 7.9312 | 7.9312 | 8760 | 0 | 8760 | 0 | 0 | 0 | 0 | 41.6 | 62.4698 | -14.3477 | -9.873 | -25.2834 | 1883.9333 | 67.1292 | 0 | 0 | 0 | 0 | 0 | 0 | 0 | 0 | 0 | 0 | 0 | 7462.1349 | 0 | 0 | -2.1234e-05 | 0.15866 | 0.00010078 | 4.7626 | 4.7626 | 4.7626 | 0 | 3.0082 | 0 | 0 | 1.8951e-05 | 0 | 0 | 0 | 7.9312 | #N/A | #N/A
Cuba Solar 1 PV-T | PNM | SW_PNM | NM | Hourly Resource | PV-Tracking | 2.5 | 0 |  | 2022-02-15 | 2051-12-31 | 16.5125 | -33.305 | -4.6863 | 2.5 | 2.5 | 6485.605 | 0 | 0 | 0.29615 | 0 | 0.10709 | 0.10709 | 8760 | 0 | 8760 | 0 | 0 | 0 | 0 | 287.5825 | 47.3566 | -34.0953 | -5.2386 | -26.162 | 1914.0297 | 72.8566 | 0 | 0 | 0 | 0 | 0 | 0 | 0 | 0 | 0 | 0 | 0 | 126.4475 | 0 | 0 | 16.825 | 0.89269 | 0.0029891 | 22.2939 | 5.1679 | 17.1082 | 0 | 11.9593 | 0 | 0 | 107.6157 | 0 | 0 | 0 | 0.10721 | #N/A | #N/A
Cushman 1 2-1 HY | TPWR | NW_TPWR | WA | Hydro | Hydro | 50 | 0 |  | 1926-01-01 | 2050-12-31 | 126.2051 | 26.6922 | 7.3158 | 28.4019 | 36.2252 | 115193.4562 | 0 | 0 | 0.27979 | 0 | 14.538 | 14.538 | 0 | 0 | 151 | 8609 | 0 | 0 | 0 | 0 | 110.3343 | 17.7787 | 5.865 | -35.7139 | 1694.7024 | 97.7985 | 0 | 0 | 0 | 0 | 0 | 0 | 0 | 0 | 0 | 0 | 513.0145 | 7287.6157 | 239.0425 | 0 | 4267.6324 | 51.6751 | 51.6751 | 5.6421 | 0 | 5.6421 | 17106.6068 | 640863.5633 | 11599.6363 | 0 | 263490.4799 | 0 | 0 | 0 | 15.4711 | #N/A | #N/A
Cushman 2 3-1 HY | TPWR | NW_TPWR | WA | Hydro | Hydro | 84.6 | 0 |  | 1930-12-01 | 2050-12-31 | 127.0241 | 26.0986 | 7.8295 | 42.7944 | 63.4702 | 177584.5959 | 0 | 0 | 0.22035 | 0 | 22.5575 | 22.5575 | 0 | 0 | 125 | 8635 | 0 | 0 | 0 | 0 | 110.6492 | 17.7787 | 6.1799 | -35.7219 | 1697.0413 | 98.0502 | 0 | 0 | 0 | 0 | 0 | 0 | 0 | 0 | 0 | 0 | 293.0604 | 6022.3449 | 29.9487 | 0 | 3229.6956 | 51.6751 | 51.6751 | 5.6421 | 0 | 5.6421 | 10665.6759 | 779141.8635 | 1131.1399 | 0 | 350698.7228 | 0 | 0 | 0 | 23.6992 | #N/A | #N/A
Cutler 1 HY | PAUT | BS_PACE | UT | Hydro | Hydro | 15 | 0 |  | 1927-01-01 | 2054-12-31 | 79.8321 | 9.3455 | 1.2419 | 15 | 15 | 35828.2821 | 0 | 0 | 0.27267 | 0 | 2.8602 | 2.8602 | 0 | 0 | 0 | 8760 | 0 | 0 | 0 | 0 | 116.1354 | 26.7191 | 2.7258 | -26.794 | 2120.4641 | 144.014 | 0 | 0 | 0 | 0 | 0 | 0 | 0 | 0 | 0 | 0 | 4355.7873 | 6977.7067 | 12361.5942 | 0 | 16671.2655 | 7.007 | 5.9428 | 85.5427 | 0.031824 | 85.5024 | 87159.412 | 78290.4468 | 769243.4193 | 0 | 1712625.1822 | 0 | 0 | 0 | 5.5076 | #N/A | #N/A
Cutler 2 HY | PAUT | BS_PACE | UT | Hydro | Hydro | 15 | 0 |  | 1927-01-01 | 2054-12-31 | 79.6529 | 9.3455 | 1.0627 | 15 | 15 | 35828.2821 | 0 | 0 | 0.27267 | 0 | 2.8538 | 2.8538 | 0 | 0 | 0 | 8760 | 0 | 0 | 0 | 0 | 116.0688 | 26.7191 | 2.6592 | -26.7764 | 2120.7598 | 144.0513 | 0 | 0 | 0 | 0 | 0 | 0 | 0 | 0 | 0 | 0 | 4424.0358 | 6909.4581 | 12384.828 | 0 | 16648.0317 | 7.007 | 5.9428 | 85.5427 | 0.031824 | 85.5024 | 87252.5591 | 78197.2998 | 767455.9924 | 0 | 1714413.0152 | 0 | 0 | 0 | 5.5011 | #N/A | #N/A
Cuyama Solar 1 PV-NT | CIPV | CA_CISO | CA | Hourly Resource | PV-NonTracking | 40 | 0 |  | 2017-11-30 | 2050-12-31 | 31.7611 | -14.7619 | -10.3934 | 40 | 40 | 101649 | 0 | 0 | 0.29009 | 0 | 3.2285 | 3.2285 | 8760 | 0 | 8760 | 0 | 0 | 0 | 0 | 912.28 | 76.9955 | -3.3655 | -6.3296 | -26.4703 | 1977.1327 | 76.2103 | 0 | 0 | 0 | 0 | 0 | 0 | 0 | 0 | 0 | 0 | 0 | 0 | 0 | 0 | 1.9558e-06 | 0.15866 | 0.00010078 | 4.7626 | 4.7626 | 4.7626 | 0 | 0 | 0 | 0 | -3.875e-05 | 0 | 0 | 0 | 3.2285 | #N/A | #N/A
Cypress 1 Cyp1 1 WT | AESO | AB_AESO | AB | Hourly Resource | WT-Onshore | 196 | 0 |  | 2022-11-01 | 2050-12-31 | 64.8366 | -3.2821 | -10.5558 | 196 | 196 | 721977.7023 | 0 | 0 | 0.4205 | 0 | 46.8106 | 46.8106 | 8760 | 0 | 8760 | 0 | 0 | 0 | 0 | 482.608 | 89.7677 | 9.6531 | -6.5759 | -51.9939 | 749.0481 | 71.1821 | 0 | 0 | 0 | 0 | 0 | 0 | 0 | 0 | 0 | 0 | 0 | 349272.8188 | 0 | 0 | 482.6083 | 1.8659 | 0.0078726 | 35.0857 | 35.06 | 35.06 | 0 | 1952.3246 | 0 | 0 | 23781.7303 | 0 | 0 | 0 | 46.8363 | #N/A | #N/A
Cypress 2 Cyp2 1 WT | AESO | AB_AESO | AB | Hourly Resource | WT-Onshore | 46 | 0 |  | 2022-11-21 | 2054-12-31 | 67.2648 | -6.8159 | -8.6368 | 46 | 46 | 142841.5161 | 0 | 0 | 0.35448 | 0 | 9.6082 | 9.6082 | 8760 | 0 | 8760 | 0 | 0 | 0 | 0 | 16.4522 | 91.451 | 9.6531 | -4.8927 | -25 | 758.106 | 71.1054 | 0 | 0 | 0 | 0 | 0 | 0 | 0 | 0 | 0 | 0 | 0 | 173.3606 | 0 | 0 | 0.00037936 | 1.8659 | 0.0078726 | 35.0857 | 35.06 | 35.06 | 0 | 88.5448 | 0 | 0 | 0.0083867 | 0 | 0 | 0 | 9.6083 | #N/A | #N/A
Daggett PV 2-3 | CISC | CA_CISO | CA | Hourly Resource | PV-NonTracking | 482 | 0 |  | 2022-11-03 | 2050-12-31 | -7.8297 | -64.1444 | -8.2236 | 482 | 482 | 873131.6923 | 0 | 0 | 0.20679 | 0 | -6.8363 | -6.8363 | 8760 | 0 | 8760 | 0 | 0 | 0 | 0 | 533299.9113 | 39.7512 | -38.4006 | -8.5387 | -32.6812 | 1380.2517 | 69.8461 | 0 | 0 | 0 | 0 | 0 | 0 | 0 | 0 | 0 | 0 | 0 | 0 | 0 | 0 | 8531.8578 | 0.15866 | 0.00010078 | 4.7626 | 4.7626 | 4.7626 | 0 | 0 | 0 | 0 | 24365.8904 | 0 | 0 | 0 | -6.812 | #N/A | #N/A
Daggett Solar 3 A BESS PV-NT | CISC | CA_CISO | CA | Pumped Storage | Energy Storage | 482.5 | -482.5 |  | 2023-04-15 | 2050-12-31 | 12.7617 | -56.5438 | -8.0396 | 482.5 | 482.5 | 456399.0067 | 535053.426 | -0.2664 | 0.10798 | 1.4872 | 13.1854 | 11.6982 | 8760 | 0 | 8760 | 0 | 0 | -0.11798 | 6.5544 | 0 | 31.738 | -46.434 | -8.5185 | -29.9034 | 998.0162 | 60.0865 | 1.0539 | 0 | 0 | 0 | 0 | 0 | 0 | 0 | 0 | 0 | 260117.7001 | 1111112.6671 | 682841.3931 | 0 | 2034503.2398 | 0.15866 | 0.00010078 | 4.7626 | 4.7626 | 4.7626 | 265092.7969 | 145.2379 | 8246619.8506 | 0 | 2076878.5051 | 0 | 0 | 0 | 23.7741 | #N/A | #N/A
Dallas Energy Storage 1 BA | CIPB | CA_CISO | CA | Pumped Storage | Energy Storage | 400 | -400 |  | 2021-03-23 | 2050-12-31 | 84.1587 | 0.20395 | -0.48528 | 400 | 400 | 482339.7377 | 561811.438 | 36.2768 | 0.13765 | 1.5662 | 15.3207 | 13.7545 | 8760 | 0 | 8760 | 0 | 0 | -0.11921 | 3.4102 | 0 | 98.1689 | 9.7089 | 1.7694 | -25.9268 | 1948.7373 | 68.9557 | 1.2261 | 0 | 0 | 0 | 0 | 0 | 0 | 0 | 0 | 0 | 223956.5564 | 2108053.1289 | 120518.4159 | 0 | 1000425.2401 | 0.15866 | 0.00010078 | 4.7626 | 4.7626 | 4.7626 | 30440.5726 | 160.6555 | 131524.1044 | 0 | 120420.3929 | 0 | 0 | 0 | 15.6033 | #N/A | #N/A
Data Center 1 Solar Energy Center 1 PV-NT | PNM | SW_PNM | NM | Hourly Resource | PV-NonTracking | 10 | 0 |  | 2018-01-01 | 2048-01-01 | 16.3804 | -32.8604 | -3.6326 | 10 | 10 | 26572.4671 | 0 | 0 | 0.30334 | 0 | 0.43527 | 0.43527 | 8760 | 0 | 8760 | 0 | 0 | 0 | 0 | 162.5829 | 49.3869 | -34.0157 | -3.288 | -25.4004 | 1951.6799 | 74.4632 | 0 | 0 | 0 | 0 | 0 | 0 | 0 | 0 | 0 | 0 | 0 | 21904.5967 | 0 | 0 | 31.91 | 0.89269 | 0.0029891 | 22.2939 | 5.1679 | 17.1082 | 0 | 41.6522 | 0 | 0 | 0.017458 | 0 | 0 | 0 | 0.43531 | #N/A | #N/A
Data Center 1 Solar Energy Center 2 PV-T | PNM | SW_PNM | NM | Hourly Resource | PV-Tracking | 10 | 0 |  | 2018-03-01 | 2049-12-01 | 15.1101 | -32.7124 | -4.6966 | 10 | 10 | 27008.95 | 0 | 0 | 0.30832 | 0 | 0.40811 | 0.40811 | 8760 | 0 | 8760 | 0 | 0 | 0 | 0 | 68.28 | 48.1385 | -33.9907 | -4.5613 | -25.4094 | 1941 | 73.6684 | 0 | 0 | 0 | 0 | 0 | 0 | 0 | 0 | 0 | 0 | 0 | 22307.051 | 0 | 0 | 9.47 | 0.89269 | 0.0029891 | 22.2939 | 5.1679 | 17.1082 | 0 | 27.067 | 0 | 0 | 0.0098901 | 0 | 0 | 0 | 0.40814 | #N/A | #N/A
Data Center 1 Solar Energy Center 3 PV-T | PNM | SW_PNM | NM | Hourly Resource | PV-Tracking | 10 | 0 |  | 2018-05-01 | 2049-12-01 | 15.1101 | -32.7124 | -4.6966 | 10 | 10 | 27008.95 | 0 | 0 | 0.30832 | 0 | 0.40811 | 0.40811 | 8760 | 0 | 8760 | 0 | 0 | 0 | 0 | 68.28 | 48.1385 | -33.9907 | -4.5613 | -25.4094 | 1941 | 73.6684 | 0 | 0 | 0 | 0 | 0 | 0 | 0 | 0 | 0 | 0 | 0 | 22243.8638 | 0 | 0 | 9.47 | 0.89269 | 0.0029891 | 22.2939 | 5.1679 | 17.1082 | 0 | 27.043 | 0 | 0 | 0.0098901 | 0 | 0 | 0 | 0.40814 | #N/A | #N/A
Davis 1 HY | WALC | SW_WALC | AZ | Hydro | Hydro | 255 | 0 |  | 1951-01-01 | 2050-12-31 | 45.5809 | -35.0072 | -10.91 | 219.0748 | 153.0596 | 1100989.4435 | 0 | 0 | 0.43792 | 0 | 50.1841 | 50.1841 | 0 | 0 | 363 | 8397 | 0 | 0 | 0 | 0 | 37.9173 | -37.7092 | -11.064 | -28.3497 | 1821.9802 | 63.506 | 0 | 0 | 0 | 0 | 0 | 0 | 0 | 0 | 0 | 0 | 81438.624 | 192345.4153 | 43079.182 | 33378.2778 | 282168.3988 | 5.7983 | 0.0036528 | 11.544 | 5.1679 | 6.7594 | 675289.1697 | 1098.3048 | 141391.3327 | 261860.26 | 1818459.967 | 0 | 0 | 0 | 53.0822 | #N/A | #N/A
Dawson Power Plant 1 HY | TIDC | CA_TIDC | CA | Hydro | Hydro | 4.66 | 0.5 |  | 1983-11-01 | 2050-12-31 | 98.662 | 9.4745 | -0.085421 | 2.9673 | 0.663 | 11563.0701 | 0 | 0 | 0.33 | 0 | 1.1408 | 1.1408 | 0 | 0 | 685 | 8075 | 0 | 0 | 0 | 0 | 104.3523 | 15.197 | 2.4647 | -11.4168 | 1814.5264 | 64.0737 | 0 | 0 | 0 | 0 | 0 | 0 | 0 | 0 | 0 | 0 | 1512.717 | 1647.1017 | 1600.076 | 22.3058 | 2445.1853 | 68.9916 | 47.7983 | 72.6541 | 0.031824 | 64.5133 | 87834.8509 | 233641.0394 | 85785.1181 | 21.0689 | 250902.9104 | 0 | 0 | 0 | 1.799 | #N/A | #N/A
DCI Blackwater | PNM | SW_PNM | NM | Hourly Resource | DC-Intertie | 200 | -200 |  | 1984-12-31 | 2050-01-01 | 37.6959 | -32.4285 | -9.5568 | 200 | 200 | 104558.79 | 27924.7511 | 1.8702 | 0.05968 | 0 | 1.2537 | 1.2537 | 8760 | 0 | 8760 | 0 | 0 | 0 | 0 | 0 | 43.0517 | -33.9327 | -9.7062 | -27.1028 | 1862.129 | 70.5613 | 0 | 0 | 0 | 0 | 0 | 0 | 0 | 0 | 0 | 0 | 0 | 0 | 0 | 0 | 0 | 0.89269 | 0.0029891 | 22.2939 | 5.1679 | 17.1082 | 0 | 0 | 0 | 0 | 0 | 0 | 0 | 0 | 1.2537 | #N/A | #N/A
DCI Lamar | PSCO | RM_PSCO | CO | Hourly Resource | DC-Intertie | 210 | -210 |  | 1950-01-01 | 2050-01-01 | 155.3887 | 64.2091 | 3.864 | 210 | 210 | 40976.01 | 80413.1976 | 10.7289 | 0.022274 | 0 | -2.5954 | -2.5954 | 8760 | 0 | 8760 | 0 | 0 | 0 | 0 | 0 | 137.4083 | 48.5552 | 2.1626 | -24.8148 | 2511.5122 | 211.9614 | 0 | 0 | 0 | 0 | 0 | 0 | 0 | 0 | 0 | 0 | 0 | 0 | 0 | 0 | 0 | 0.42135 | 0.055066 | 119.3454 | 43.2396 | 76.1058 | 0 | 0 | 0 | 0 | 0 | 0 | 0 | 0 | -2.5954 | #N/A | #N/A
DCI Rapid City | WACM | RM_WACM | SD | Hourly Resource | DC-Intertie | 200 | 0 |  | 2003-12-31 | 2050-01-01 | 126.808 | 27.7748 | -2.3883 | 200 | 200 | 23085.8399 | 165953.355 | 19.878 | 0.013177 | 0 | -15.7844 | -15.7844 | 8760 | 0 | 8760 | 0 | 0 | 0 | 0 | 0 | 107.7058 | 23.7165 | -2.7012 | -80.3965 | 2167.2952 | 147.6483 | 0 | 0 | 0 | 0 | 0 | 0 | 0 | 0 | 0 | 0 | 0 | 0 | 0 | 0 | 0 | 0.075305 | 0.00032051 | 86.4793 | 43.2396 | 43.2397 | 0 | 0 | 0 | 0 | 0 | 0 | 0 | 0 | -15.7844 | #N/A | #N/A
DCI Stegall | WACM | RM_WACM | NE | Hourly Resource | DC-Intertie | 110 | 0 |  | 1986-04-15 | 2050-01-01 | 104.7203 | 28.6052 | -0.053569 | 110 | 110 | 47696.0161 | 240779.6591 | 25.3497 | 0.049498 | 0 | -20.4901 | -20.4901 | 8760 | 0 | 8760 | 0 | 0 | 0 | 0 | 0 | 117.9348 | 31.3362 | -0.0919 | -27.5507 | 2349.7847 | 159.9938 | 0 | 0 | 0 | 0 | 0 | 0 | 0 | 0 | 0 | 0 | 0 | 0 | 0 | 0 | 0 | 0.075305 | 0.00032051 | 86.4793 | 43.2396 | 43.2397 | 0 | 0 | 0 | 0 | 0 | 0 | 0 | 0 | -20.4901 | #N/A | #N/A
DCI Virginia Smith | WACM | RM_WACM | NE | Hourly Resource | DC-Intertie | 200 | -200 |  | 1985-04-15 | 2050-01-01 | 161.4505 | 56.5488 | 1.9258 | 200 | 200 | 283562.875 | 64211.5529 | 3.5558 | 0.16185 | 0 | 49.0367 | 49.0367 | 8760 | 0 | 8760 | 0 | 0 | 0 | 0 | 0 | 120.7667 | 32.4302 | 1.6459 | -60.9014 | 2421.5869 | 164.0635 | 0 | 0 | 0 | 0 | 0 | 0 | 0 | 0 | 0 | 0 | 0 | 0 | 0 | 0 | 0 | 0.075305 | 0.00032051 | 86.4793 | 43.2396 | 43.2397 | 0 | 0 | 0 | 0 | 0 | 0 | 0 | 0 | 49.0367 | #N/A | #N/A
DCI_Artesia | EPE | SW_EPE | NM | Hourly Resource | DC-Intertie | 200 | 0 |  | 1986-04-15 | 2050-01-01 | 55.3025 | -37.9557 | -5.7614 | 200 | 200 | 104903.2264 | 0 | 0 | 0.059876 | 0 | 5.8014 | 5.8014 | 8760 | 0 | 8760 | 0 | 0 | 0 | 0 | 0 | 47.2598 | -34.1152 | -5.3156 | -27.5994 | 1875.7019 | 69.479 | 0 | 0 | 0 | 0 | 0 | 0 | 0 | 0 | 0 | 0 | 0 | 0 | 0 | 0 | 0 | 25.7912 | 14.221 | 42.7558 | 5.1679 | 37.1905 | 0 | 0 | 0 | 0 | 0 | 0 | 0 | 0 | 5.8014 | #N/A | #N/A
DCI_Miles_City | WAUW | NW_WAUW | MT | Hourly Resource | DC-Intertie | 200 | 0 |  | 2006-01-01 | 2050-01-01 | 108.253 | 26.7277 | -0.7229 | 200 | 200 | 182115.4398 | 430242.0099 | 34.6263 | 0.10395 | 0 | -2.963 | -2.963 | 8760 | 0 | 8760 | 0 | 0 | 0 | 0 | 0 | 115.556 | 28.7068 | 0.1586 | -216.0807 | 1967.0392 | 119.5494 | 0 | 0 | 0 | 0 | 0 | 0 | 0 | 0 | 0 | 0 | 0 | 0 | 0 | 0 | 0 | 19.0631 | 19.0631 | 88.6906 | 0.031824 | 88.6476 | 0 | 0 | 0 | 0 | 0 | 0 | 0 | 0 | -2.963 | #N/A | #N/A
De Sabla Hydro 1 HY | CIPV | CA_CISO | CA | Hydro | HydroRPS | 18.5 | 0 |  | 1963-01-01 | 2050-12-31 | 96.6328 | 8.5214 | 0.73777 | 9.7237 | 9.9119 | 59018.371 | 0 | 0 | 0.38675 | 0 | 5.7031 | 5.7031 | 0 | 0 | 0 | 8760 | 0 | 0 | 0 | 1047.4176 | 97.5663 | 9.546 | 1.3297 | -25.259 | 1796.9865 | 68.04 | 0 | 0 | 0 | 0 | 0 | 0 | 0 | 0 | 0 | 0 | 223.1122 | 9496.0375 | 24.1823 | 919.5518 | 18791.8975 | 0.15866 | 0.00010078 | 4.7626 | 4.7626 | 4.7626 | 1504.8397 | 1.111 | 243.464 | 14925.2433 | 54287.7691 | 0 | 0 | 0 | 5.7741 | #N/A | #N/A
Deadck 1 Unit 1 HY | CIPV | CA_CISO | CA | Hydro | HydroRPS | 1.96 | 0 |  | 1990-01-29 | 2050-12-31 | 71.0932 | 13.5336 | 1.3858 | 0.3889 | 0.4549 | 1813.2027 | 0 | 0 | 0.10349 | 0 | 0.12891 | 0.12891 | 0 | 0 | 0 | 8760 | 0 | 0 | 0 | 117.4504 | 98.6453 | 9.2751 | 2.6797 | -26.1116 | 1849.111 | 67.768 | 0 | 0 | 0 | 0 | 0 | 0 | 0 | 0 | 0 | 0 | 16.5849 | 333.9418 | 4.0581 | 24.9754 | 897.9755 | 0.15866 | 0.00010078 | 4.7626 | 4.7626 | 4.7626 | 178.8327 | 0.036551 | 60.8009 | 176.7835 | 1835.5841 | 0 | 0 | 0 | 0.13116 | #N/A | #N/A
Decatur Solar PV PV-NT | BPAT | NW_BPAT | NM | Hourly Resource | PV-NonTracking | 0.35 | 0 |  | 2018-07-01 | 2050-12-31 | 96.2764 | 27.814 | 8.1504 | 0.35 | 0.35 | 619.4947 | 0 | 0 | 0.20205 | 0 | 0.059644 | 0.059644 | 8760 | 0 | 8760 | 0 | 0 | 0 | 0 | 3.2928 | 112.6658 | 17.1478 | 8.8274 | -35.7423 | 1499.7349 | 95.8716 | 0 | 0 | 0 | 0 | 0 | 0 | 0 | 0 | 0 | 0 | 0 | 0.2415 | 0 | 0 | 0.48825 | 0.13517 | 0.13517 | 0.67195 | 0.031824 | 0.68397 | 0 | 0.00025464 | 0 | 0 | 13.6655 | 0 | 0 | 0 | 0.059657 | #N/A | #N/A
Dedeaux Ontario 1 PV-NT | CISC | CA_CISO | CA | Hourly Resource | PV-NonTracking | 1 | 0 |  | 2016-03-23 | 2054-12-31 | 37.867 | -18.3364 | -5.2141 | 1 | 1 | 2089.617 | 0 | 0 | 0.23854 | 0 | 0.079128 | 0.079128 | 8760 | 0 | 8760 | 0 | 0 | 0 | 0 | 273.041 | 69.7602 | -12.1252 | -4.8052 | -31.2338 | 1973.1239 | 72.1755 | 0 | 0 | 0 | 0 | 0 | 0 | 0 | 0 | 0 | 0 | 0 | 0 | 0 | 0 | 0.684 | 0.15866 | 0.00010078 | 4.7626 | 4.7626 | 4.7626 | 0 | 0 | 0 | 0 | 0.00074368 | 0 | 0 | 0 | 0.079128 | #N/A | #N/A
Deer Creek CA 1 HY | CIPV | CA_CISO | CA | Hydro | HydroRPS | 7 | 0 |  | 2023-06-30 | 2050-12-31 | 97.8342 | 9.9394 | -4.4716 | 3.3009 | 1.9884 | 20543.1419 | 0 | 0 | 0.5544 | 0 | 2.0098 | 2.0098 | 0 | 0 | 831 | 7929 | 0 | 0 | 0 | 224.8702 | 97.6101 | 14.3711 | -3.4516 | -53.9281 | 1689.6537 | 70.5435 | 0 | 0 | 0 | 0 | 0 | 0 | 0 | 0 | 0 | 0 | 85.7452 | 2169.7758 | 10.637 | 162.6016 | 3045.6515 | 0.15866 | 0.00010078 | 4.7626 | 4.7626 | 4.7626 | 417.2987 | 0.3434 | 120.8557 | 2979.6846 | 12758.1449 | 0 | 0 | 0 | 2.0261 | #N/A | #N/A
Deer Creek UT 1 HY | PAUT | BS_PACE | UT | Hydro | Hydro | 5 | 0 |  | 1958-01-01 | 2050-12-31 | 132.2663 | 39.9521 | 2.6963 | 4.3785 | 1.6821 | 22544.8474 | 0 | 0 | 0.42894 | 0 | 2.9819 | 2.9819 | 0 | 0 | 1502 | 7258 | 0 | 0 | 0 | 0 | 115.3569 | 26.8407 | 1.8257 | -25.9375 | 2209.0066 | 147.9118 | 0 | 0 | 0 | 0 | 0 | 0 | 0 | 0 | 0 | 0 | 1944.869 | 2746.6405 | 4746.5193 | 0 | 1292.6331 | 7.007 | 5.9428 | 85.5427 | 0.031824 | 85.5024 | 59472.3253 | 41240.4237 | 235610.9356 | 0 | 130663.641 | 0 | 0 | 0 | 3.4489 | #N/A | #N/A
Delano Land 1 PV-NT | CIPV | CA_CISO | CA | Hourly Resource | PV-NonTracking | 1 | 0 |  | 2017-12-28 | 2050-12-31 | 34.1947 | -15.715 | -4.1626 | 1 | 1 | 2396.502 | 0 | 0 | 0.27357 | 0 | 0.081948 | 0.081948 | 8760 | 0 | 8760 | 0 | 0 | 0 | 0 | 6.744 | 80.6821 | -3.3659 | -2.6425 | -25.1128 | 2013.8329 | 76.7193 | 0 | 0 | 0 | 0 | 0 | 0 | 0 | 0 | 0 | 0 | 0 | 0.474 | 0 | 0 | 0 | 0.15866 | 0.00010078 | 4.7626 | 4.7626 | 4.7626 | 0 | 0.00035436 | 0 | 0 | 0 | 0 | 0 | 0 | 0.081948 | #N/A | #N/A
Delsur Aggregate Solar Resources PV-NT | CISC | CA_CISO | CA | Hourly Resource | PV-NonTracking | 8.5 | 0 |  | 2016-04-05 | 2050-12-31 | 35.2024 | -16.5273 | -5.1852 | 8.5 | 8.5 | 21522.799 | 0 | 0 | 0.28905 | 0 | 0.75766 | 0.75766 | 8760 | 0 | 8760 | 0 | 0 | 0 | 0 | 102.255 | 73.1742 | -8.743 | -4.7733 | -25.1919 | 1965.1227 | 71.9716 | 0 | 0 | 0 | 0 | 0 | 0 | 0 | 0 | 0 | 0 | 0 | 0 | 0 | 0 | -1.4261e-06 | 0.15866 | 0.00010078 | 4.7626 | 4.7626 | 4.7626 | 0 | 0 | 0 | 0 | -5.2927e-06 | 0 | 0 | 0 | 0.75766 | #N/A | #N/A
DeltaPump-Total | CIPB | CA_CISO | CA | Hourly Resource | MotorLoad | 282.4 | -8.9 |  | 1980-01-01 | 2050-01-01 | 111.2877 | 10.6638 | 3.4189 | 282.4 | 282.4 | 0 | 589742.9415 | 65.6311 | 0 | 0 | -65.6311 | -65.6311 | 8760 | 0 | 8760 | 0 | 0 | 0 | 0 | 0 | 98.8407 | 9.0863 | 3.0639 | -26.0198 | 2161.0513 | 82.9295 | 0 | 0 | 0 | 0 | 0 | 0 | 0 | 0 | 0 | 0 | 0 | 0 | 0 | 0 | 0 | 0.15866 | 0.00010078 | 4.7626 | 4.7626 | 4.7626 | 0 | 0 | 0 | 0 | 0 | 0 | 0 | 0 | -65.6311 | #N/A | #N/A
Deming Solar PV 1 PV-NT | PNM | SW_PNM | NM | Hourly Resource | PV-NonTracking | 9 | 0 |  | 2011-08-03 | 2041-08-03 | 16.8224 | -32.2833 | -3.6489 | 9 | 9 | 20760.471 | 0 | 0 | 0.26332 | 0 | 0.34924 | 0.34924 | 8760 | 0 | 8760 | 0 | 0 | 0 | 0 | 75.294 | 46.0362 | -35.9339 | -4.7204 | -27.9536 | 1906.7592 | 67.9325 | 0 | 0 | 0 | 0 | 0 | 0 | 0 | 0 | 0 | 0 | 0 | 19814.4112 | 0 | 0 | 61.605 | 0.89269 | 0.0029891 | 22.2939 | 5.1679 | 17.1082 | 0 | 25.3524 | 0 | 0 | 447.3938 | 0 | 0 | 0 | 0.34971 | #N/A | #N/A
Demoss Battery Storage Nextera 1 BA | TEPC | SW_TEPC | AZ | Pumped Storage | Energy Storage | 10 | -10 |  | 2017-01-30 | 2037-01-30 | 40.5845 | -36.2036 | -5.7577 | 10 | 10 | 13943.1893 | 16262.5751 | 0.30223 | 0.15917 | 0.045309 | 0.62142 | 0.57611 | 8760 | 0 | 8760 | 0 | 0 | -0.0034791 | 0.12264 | 0 | 48.3312 | -32.3323 | -6.0271 | -24.772 | 1968.3912 | 68.1103 | 0.82485 | 0 | 0 | 0 | 0 | 0 | 0 | 0 | 0 | 0 | 14765.8511 | 46266.848 | 14903.2783 | 660.5519 | 22994.4277 | 1.0826 | 0.065843 | 12.0843 | 5.1679 | 6.9163 | 33738.4801 | 1834.0222 | 77925.2622 | 2330.7405 | 29543.045 | 0 | 0 | 0 | 0.76679 | #N/A | #N/A
Derr Creek 1 HY | BPAT | NW_BPAT | OR | Hydro | Hydro | 0.25 | 0 |  | 1950-01-01 | 2050-12-31 | 96.7384 | 14.7036 | 3.9906 | 0.20025 | 0.20025 | 1031.4872 | 0 | 0 | 0.58801 | 0 | 0.099785 | 0.099785 | 0 | 0 | 1 | 8759 | 0 | 0 | 0 | 0 | 109.8391 | 18.2316 | 4.917 | -36.8289 | 1793.4038 | 98.7834 | 0 | 0 | 0 | 0 | 0 | 0 | 0 | 0 | 0 | 0 | 3.9375 | 3.7845 | 2.788 | 4.8142 | 8.4232 | 0.13517 | 0.13517 | 0.67195 | 0.031824 | 0.68397 | 0.0027912 | 64.9715 | 24.7701 | 0.0093874 | 222.6878 | 0 | 0 | 0 | 0.1001 | #N/A | #N/A
Deschutes Valley Water District Opal Springs 1 HY | PACW | NW_PACW | OR | Hydro | Hydro | 5.9 | 4 |  | 2021-01-01 | 2035-12-31 | 113.4775 | 12.0315 | 5.8116 | 7.7 | 7.7 | 4425.0768 | 0 | 0 | 0.065603 | 0 | 0.50215 | 0.50215 | 0 | 0 | 0 | 8760 | 0 | 0 | 0 | 0 | 109.8373 | 16.1759 | 6.9709 | -37.9446 | 1847.6584 | 95.6879 | 0 | 0 | 0 | 0 | 0 | 0 | 0 | 0 | 0 | 0 | 724.5178 | 1184.3164 | 9930.5147 | 3.5771 | 48125.7071 | 27.0174 | 18.7409 | 65.6973 | 0.031824 | 65.2925 | 14827.5842 | 18428.7633 | 629181.6678 | 2.1211 | 3188503.0579 | 0 | 0 | 0 | 4.3531 | #N/A | #N/A
Desert Green Solar Farm 1 PV-NT | CISD | CA_CISO | CA | Hourly Resource | PV-Tracking | 6.3 | 0 |  | 2013-02-13 | 2050-12-31 | 26.6054 | -20.0641 | -7.5665 | 6.3 | 6.3 | 19173.8868 | 0 | 0 | 0.34743 | 0 | 0.51013 | 0.51013 | 8760 | 0 | 8760 | 0 | 0 | 0 | 0 | 181.188 | 68.9867 | -13.4604 | -4.2434 | -27.2364 | 2066.1504 | 74.8537 | 0 | 0 | 0 | 0 | 0 | 0 | 0 | 0 | 0 | 0 | 0 | 68.5251 | 0 | 0 | -3.0734e-06 | 0.15866 | 0.00010078 | 4.7626 | 4.7626 | 4.7626 | 0 | 0.038349 | 0 | 0 | -7.1189e-06 | 0 | 0 | 0 | 0.51013 | #N/A | #N/A
Desert Harvest 1 PV-NT | CISC | CA_CISO | CA | Hourly Resource | PV-NonTracking | 80 | 0 |  | 2020-12-11 | 2050-12-31 | 24.6689 | -21.7906 | -7.7404 | 80 | 80 | 246761.2799 | 0 | 0 | 0.35211 | 0 | 6.0873 | 6.0873 | 8760 | 0 | 8760 | 0 | 0 | 0 | 0 | 311.92 | 62.4538 | -15.061 | -9.1757 | -25.553 | 1924.2275 | 68.6537 | 0 | 0 | 0 | 0 | 0 | 0 | 0 | 0 | 0 | 0 | 0 | 174.32 | 0 | 0 | -7.8697e-06 | 0.15866 | 0.00010078 | 4.7626 | 4.7626 | 4.7626 | 0 | 0.10176 | 0 | 0 | -0.0001787 | 0 | 0 | 0 | 6.0873 | #N/A | #N/A
Desert Harvest 2 PV-NT | CISC | CA_CISO | CA | Hourly Resource | PV-NonTracking | 70 | 0 |  | 2020-12-11 | 2050-12-31 | 23.9549 | -21.7828 | -8.4743 | 70 | 70 | 215886.2998 | 0 | 0 | 0.35207 | 0 | 5.1715 | 5.1715 | 8760 | 0 | 8760 | 0 | 0 | 0 | 0 | 342.93 | 61.835 | -15.061 | -9.7945 | -25.717 | 1920.3042 | 68.5956 | 0 | 0 | 0 | 0 | 0 | 0 | 0 | 0 | 0 | 0 | 0 | 0 | 0 | 0 | -3.9116e-06 | 0.15866 | 0.00010078 | 4.7626 | 4.7626 | 4.7626 | 0 | 0 | 0 | 0 | 0.0001217 | 0 | 0 | 0 | 5.1715 | #N/A | #N/A
Desert Harvest BESS 1 BA | CISC | CA_CISO | CA | Pumped Storage | Energy Storage | 35 | -35 |  | 2021-03-15 | 2050-12-31 | 44.7825 | -22.5326 | -8.7805 | 35 | 35 | 48776.7066 | 56890.2413 | 1.4972 | 0.15909 | 0.1585 | 1.7376 | 1.5791 | 8760 | 0 | 8760 | 0 | 0 | -0.01217 | 0.43511 | 0 | 63.0768 | -15.061 | -8.5527 | -25.2599 | 1927.6639 | 68.6104 | 1.0376 | 0 | 0 | 0 | 0 | 0 | 0 | 0 | 0 | 0 | 36016.0215 | 176146.296 | 96941.1773 | 35 | 35941.1564 | 0.15866 | 0.00010078 | 4.7626 | 4.7626 | 4.7626 | 3.4793 | 10.1945 | 13945.1775 | 0.008015 | 59.7009 | 0 | 0 | 0 | 1.7516 | #N/A | #N/A
Desert Hot Springs 2 PV-NT | CISC | CA_CISO | CA | Hourly Resource | PV-NonTracking | 1.4 | 0 |  | 2013-12-31 | 2050-12-31 | 33.6912 | -15.2543 | -5.0766 | 1.4 | 1.4 | 2755.8804 | 0 | 0 | 0.22471 | 0 | 0.092849 | 0.092849 | 8760 | 0 | 8760 | 0 | 0 | 0 | 0 | 142.0328 | 66.6631 | -13.1776 | -6.8499 | -26.3056 | 1958.7861 | 70.4809 | 0 | 0 | 0 | 0 | 0 | 0 | 0 | 0 | 0 | 0 | 0 | 0 | 0 | 0 | -5.2951e-07 | 0.15866 | 0.00010078 | 4.7626 | 4.7626 | 4.7626 | 0 | 0 | 0 | 0 | -8.8206e-06 | 0 | 0 | 0 | 0.092849 | #N/A | #N/A
Desert Peak Energy Storage BA | CISC | CA_CISO | CA | Pumped Storage | Energy Storage | 325 | -325 |  | 2023-08-01 | 2050-12-31 | 47.2009 | -21.3685 | -6.5658 | 325 | 325 | 438791.216 | 511636.7118 | 14.3955 | 0.15412 | 1.4256 | 16.07 | 14.6444 | 8760 | 0 | 8760 | 0 | 0 | -0.10927 | 3.9144 | 0 | 67.3021 | -13.1416 | -6.2468 | -26.227 | 1958.5784 | 70.7286 | 1.0959 | 0 | 0 | 0 | 0 | 0 | 0 | 0 | 0 | 0 | 82119.9532 | 446092.3953 | 155116.1034 | 0 | 883907.8743 | 0.15866 | 0.00010078 | 4.7626 | 4.7626 | 4.7626 | 9.8291 | 47.8947 | 561.3504 | 0 | 13522.2938 | 0 | 0 | 0 | 16.0841 | #N/A | #N/A
Desert Peak Energy Storage II DP2 BA | CISC | CA_CISO | CA | Pumped Storage | Energy Storage | 75 | -75 |  | 2023-07-01 | 2051-12-31 | 47.2476 | -21.3526 | -6.5678 | 75 | 75 | 101083.2476 | 117862.6407 | 3.3205 | 0.15386 | 0.32842 | 3.7036 | 3.3752 | 8760 | 0 | 8760 | 0 | 0 | -0.025169 | 0.89922 | 0 | 67.2709 | -13.1776 | -6.2421 | -26.2302 | 1957.0677 | 70.5848 | 1.0963 | 0 | 0 | 0 | 0 | 0 | 0 | 0 | 0 | 0 | 108.75 | 63.75 | 1447.4375 | 0 | 919.4171 | 0.15866 | 0.00010078 | 4.7626 | 4.7626 | 4.7626 | 0.038586 | 0.021057 | 8556.0727 | 0 | 2669.4281 | 0 | 0 | 0 | 3.7148 | #N/A | #N/A
Desert Star 1 BA | AZPS | SW_AZPS | AZ | Pumped Storage | Energy Storage | 10 | -10 |  | 2022-06-01 | 2050-12-31 | 39.2001 | -37.733 | -5.9786 | 10 | 10 | 14698.5306 | 17151.2119 | 0.26318 | 0.16779 | 0.047775 | 0.72215 | 0.67437 | 8760 | 0 | 8760 | 0 | 0 | -0.003679 | 0.12468 | 0 | 50.0562 | -31.9278 | -4.7065 | -25.7979 | 1979.9681 | 70.4507 | 0.86322 | 0 | 0 | 0 | 0 | 0 | 0 | 0 | 0 | 0 | 13956.7961 | 43426.0504 | 30041.2321 | 1504.2734 | 3338.9372 | 0.94841 | 0.0016464 | 11.9962 | 5.1679 | 6.8283 | 621.9962 | 7.5122 | 4167.6814 | 307.8345 | 1757.2642 | 0 | 0 | 0 | 0.72901 | #N/A | #N/A
Desert Star 1 PV | AZPS | SW_AZPS | AZ | Hourly Resource | PV-Tracking | 10 | 0 |  | 2012-06-18 | 2050-12-31 | 17.4318 | -32.8548 | -4.8843 | 10 | 10 | 31516.72 | 0 | 0 | 0.35978 | 0 | 0.54939 | 0.54939 | 8760 | 0 | 8760 | 0 | 0 | 0 | 0 | 400 | 50.0188 | -31.9278 | -4.7439 | -25.7671 | 1979.7076 | 70.4403 | 0 | 0 | 0 | 0 | 0 | 0 | 0 | 0 | 0 | 0 | 0 | 15471.4179 | 0 | 0 | 10 | 0.94841 | 0.0016464 | 11.9962 | 5.1679 | 6.8283 | 0 | 34.4288 | 0 | 0 | 2.8219 | 0 | 0 | 0 | 0.54943 | #N/A | #N/A
Desert Stateline 1 PV-NT | CISC | CA_CISO | CA | Hourly Resource | PV-NonTracking | 296 | 0 |  | 2016-08-30 | 2050-12-31 | 17.1152 | -29.903 | -7.7101 | 296 | 296 | 610805.7035 | 0 | 0 | 0.23556 | 0 | 10.454 | 10.454 | 8760 | 0 | 8760 | 0 | 0 | 0 | 0 | 28078.0322 | 51.7472 | -25.932 | -9.0113 | -30.1122 | 1891.1265 | 66.6747 | 0 | 0 | 0 | 0 | 0 | 0 | 0 | 0 | 0 | 0 | 0 | 654.752 | 0 | 0 | 126.392 | 0.15866 | 0.00010078 | 4.7626 | 4.7626 | 4.7626 | 0 | 0.37113 | 0 | 0 | 0.16002 | 0 | 0 | 0 | 10.454 | #N/A | #N/A
Desert Sunlight 250 PV | CISC | CA_CISO | CA | Hourly Resource | PV-NonTracking | 250 | 0 |  | 2013-10-12 | 2050-12-31 | 24.484 | -19.3973 | -7.0421 | 250 | 250 | 539766.6258 | 0 | 0 | 0.24647 | 0 | 13.2157 | 13.2157 | 8760 | 0 | 8760 | 0 | 0 | 0 | 0 | 4591.6242 | 62.5516 | -15.0559 | -9.083 | -25.2878 | 1926.479 | 68.7168 | 0 | 0 | 0 | 0 | 0 | 0 | 0 | 0 | 0 | 0 | 0 | 227.5 | 0 | 0 | 350.75 | 0.15866 | 0.00010078 | 4.7626 | 4.7626 | 4.7626 | 0 | 0.12878 | 0 | 0 | 0.21537 | 0 | 0 | 0 | 13.2157 | #N/A | #N/A
Desert Sunlight 300 PV | CISC | CA_CISO | CA | Hourly Resource | PV-NonTracking | 300 | 0 |  | 2013-10-22 | 2050-12-31 | 24.5664 | -19.4356 | -6.8952 | 300 | 300 | 601194.9896 | 0 | 0 | 0.22877 | 0 | 14.7692 | 14.7692 | 8760 | 0 | 8760 | 0 | 0 | 0 | 0 | 4908.5114 | 62.6685 | -15.0434 | -8.9786 | -25.1567 | 1927.533 | 68.7701 | 0 | 0 | 0 | 0 | 0 | 0 | 0 | 0 | 0 | 0 | 0 | 5201.0272 | 0 | 0 | 743.4 | 0.15866 | 0.00010078 | 4.7626 | 4.7626 | 4.7626 | 0 | 2.0522 | 0 | 0 | 0.37258 | 0 | 0 | 0 | 14.7692 | #N/A | #N/A
Desert Sunlight BA 1 | CISC | CA_CISO | CA | Pumped Storage | Energy Storage | 230 | -230 |  | 2023-08-01 | 2050-12-31 | 44.9806 | -23.0673 | -9.0679 | 230 | 230 | 326200.1884 | 380517.8566 | 10.2907 | 0.1619 | 1.0601 | 11.2073 | 10.1472 | 8760 | 0 | 8760 | 0 | 0 | -0.081477 | 2.8231 | 0 | 63.041 | -15.0606 | -8.5889 | -25.1427 | 1931.1135 | 68.8845 | 1.0413 | 0 | 0 | 0 | 0 | 0 | 0 | 0 | 0 | 0 | 83218.7133 | 257921.655 | 289717.0357 | 0 | 385004.2319 | 0.15866 | 0.00010078 | 4.7626 | 4.7626 | 4.7626 | 11.8802 | 29.3187 | 4611.7881 | 0 | 80540.5574 | 0 | 0 | 0 | 11.2925 | #N/A | #N/A
Desert Sunlight BA 2 | CISC | CA_CISO | CA | Pumped Storage | Energy Storage | 1.95 | -230 |  | 2021-03-31 | 2050-12-31 | 47.6393 | -21.9938 | -9.1586 | 1.95 | 1.95 | 2942.3871 | 3434.1022 | 0.1028 | 0.17225 | 0 | 0.098181 | 0.098181 | 8760 | 0 | 8760 | 0 | 0 | 0 | 0.024941 | 0 | 63.1153 | -15.025 | -8.5503 | -25.1678 | 1930.1276 | 68.8466 | 1.0413 | 0 | 0 | 0 | 0 | 0 | 0 | 0 | 0 | 0 | 0 | 0 | 356.2888 | 0 | 88.5028 | 0.15866 | 0.00010078 | 4.7626 | 4.7626 | 4.7626 | 0 | 0 | 2141.6869 | 0 | 45.1835 | 0 | 0 | 0 | 0.10037 | #N/A | #N/A
Detroit HY 1 HY | BPAT | NW_BPAT | OR | Hydro | Hydro | 100 | 0 |  | 1953-11-01 | 2050-12-31 | 118.2026 | 20.0533 | 6.688 | 95.4346 | 99.7219 | 295471.1853 | 0 | 0 | 0.28344 | 0 | 34.9255 | 34.9255 | 0 | 0 | 280 | 8480 | 0 | 0 | 0 | 0 | 109.4353 | 16.7556 | 5.9891 | -37.0297 | 1802.6143 | 96.5465 | 0 | 0 | 0 | 0 | 0 | 0 | 0 | 0 | 0 | 0 | 10250.2968 | 114843.5279 | 3582.8407 | 9923.9221 | 165763.3747 | 0.13517 | 0.13517 | 0.67195 | 0.031824 | 0.68397 | 3.6737 | 103.3636 | 542.7964 | 423.8494 | 66457.4754 | 0 | 0 | 0 | 34.993 | #N/A | #N/A
DevilCanyon2 | CISC | CA_CISO | CA | Hydro | Hydro | 235 | 0 |  | 1972-01-01 | 2050-12-31 | 85.0948 | -9.6391 | -6.4691 | 152.3165 | 159.6921 | 775793.5541 | 0 | 0 | 0.41968 | 0 | 66.016 | 66.016 | 0 | 0 | 0 | 8760 | 0 | 0 | 0 | 10950.6927 | 68.3433 | -12.4287 | -5.9185 | -29.8045 | 1946.585 | 71.0913 | 0 | 0 | 0 | 0 | 0 | 0 | 0 | 0 | 0 | 0 | 1871.2763 | 9406.5047 | 26.1667 | 780.7383 | 202109.857 | 0.15866 | 0.00010078 | 4.7626 | 4.7626 | 4.7626 | 10421.2889 | 2.8784 | 0.036233 | 6279.787 | 1592553.0757 | 0 | 0 | 0 | 67.6253 | #N/A | #N/A
Dexter HY 1 HY | BPAT | NW_BPAT | OR | Hydro | Hydro | 15 | 0 |  | 1955-06-01 | 2050-12-31 | 102.9462 | 12.2859 | 5.9059 | 8.1542 | 8.1457 | 55652.8731 | 0 | 0 | 0.37371 | 0 | 5.7293 | 5.7293 | 0 | 0 | 308 | 8452 | 0 | 0 | 0 | 0 | 109.9009 | 16.2962 | 6.9141 | -37.6378 | 1821.8911 | 95.9036 | 0 | 0 | 0 | 0 | 0 | 0 | 0 | 0 | 0 | 0 | 3093.232 | 9556.2547 | 911.8339 | 537.6332 | 12011.9071 | 0.13517 | 0.13517 | 0.67195 | 0.031824 | 0.68397 | 55.9226 | 10.783 | 161.1765 | 35.259 | 5895.7293 | 0 | 0 | 0 | 5.7354 | #N/A | #N/A
DG-BTM-AESO | AESO | AB_AESO | AB | Hourly Resource | DG-BTM | 582.9 | 0 |  | 2023-04-15 | 2050-04-15 | 78.2046 | 19.2641 | 5.7837 | 582.9 | 582.9 | 772181.651 | 0 | 0 | 0.15122 | 0 | 60.3882 | 60.3882 | 8760 | 0 | 8760 | 0 | 0 | 0 | 0 | 0 | 99.3801 | 11.3283 | 1.3611 | -25.5627 | 783.0575 | 71.121 | 0 | 0 | 0 | 0 | 0 | 0 | 0 | 0 | 0 | 0 | 0 | 0 | 0 | 0 | 0 | 1.8659 | 0.0078726 | 35.0857 | 35.06 | 35.06 | 0 | 0 | 0 | 0 | 0 | 0 | 0 | 0 | 60.3882 | #N/A | #N/A
DG-BTM-AVA | AVA | NW_AVA | ID | Hourly Resource | DG-BTM | 55.8 | 0 |  | 2023-04-15 | 2050-04-15 | 92.2545 | 30.8821 | 4.7599 | 55.8 | 55.8 | 74622.9572 | 0 | 0 | 0.15266 | 0 | 6.8843 | 6.8843 | 8760 | 0 | 8760 | 0 | 0 | 0 | 0 | 0 | 110.4726 | 19.9131 | 3.869 | -33.7245 | 1967.3057 | 104.8634 | 0 | 0 | 0 | 0 | 0 | 0 | 0 | 0 | 0 | 0 | 0 | 0 | 0 | 0 | 0 | 0.0011683 | 0.0011677 | 1.4929 | 0.031824 | 2.0045 | 0 | 0 | 0 | 0 | 0 | 0 | 0 | 0 | 6.8843 | #N/A | #N/A
DG-BTM-AZPS | AZPS | SW_AZPS | AZ | Hourly Resource | DG-BTM | 3764.3999 | 0 |  | 2023-04-15 | 2050-04-15 | 14.5744 | -32.3973 | -5.8355 | 3764.3999 | 3764.3999 | 7146826.1656 | 0 | 0 | 0.21673 | 0 | 104.161 | 104.161 | 8760 | 0 | 8760 | 0 | 0 | 0 | 0 | 0 | 47.7318 | -31.8845 | -7.0741 | -25.4803 | 1951.261 | 68.7064 | 0 | 0 | 0 | 0 | 0 | 0 | 0 | 0 | 0 | 0 | 0 | 0 | 0 | 0 | 0 | 0.94841 | 0.0016464 | 11.9962 | 5.1679 | 6.8283 | 0 | 0 | 0 | 0 | 0 | 0 | 0 | 0 | 104.161 | #N/A | #N/A
DG-BTM-BANC | BANC | CA_BANC | CA | Hourly Resource | DG-BTM | 1359.702 | 0 |  | 2023-04-15 | 2050-04-15 | 75.001 | 16.5607 | 1.9891 | 1359.702 | 1359.702 | 2386264.8206 | 0 | 0 | 0.20034 | 0 | 178.9723 | 178.9723 | 8760 | 0 | 8760 | 0 | 0 | 0 | 0 | 0 | 107.1499 | 15.4039 | 5.0554 | -11.9839 | 1877.7987 | 66.128 | 0 | 0 | 0 | 0 | 0 | 0 | 0 | 0 | 0 | 0 | 0 | 0 | 0 | 0 | 0 | 0.3521 | 0.050745 | 0.86998 | 0.031824 | 0.83815 | 0 | 0 | 0 | 0 | 0 | 0 | 0 | 0 | 178.9723 | #N/A | #N/A
DG-BTM-BPAT | BPAT | NW_BPAT | ID | Hourly Resource | DG-BTM | 127.943 | 0 |  | 2023-04-15 | 2050-04-15 | 94.5088 | 28.7096 | 6.8459 | 127.943 | 127.943 | 165023.0583 | 0 | 0 | 0.14724 | 0 | 15.5961 | 15.5961 | 8760 | 0 | 8760 | 0 | 0 | 0 | 0 | 0 | 111.6764 | 18.0375 | 6.9484 | -36.0662 | 1784.5175 | 99.8149 | 0 | 0 | 0 | 0 | 0 | 0 | 0 | 0 | 0 | 0 | 0 | 0 | 0 | 0 | 0 | 0.13517 | 0.13517 | 0.67195 | 0.031824 | 0.68397 | 0 | 0 | 0 | 0 | 0 | 0 | 0 | 0 | 15.5961 | #N/A | #N/A
DG-BTM-CHPD | CHPD | NW_CHPD | WA | Hourly Resource | DG-BTM | 0.348 | 0 |  | 2023-04-15 | 2050-04-15 | 96.2436 | 29.1363 | 8.1117 | 0.348 | 0.348 | 420.907 | 0 | 0 | 0.13807 | 0 | 0.040511 | 0.040511 | 8760 | 0 | 8760 | 0 | 0 | 0 | 0 | 0 | 112.98 | 18.048 | 8.2415 | -47.0989 | 1773.5887 | 101.5687 | 0 | 0 | 0 | 0 | 0 | 0 | 0 | 0 | 0 | 0 | 0 | 0 | 0 | 0 | 0 | 17.5539 | 18.0725 | 19.1618 | 0.031824 | 19.1253 | 0 | 0 | 0 | 0 | 0 | 0 | 0 | 0 | 0.040511 | #N/A | #N/A
DG-BTM-CIPB | CIPB | CA_CISO | CA | Hourly Resource | DG-BTM | 6850.7998 | 0 |  | 2023-04-15 | 2050-04-15 | 64.9228 | 5.3275 | 1.5744 | 6850.7998 | 6850.7998 | 11906833.9233 | 0 | 0 | 0.1984 | 0 | 773.0245 | 773.0245 | 8760 | 0 | 8760 | 0 | 0 | 0 | 0 | 0 | 100.4939 | 8.5518 | 5.2518 | -26.3332 | 1920.9332 | 69.0651 | 0 | 0 | 0 | 0 | 0 | 0 | 0 | 0 | 0 | 0 | 0 | 0 | 0 | 0 | 0 | 0.15866 | 0.00010078 | 4.7626 | 4.7626 | 4.7626 | 0 | 0 | 0 | 0 | 0 | 0 | 0 | 0 | 773.0245 | #N/A | #N/A
DG-BTM-CIPV | CIPV | CA_CISO | CA | Hourly Resource | DG-BTM | 13902.2002 | 0 |  | 2023-04-15 | 2050-04-15 | 50.6384 | -5.7368 | -0.23076 | 13902.2002 | 13902.2002 | 24388101.5174 | 0 | 0 | 0.20026 | 0 | 1234.9753 | 1234.9753 | 8760 | 0 | 8760 | 0 | 0 | 0 | 0 | 0 | 95.6148 | 5.4597 | 3.4647 | -26.1975 | 2071.1902 | 78.4583 | 0 | 0 | 0 | 0 | 0 | 0 | 0 | 0 | 0 | 0 | 0 | 0 | 0 | 0 | 0 | 0.15866 | 0.00010078 | 4.7626 | 4.7626 | 4.7626 | 0 | 0 | 0 | 0 | 0 | 0 | 0 | 0 | 1234.975 | #N/A | #N/A
DG-BTM-CISC | CISC | CA_CISO | CA | Hourly Resource | DG-BTM | 12708.2998 | 0 |  | 2023-04-15 | 2050-04-15 | 32.5664 | -19.7633 | -4.5366 | 12708.2998 | 12708.2998 | 23610394.3767 | 0 | 0 | 0.21209 | 0 | 768.9049 | 768.9049 | 8760 | 0 | 8760 | 0 | 0 | 0 | 0 | 0 | 71.5087 | -11.0724 | -4.1094 | -25.3595 | 1994.5469 | 72.5003 | 0 | 0 | 0 | 0 | 0 | 0 | 0 | 0 | 0 | 0 | 0 | 0 | 0 | 0 | 0 | 0.15866 | 0.00010078 | 4.7626 | 4.7626 | 4.7626 | 0 | 0 | 0 | 0 | 0 | 0 | 0 | 0 | 768.9048 | #N/A | #N/A
DG-BTM-CISD | CISD | CA_CISO | CA | Hourly Resource | DG-BTM | 4266.2002 | 0 |  | 2023-04-15 | 2050-04-15 | 29.9485 | -22.0777 | -5.0091 | 4266.2002 | 4266.2002 | 7793912.6121 | 0 | 0 | 0.20855 | 0 | 233.4157 | 233.4157 | 8760 | 0 | 8760 | 0 | 0 | 0 | 0 | 0 | 67.8596 | -13.4013 | -5.4296 | -25.8605 | 1955.9613 | 70.4632 | 0 | 0 | 0 | 0 | 0 | 0 | 0 | 0 | 0 | 0 | 0 | 0 | 0 | 0 | 0 | 0.15866 | 0.00010078 | 4.7626 | 4.7626 | 4.7626 | 0 | 0 | 0 | 0 | 0 | 0 | 0 | 0 | 233.4157 | #N/A | #N/A
DG-BTM-DOPD | DOPD | NW_DOPD | WA | Hourly Resource | DG-BTM | 0.938 | 0 |  | 2023-04-15 | 2050-04-15 | 92.1648 | 29.602 | 6.9499 | 0.938 | 0.938 | 1291.324 | 0 | 0 | 0.15716 | 0 | 0.11902 | 0.11902 | 8760 | 0 | 8760 | 0 | 0 | 0 | 0 | 0 | 112.356 | 18.5152 | 7.1503 | -34.7954 | 1764.3177 | 101.2112 | 0 | 0 | 0 | 0 | 0 | 0 | 0 | 0 | 0 | 0 | 0 | 0 | 0 | 0 | 0 | 178.6976 | 179.9973 | 104.4816 | 0.031824 | 106.3986 | 0 | 0 | 0 | 0 | 0 | 0 | 0 | 0 | 0.11902 | #N/A | #N/A
DG-BTM-EPE | EPE | SW_EPE | NM | Hourly Resource | DG-BTM | 159.429 | 0 |  | 2023-04-15 | 2050-04-15 | 19.0989 | -30.8912 | -1.6923 | 159.429 | 159.429 | 309607.4534 | 0 | 0 | 0.22169 | 0 | 5.9132 | 5.9132 | 8760 | 0 | 8760 | 0 | 0 | 0 | 0 | 0 | 50.3426 | -34.036 | -2.312 | -28.0848 | 1997.5049 | 72.5505 | 0 | 0 | 0 | 0 | 0 | 0 | 0 | 0 | 0 | 0 | 0 | 0 | 0 | 0 | 0 | 25.7912 | 14.221 | 42.7558 | 5.1679 | 37.1905 | 0 | 0 | 0 | 0 | 0 | 0 | 0 | 0 | 5.9132 | #N/A | #N/A
DG-BTM-GCPD | GCPD | NW_GCPD | WA | Hourly Resource | DG-BTM | 1.062 | 0 |  | 2023-04-15 | 2050-04-15 | 90.2761 | 28.6295 | 6.8574 | 1.062 | 1.062 | 1595.8228 | 0 | 0 | 0.17154 | 0 | 0.14407 | 0.14407 | 8760 | 0 | 8760 | 0 | 0 | 0 | 0 | 0 | 112.2339 | 18.2059 | 7.3375 | -35.2062 | 1791.8846 | 101.1754 | 0 | 0 | 0 | 0 | 0 | 0 | 0 | 0 | 0 | 0 | 0 | 0 | 0 | 0 | 0 | 145.6727 | 146.0257 | 0.29651 | 0.031824 | 0.7917 | 0 | 0 | 0 | 0 | 0 | 0 | 0 | 0 | 0.14407 | #N/A | #N/A
DG-BTM-IID | IID | CA_IID | AZ | Hourly Resource | DG-BTM | 109.4 | 0 |  | 2023-04-15 | 2050-04-15 | 25.8124 | -22.5229 | -6.6066 | 109.4 | 109.4 | 210169.4387 | 0 | 0 | 0.2193 | 0 | 5.425 | 5.425 | 8760 | 0 | 8760 | 0 | 0 | 0 | 0 | 0 | 64.0033 | -14.7965 | -7.8907 | -27.1171 | 1924.8153 | 69.1737 | 0 | 0 | 0 | 0 | 0 | 0 | 0 | 0 | 0 | 0 | 0 | 0 | 0 | 0 | 0 | 0.30887 | 0.0049745 | 15.5549 | 5.1679 | 10.3853 | 0 | 0 | 0 | 0 | 0 | 0 | 0 | 0 | 5.425 | #N/A | #N/A
DG-BTM-IPFE | IPFE | BS_IPCO | ID | Hourly Resource | DG-BTM | 11.1 | 0 |  | 2023-04-15 | 2050-04-15 | 80.4628 | 22.7045 | 3.6679 | 11.1 | 11.1 | 18010.905 | 0 | 0 | 0.18523 | 0 | 1.4492 | 1.4492 | 8760 | 0 | 8760 | 0 | 0 | 0 | 0 | 0 | 117.4213 | 26.3905 | 4.3402 | -27.6891 | 2108.395 | 141.8851 | 0 | 0 | 0 | 0 | 0 | 0 | 0 | 0 | 0 | 0 | 0 | 0 | 0 | 0 | 0 | 0.015242 | 0.010783 | 14.1881 | 0.031824 | 14.1563 | 0 | 0 | 0 | 0 | 0 | 0 | 0 | 0 | 1.4492 | #N/A | #N/A
DG-BTM-IPMV | IPMV | BS_IPCO | ID | Hourly Resource | DG-BTM | 26.2 | 0 |  | 2023-04-15 | 2050-04-15 | 94.4681 | 35.2023 | 4.6859 | 26.2 | 26.2 | 45382.7768 | 0 | 0 | 0.19774 | 0 | 4.2872 | 4.2872 | 8760 | 0 | 8760 | 0 | 0 | 0 | 0 | 0 | 122.2381 | 29.9424 | 5.6052 | -29.0063 | 2001.5105 | 141.0543 | 0 | 0 | 0 | 0 | 0 | 0 | 0 | 0 | 0 | 0 | 0 | 0 | 0 | 0 | 0 | 0.015242 | 0.010783 | 14.1881 | 0.031824 | 14.1563 | 0 | 0 | 0 | 0 | 0 | 0 | 0 | 0 | 4.2872 | #N/A | #N/A
DG-BTM-IPTV | IPTV | BS_IPCO | ID | Hourly Resource | DG-BTM | 69 | 0 |  | 2023-04-15 | 2050-04-15 | 91.8854 | 30.5514 | 5.3085 | 69 | 69 | 113821.917 | 0 | 0 | 0.18831 | 0 | 10.4586 | 10.4586 | 8760 | 0 | 8760 | 0 | 0 | 0 | 0 | 0 | 116.9716 | 24.3564 | 5.9246 | -31.0734 | 1942.4464 | 127.1873 | 0 | 0 | 0 | 0 | 0 | 0 | 0 | 0 | 0 | 0 | 0 | 0 | 0 | 0 | 0 | 0.015242 | 0.010783 | 14.1881 | 0.031824 | 14.1563 | 0 | 0 | 0 | 0 | 0 | 0 | 0 | 0 | 10.4586 | #N/A | #N/A
DG-BTM-LDWP | LDWP | CA_LDWP | CA | Hourly Resource | DG-BTM | 850 | 0 |  | 2023-04-15 | 2050-04-15 | 59.484 | 4.95 | -3.2994 | 850 | 850 | 1549533.848 | 0 | 0 | 0.2081 | 0 | 92.1725 | 92.1725 | 8760 | 0 | 8760 | 0 | 0 | 0 | 0 | 0 | 87.8301 | 3.7712 | -2.6316 | -11.6663 | 2006.0068 | 69.1464 | 0 | 0 | 0 | 0 | 0 | 0 | 0 | 0 | 0 | 0 | 0 | 0 | 0 | 0 | 0 | 0.51018 | 0.0002031 | 10.9758 | 5.1679 | 5.9579 | 0 | 0 | 0 | 0 | 0 | 0 | 0 | 0 | 92.1725 | #N/A | #N/A
DG-BTM-NEVP | NEVP | SW_NVE | NV | Hourly Resource | DG-BTM | 1667.4 | 0 |  | 2023-04-15 | 2050-04-15 | 20.1271 | -28.52 | -5.4475 | 1667.4 | 1667.4 | 3258946.6865 | 0 | 0 | 0.22312 | 0 | 65.5931 | 65.5931 | 8760 | 0 | 8760 | 0 | 0 | 0 | 0 | 0 | 52.0888 | -28.3034 | -6.2984 | -24.0774 | 1952.0054 | 67.6983 | 0 | 0 | 0 | 0 | 0 | 0 | 0 | 0 | 0 | 0 | 0 | 0 | 0 | 0 | 0 | 0.19614 | 0.00021973 | 4.6327 | 0.031824 | 4.6009 | 0 | 0 | 0 | 0 | 0 | 0 | 0 | 0 | 65.5931 | #N/A | #N/A
DG-BTM-NWMT | NWMT | NW_NWMT | MT | Hourly Resource | DG-BTM | 172.5 | 0 |  | 2023-04-15 | 2050-04-15 | 95.3766 | 36.1122 | 3.8727 | 172.5 | 172.5 | 243515.6625 | 0 | 0 | 0.16115 | 0 | 23.2257 | 23.2257 | 8760 | 0 | 8760 | 0 | 0 | 0 | 0 | 0 | 110.3107 | 21.688 | 1.9322 | -90.396 | 1678.5919 | 114.5427 | 0 | 0 | 0 | 0 | 0 | 0 | 0 | 0 | 0 | 0 | 0 | 0 | 0 | 0 | 0 | 9.0549 | 8.0429 | 75.1759 | 0.031824 | 75.1075 | 0 | 0 | 0 | 0 | 0 | 0 | 0 | 0 | 23.2257 | #N/A | #N/A
DG-BTM-PACW | PACW | NW_PACW | OR | Hourly Resource | DG-BTM | 945.3 | 0 |  | 2023-04-15 | 2050-04-15 | 90.9482 | 26.0911 | 6.526 | 945.3 | 945.3 | 1365732.555 | 0 | 0 | 0.16493 | 0 | 124.211 | 124.211 | 8760 | 0 | 8760 | 0 | 0 | 0 | 0 | 0 | 110.2776 | 16.2878 | 7.2992 | -37.7125 | 1844.2579 | 96.1752 | 0 | 0 | 0 | 0 | 0 | 0 | 0 | 0 | 0 | 0 | 0 | 0 | 0 | 0 | 0 | 27.0174 | 18.7409 | 65.6973 | 0.031824 | 65.2925 | 0 | 0 | 0 | 0 | 0 | 0 | 0 | 0 | 124.211 | #N/A | #N/A
DG-BTM-PAID | PAID | BS_PACE | ID | Hourly Resource | DG-BTM | 96 | 0 |  | 2023-04-15 | 2050-04-15 | 79.4662 | 20.8966 | 4.0537 | 96 | 96 | 151910.2078 | 0 | 0 | 0.18064 | 0 | 12.0717 | 12.0717 | 8760 | 0 | 8760 | 0 | 0 | 0 | 0 | 0 | 118.6927 | 27.3105 | 4.6916 | -118.4742 | 2364.4067 | 147.2232 | 0 | 0 | 0 | 0 | 0 | 0 | 0 | 0 | 0 | 0 | 0 | 0 | 0 | 0 | 0 | 7.007 | 5.9428 | 85.5427 | 0.031824 | 85.5024 | 0 | 0 | 0 | 0 | 0 | 0 | 0 | 0 | 12.0717 | #N/A | #N/A
DG-BTM-PAUT | PAUT | BS_PACE | UT | Hourly Resource | DG-BTM | 1933.8 | 0 |  | 2023-04-15 | 2050-04-15 | 70.5749 | 16.7274 | 0.22372 | 1933.8 | 1933.8 | 3230911.8976 | 0 | 0 | 0.19073 | 0 | 228.0214 | 228.0214 | 8760 | 0 | 8760 | 0 | 0 | 0 | 0 | 0 | 114.2222 | 26.6905 | 0.8411 | -25.5691 | 2205.7539 | 147.3029 | 0 | 0 | 0 | 0 | 0 | 0 | 0 | 0 | 0 | 0 | 0 | 0 | 0 | 0 | 0 | 7.007 | 5.9428 | 85.5427 | 0.031824 | 85.5024 | 0 | 0 | 0 | 0 | 0 | 0 | 0 | 0 | 228.0214 | #N/A | #N/A
DG-BTM-PAWY | PAWY | BS_PACE | WY | Hourly Resource | DG-BTM | 49.7 | 0 |  | 2023-04-15 | 2050-04-15 | 73.6074 | 18.4808 | 1.0182 | 49.7 | 49.7 | 81374.4579 | 0 | 0 | 0.18691 | 0 | 5.9898 | 5.9898 | 8760 | 0 | 8760 | 0 | 0 | 0 | 0 | 0 | 113.8194 | 27.1822 | -0.053324 | -25.3946 | 2075.437 | 145.1565 | 0 | 0 | 0 | 0 | 0 | 0 | 0 | 0 | 0 | 0 | 0 | 0 | 0 | 0 | 0 | 7.007 | 5.9428 | 85.5427 | 0.031824 | 85.5024 | 0 | 0 | 0 | 0 | 0 | 0 | 0 | 0 | 5.9898 | #N/A | #N/A
DG-BTM-PGE | PGE | NW_PGE | OR | Hourly Resource | DG-BTM | 145.382 | 0 |  | 2023-04-15 | 2050-04-15 | 96.2524 | 27.6214 | 7.869 | 145.382 | 145.382 | 182057.8127 | 0 | 0 | 0.14295 | 0 | 17.5235 | 17.5235 | 8760 | 0 | 8760 | 0 | 0 | 0 | 0 | 0 | 112.1044 | 17.2263 | 8.1876 | -37.089 | 1829.8079 | 99.1894 | 0 | 0 | 0 | 0 | 0 | 0 | 0 | 0 | 0 | 0 | 0 | 0 | 0 | 0 | 0 | 0.37688 | 0.20869 | 12.0258 | 0.031824 | 12.3093 | 0 | 0 | 0 | 0 | 0 | 0 | 0 | 0 | 17.5235 | #N/A | #N/A
DG-BTM-PNM | PNM | SW_PNM | NM | Hourly Resource | DG-BTM | 527.1 | 0 |  | 2023-04-15 | 2050-04-15 | 16.4417 | -31.9722 | -2.9111 | 527.1 | 527.1 | 1006977.5922 | 0 | 0 | 0.21808 | 0 | 16.5564 | 16.5564 | 8760 | 0 | 8760 | 0 | 0 | 0 | 0 | 0 | 51.2632 | -33.0783 | -2.3489 | -25.9163 | 1961.27 | 74.9385 | 0 | 0 | 0 | 0 | 0 | 0 | 0 | 0 | 0 | 0 | 0 | 0 | 0 | 0 | 0 | 0.89269 | 0.0029891 | 22.2939 | 5.1679 | 17.1082 | 0 | 0 | 0 | 0 | 0 | 0 | 0 | 0 | 16.5564 | #N/A | #N/A
DG-BTM-PSCO | PSCO | RM_PSCO | CO | Hourly Resource | DG-BTM | 2767.8999 | 0 |  | 2023-04-15 | 2050-04-15 | 79.0873 | 24.2184 | 2.1756 | 2767.8999 | 2767.8999 | 4653905.3697 | 0 | 0 | 0.19194 | 0 | 368.0646 | 368.0646 | 8760 | 0 | 8760 | 0 | 0 | 0 | 0 | 0 | 142.5723 | 50.8974 | 4.9922 | -25.5518 | 2547.9546 | 216.4815 | 0 | 0 | 0 | 0 | 0 | 0 | 0 | 0 | 0 | 0 | 0 | 0 | 0 | 0 | 0 | 0.42135 | 0.055066 | 119.3454 | 43.2396 | 76.1058 | 0 | 0 | 0 | 0 | 0 | 0 | 0 | 0 | 368.0646 | #N/A | #N/A
DG-BTM-PSEI | PSEI | NW_PSEI | WA | Hourly Resource | DG-BTM | 498.4 | 0 |  | 2023-04-15 | 2050-04-15 | 96.3746 | 28.4315 | 7.8392 | 498.4 | 498.4 | 581788.2929 | 0 | 0 | 0.13325 | 0 | 56.0696 | 56.0696 | 8760 | 0 | 8760 | 0 | 0 | 0 | 0 | 0 | 112.316 | 17.7173 | 7.9081 | -35.7074 | 1665.4932 | 98.8017 | 0 | 0 | 0 | 0 | 0 | 0 | 0 | 0 | 0 | 0 | 0 | 0 | 0 | 0 | 0 | 10.1999 | 8.7761 | 20.3774 | 0.031824 | 42.9118 | 0 | 0 | 0 | 0 | 0 | 0 | 0 | 0 | 56.0696 | #N/A | #N/A
DG-BTM-SCL | SCL | NW_SCL | WA | Hourly Resource | DG-BTM | 42.64 | 0 |  | 2023-04-15 | 2050-04-15 | 97.1121 | 28.5615 | 8.1789 | 42.64 | 42.64 | 49431.3575 | 0 | 0 | 0.13234 | 0 | 4.8004 | 4.8004 | 8760 | 0 | 8760 | 0 | 0 | 0 | 0 | 0 | 112.8079 | 17.7409 | 8.3765 | -35.6679 | 1676.0201 | 99.3553 | 0 | 0 | 0 | 0 | 0 | 0 | 0 | 0 | 0 | 0 | 0 | 0 | 0 | 0 | 0 | 0.13389 | 0.13389 | 0.49797 | 0.031824 | 0.45874 | 0 | 0 | 0 | 0 | 0 | 0 | 0 | 0 | 4.8004 | #N/A | #N/A
DG-BTM-SPPC | SPPC | SW_NVE | NV | Hourly Resource | DG-BTM | 149.2 | 0 |  | 2023-04-15 | 2050-04-15 | -8.1728 | -63.0439 | -1.6602 | 149.2 | 149.2 | 266855.8318 | 0 | 0 | 0.20418 | 0 | -2.181 | -2.181 | 8760 | 0 | 8760 | 0 | 0 | 0 | 0 | 0 | 31.7117 | -52.1647 | -2.8141 | -28.8263 | 1795.782 | 66.2691 | 0 | 0 | 0 | 0 | 0 | 0 | 0 | 0 | 0 | 0 | 0 | 0 | 0 | 0 | 0 | 0.19614 | 0.00021973 | 4.6327 | 0.031824 | 4.6009 | 0 | 0 | 0 | 0 | 0 | 0 | 0 | 0 | -2.181 | #N/A | #N/A
DG-BTM-SRP | SRP | SW_SRP | AZ | Hourly Resource | DG-BTM | 426.111 | 0 |  | 2023-04-15 | 2050-04-15 | 16.1474 | -30.8254 | -5.8123 | 426.111 | 426.111 | 807009.9046 | 0 | 0 | 0.2162 | 0 | 13.0311 | 13.0311 | 8760 | 0 | 8760 | 0 | 0 | 0 | 0 | 0 | 46.8742 | -32.3878 | -7.4286 | -25.1398 | 1939.0824 | 68.2593 | 0 | 0 | 0 | 0 | 0 | 0 | 0 | 0 | 0 | 0 | 0 | 0 | 0 | 0 | 0 | 1.0352 | 0.11547 | 12.6186 | 5.1679 | 7.4506 | 0 | 0 | 0 | 0 | 0 | 0 | 0 | 0 | 13.0311 | #N/A | #N/A
DG-BTM-TEPC | TEPC | SW_TEPC | AZ | Hourly Resource | DG-BTM | 478.782 | 0 |  | 2023-04-15 | 2050-04-15 | 17.0499 | -30.6391 | -4.3056 | 478.782 | 478.782 | 929933.5162 | 0 | 0 | 0.22172 | 0 | 15.8553 | 15.8553 | 8760 | 0 | 8760 | 0 | 0 | 0 | 0 | 0 | 48.4887 | -32.8641 | -5.3377 | -25.1114 | 1973.807 | 68.6977 | 0 | 0 | 0 | 0 | 0 | 0 | 0 | 0 | 0 | 0 | 0 | 0 | 0 | 0 | 0 | 1.0826 | 0.065843 | 12.0843 | 5.1679 | 6.9163 | 0 | 0 | 0 | 0 | 0 | 0 | 0 | 0 | 15.8553 | #N/A | #N/A
DG-BTM-TIDC | TIDC | CA_TIDC | CA | Hourly Resource | DG-BTM | 112.6 | 0 |  | 2023-04-15 | 2050-04-15 | 73.0791 | 15.7093 | 1.3143 | 112.6 | 112.6 | 200335.4398 | 0 | 0 | 0.2031 | 0 | 14.6403 | 14.6403 | 8760 | 0 | 8760 | 0 | 0 | 0 | 0 | 0 | 106.4739 | 15.1577 | 4.6256 | -12.1208 | 1906.1772 | 66.8225 | 0 | 0 | 0 | 0 | 0 | 0 | 0 | 0 | 0 | 0 | 0 | 0 | 0 | 0 | 0 | 68.9916 | 47.7983 | 72.6541 | 0.031824 | 64.5133 | 0 | 0 | 0 | 0 | 0 | 0 | 0 | 0 | 14.6403 | #N/A | #N/A
DG-BTM-TPWR | TPWR | NW_TPWR | WA | Hourly Resource | DG-BTM | 13.29 | 0 |  | 2023-04-15 | 2050-04-15 | 95.23 | 28.0003 | 7.44 | 13.29 | 13.29 | 15799.2849 | 0 | 0 | 0.13571 | 0 | 1.5046 | 1.5046 | 8760 | 0 | 8760 | 0 | 0 | 0 | 0 | 0 | 111.9586 | 17.7781 | 7.4899 | -35.6289 | 1692.6641 | 99.0356 | 0 | 0 | 0 | 0 | 0 | 0 | 0 | 0 | 0 | 0 | 0 | 0 | 0 | 0 | 0 | 51.6751 | 51.6751 | 5.6421 | 0 | 5.6421 | 0 | 0 | 0 | 0 | 0 | 0 | 0 | 0 | 1.5046 | #N/A | #N/A
DG-BTM-VEA | VEA | CA_CISO | NV | Hourly Resource | DG-BTM | 12.982 | 0 |  | 2023-04-15 | 2050-04-15 | -89.1505 | -132.9992 | -10.6673 | 12.982 | 12.982 | 25399.9977 | 0 | 0 | 0.22335 | 0 | -2.2644 | -2.2644 | 8760 | 0 | 8760 | 0 | 0 | 0 | 0 | 0 | -76.3598 | -147.629 | -15.4213 | -203.8863 | 1483.7374 | 57.8939 | 0 | 0 | 0 | 0 | 0 | 0 | 0 | 0 | 0 | 0 | 0 | 0 | 0 | 0 | 0 | 0.15866 | 0.00010078 | 4.7626 | 4.7626 | 4.7626 | 0 | 0 | 0 | 0 | 0 | 0 | 0 | 0 | -2.2644 | #N/A | #N/A
DG-BTM-WACM | WACM | RM_WACM | CO | Hourly Resource | DG-BTM | 164.3 | 0 |  | 2023-04-15 | 2050-04-15 | 73.109 | 19.7532 | 1.1723 | 164.3 | 164.3 | 276962.4863 | 0 | 0 | 0.19243 | 0 | 20.2484 | 20.2484 | 8760 | 0 | 8760 | 0 | 0 | 0 | 0 | 0 | 129.6023 | 40.5328 | 2.537 | -24.9504 | 2312.5801 | 181.5132 | 0 | 0 | 0 | 0 | 0 | 0 | 0 | 0 | 0 | 0 | 0 | 0 | 0 | 0 | 0 | 0.075305 | 0.00032051 | 86.4793 | 43.2396 | 43.2397 | 0 | 0 | 0 | 0 | 0 | 0 | 0 | 0 | 20.2484 | #N/A | #N/A
DG-BTM-WALC | WALC | SW_WALC | AZ | Hourly Resource | DG-BTM | 78.427 | 0 |  | 2023-04-15 | 2050-04-15 | 11.8183 | -34.2134 | -6.3096 | 78.427 | 78.427 | 151471.7155 | 0 | 0 | 0.22048 | 0 | 1.7901 | 1.7901 | 8760 | 0 | 8760 | 0 | 0 | 0 | 0 | 0 | 44.1795 | -34.3991 | -8.1119 | -25.9489 | 1906.8507 | 66.5244 | 0 | 0 | 0 | 0 | 0 | 0 | 0 | 0 | 0 | 0 | 0 | 0 | 0 | 0 | 0 | 5.7983 | 0.0036528 | 11.544 | 5.1679 | 6.7594 | 0 | 0 | 0 | 0 | 0 | 0 | 0 | 0 | 1.7901 | #N/A | #N/A
DG-BTM-WAUW | WAUW | NW_WAUW | MT | Hourly Resource | DG-BTM | 2.685 | 0 |  | 2023-04-15 | 2050-04-15 | 88.22 | 35.1041 | -0.61439 | 2.685 | 2.685 | 3805.1041 | 0 | 0 | 0.16178 | 0 | 0.33569 | 0.33569 | 8760 | 0 | 8760 | 0 | 0 | 0 | 0 | 0 | 104.0691 | 23.0225 | -5.644 | -31.3719 | 1603.3699 | 107.2154 | 0 | 0 | 0 | 0 | 0 | 0 | 0 | 0 | 0 | 0 | 0 | 0 | 0 | 0 | 0 | 19.0631 | 19.0631 | 88.6906 | 0.031824 | 88.6476 | 0 | 0 | 0 | 0 | 0 | 0 | 0 | 0 | 0.33569 | #N/A | #N/A
Diablo 1 HY | SCL | NW_SCL | WA | Hydro | Hydro | 182.4 | 0 |  | 1937-04-01 | 2050-12-31 | 117.9468 | 21.7332 | 5.724 | 88.6309 | 87.9735 | 626020.0012 | 0 | 0 | 0.53331 | 0 | 73.837 | 73.837 | 0 | 0 | 1049 | 7711 | 0 | 0 | 0 | 0 | 108.9803 | 17.5908 | 4.699 | -35.0884 | 1565.5109 | 95.87 | 0 | 0 | 0 | 0 | 0 | 0 | 0 | 0 | 0 | 0 | 17676.0956 | 255216.3081 | 21187.7742 | 65017.9949 | 39211.3732 | 0.13389 | 0.13389 | 0.49797 | 0.031824 | 0.45874 | 997.7923 | 30378.0384 | 320.145 | 1448.3777 | 3604.3653 | 0 | 0 | 0 | 73.8738 | #N/A | #N/A
Diablo Winds 1 WT | CIPV | CA_CISO | CA | Hourly Resource | WT-Onshore | 18 | 0 |  | 2005-05-01 | 2050-12-31 | 97.3702 | 4.3233 | 1.6237 | 18 | 18 | 55438.452 | 0 | 0 | 0.35159 | 0 | 5.3981 | 5.3981 | 8760 | 0 | 8760 | 0 | 0 | 0 | 0 | 236.934 | 96.7675 | 7.6289 | 2.448 | -25.8511 | 1886.6475 | 68.3201 | 0 | 0 | 0 | 0 | 0 | 0 | 0 | 0 | 0 | 0 | 0 | 2228.364 | 0 | 0 | -1.9994e-06 | 0.15866 | 0.00010078 | 4.7626 | 4.7626 | 4.7626 | 0 | 0.83852 | 0 | 0 | -0.00087747 | 0 | 0 | 0 | 5.3981 | #N/A | #N/A
DIAMOND VALLEY LAKE PUMP-GEN PLANT | CISC | CA_CISO | CA | Pumped Storage | PumpedStorage | 15.6 | 0 |  | 2001-01-01 | 2050-12-31 | 51.9712 | -20.8967 | -6.3096 | 15.6 | 15.6 | 23293.4524 | 27183.8247 | 0.92005 | 0.17045 | 0 | 0.78328 | 0.78328 | 8760 | 0 | 8760 | 0 | 0 | 0 | 0.20112 | 0 | 68.1658 | -13.0453 | -5.4794 | -27.0411 | 1975.2806 | 71.4714 | 1.1124 | 0 | 0 | 0 | 0 | 0 | 0 | 0 | 0 | 0 | 6030.3017 | 6526.1295 | 11441.6547 | 0 | 15212.7347 | 0.15866 | 0.00010078 | 4.7626 | 4.7626 | 4.7626 | 0.79449 | 0.81385 | 4080.446 | 0 | 1308.9134 | 0 | 0 | 0 | 0.78867 | #N/A | #N/A
Diamond Valley Solar 1 PV-NT | CISC | CA_CISO | CA | Hourly Resource | PV-NonTracking | 1.3 | 0 |  | 2022-12-15 | 2050-12-31 | 34.8131 | -20.8538 | -5.3395 | 1.3 | 1.3 | 3271.9868 | 0 | 0 | 0.28732 | 0 | 0.11391 | 0.11391 | 8760 | 0 | 8760 | 0 | 0 | 0 | 0 | 333.3473 | 68.0981 | -13.0933 | -5.4991 | -27.0597 | 1972.6215 | 71.276 | 0 | 0 | 0 | 0 | 0 | 0 | 0 | 0 | 0 | 0 | 0 | 0 | 0 | 0 | 0.1781 | 0.15866 | 0.00010078 | 4.7626 | 4.7626 | 4.7626 | 0 | 0 | 0 | 0 | 0.00016568 | 0 | 0 | 0 | 0.11391 | #N/A | #N/A
Dickson Dam Dksn 1 HY | AESO | AB_AESO | AB | Hydro | Hydro | 5 | 0 |  | 1992-01-16 | 2050-12-31 | 97.4589 | 15.2765 | -10.9658 | 4.5432 | 3.7444 | 17054.1239 | 0 | 0 | 0.38859 | 0 | 1.6621 | 1.6621 | 0 | 0 | 126 | 8634 | 0 | 0 | 0 | 0 | 92.3737 | 11.2907 | -5.6076 | -73.0763 | 745.9988 | 67.8727 | 0 | 0 | 0 | 0 | 0 | 0 | 0 | 0 | 0 | 0 | 1408.4386 | 5524.2847 | 581.2561 | 274.5827 | 9049.9852 | 1.8659 | 0.0078726 | 35.0857 | 35.06 | 35.06 | 6516.0674 | 43.9319 | 14140.6294 | 11492.3075 | 291648.4698 | 0 | 0 | 0 | 1.9859 | #N/A | #N/A
Dickson Dam Dksn 2 HY | AESO | AB_AESO | AB | Hydro | Hydro | 5 | 0 |  | 1992-01-16 | 2050-12-31 | 97.4589 | 15.2765 | -10.9658 | 4.5432 | 3.7444 | 17054.1239 | 0 | 0 | 0.38859 | 0 | 1.6621 | 1.6621 | 0 | 0 | 126 | 8634 | 0 | 0 | 0 | 0 | 92.3737 | 11.2907 | -5.6076 | -73.0763 | 745.9988 | 67.8727 | 0 | 0 | 0 | 0 | 0 | 0 | 0 | 0 | 0 | 0 | 1420.1875 | 5512.5358 | 579.4479 | 327.0283 | 8999.3478 | 1.8659 | 0.0078726 | 35.0857 | 35.06 | 35.06 | 6516.0771 | 43.9222 | 14024.3387 | 13854.5751 | 289402.4929 | 0 | 0 | 0 | 1.9859 | #N/A | #N/A
Dickson Dam Dksn 3 HY | AESO | AB_AESO | AB | Hydro | Hydro | 5 | 0 |  | 1992-01-16 | 2050-12-31 | 97.4589 | 15.2765 | -10.9658 | 4.5432 | 3.7444 | 17054.1239 | 0 | 0 | 0.38859 | 0 | 1.6621 | 1.6621 | 0 | 0 | 126 | 8634 | 0 | 0 | 0 | 0 | 92.3737 | 11.2907 | -5.6076 | -73.0763 | 745.9988 | 67.8727 | 0 | 0 | 0 | 0 | 0 | 0 | 0 | 0 | 0 | 0 | 1401.1484 | 5531.5749 | 560.6313 | 279.1984 | 9065.9942 | 1.8659 | 0.0078726 | 35.0857 | 35.06 | 35.06 | 6516.0616 | 43.9376 | 13600.7853 | 12101.4321 | 291579.1892 | 0 | 0 | 0 | 1.9859 | #N/A | #N/A
Digger Creek Ranch Hydro 1 HY | CIPV | CA_CISO | CA | Hydro | Hydro | 0.6 | 0 |  | 2014-07-02 | 2050-12-31 | 85.9751 | 9.0177 | -5.2479 | 0.3114 | 0.3114 | 1014.513 | 0 | 0 | 0.37191 | 0 | 0.087224 | 0.087224 | 0 | 0 | 1 | 8759 | 0 | 0 | 0 | 63.5016 | 95.8077 | 9.5108 | -0.39367 | -42.297 | 1541.8479 | 66.9247 | 0 | 0 | 0 | 0 | 0 | 0 | 0 | 0 | 0 | 0 | 23.0148 | 1.9698 | 7.7226 | 127.5247 | 455.8907 | 0.15866 | 0.00010078 | 4.7626 | 4.7626 | 4.7626 | 277.085 | 0.00088555 | 168.8099 | 2083.1413 | 5455.5049 | 0 | 0 | 0 | 0.095208 | #N/A | #N/A
Dion_R_Holm_1 | CIPV | CA_CISO | CA | Hydro | Hydro | 57.857 | 0 |  | 2006-07-01 | 2050-12-31 | 89.4386 | -10.4292 | 3.0279 | 90.401 | 27.2818 | 235513.643 | 0 | 0 | 0.16467 | 0 | 21.064 | 21.064 | 0 | 0 | 158 | 8602 | 0 | 0 | 0 | 19350.3667 | 87.8053 | -2.9837 | 4.0985 | -412.7203 | 1392.0142 | 63.0597 | 0 | 0 | 0 | 0 | 0 | 0 | 0 | 0 | 0 | 0 | 706.0815 | 71805.8634 | 0.3789 | 186.5872 | 119925.4955 | 0.15866 | 0.00010078 | 4.7626 | 4.7626 | 4.7626 | 7248.5305 | 5.1107 | 1.4992 | 1472.8266 | 833148.0326 | 0 | 0 | 0 | 21.9059 | #N/A | #N/A
Distributed BES 1 BA | PNM | SW_PNM | NM | Pumped Storage | Energy Storage | 12 | -12 |  | 2025-05-01 | 2055-04-30 | 43.9331 | -36.8448 | -3.0714 | 12 | 12 | 18129.7021 | 21187.8833 | 0.4171 | 0.17247 | 0.058976 | 0.89314 | 0.83416 | 8760 | 0 | 8760 | 0 | 0 | -0.0045873 | 0.18633 | 0 | 48.944 | -34.0556 | -3.691 | -25.2611 | 1935.2477 | 73.897 | 0.84694 | 0 | 0 | 0 | 0 | 0 | 0 | 0 | 0 | 0 | 12479.833 | 21796.4228 | 33459.9554 | 1499.7238 | 16379.2038 | 0.89269 | 0.0029891 | 22.2939 | 5.1679 | 17.1082 | 9771.2474 | 9.2573 | 395101.0267 | 1814.2956 | 240283.4186 | 0 | 0 | 0 | 1.5401 | #N/A | #N/A
Division Creek 1 HY | LDWP | CA_LDWP | CA | Hydro | Hydro | 0.6 | 0 |  | 2023-08-01 | 2050-12-31 | 94.4907 | -0.59966 | -7.4327 | 0.4 | 0.3596 | 1710.8065 | 0 | 0 | 0.3906 | 0 | 0.16166 | 0.16166 | 0 | 0 | 1396 | 7364 | 0 | 0 | 0 | 0 | 85.2508 | 4.7761 | -6.2158 | -18.522 | 2001.5195 | 67.525 | 0 | 0 | 0 | 0 | 0 | 0 | 0 | 0 | 0 | 0 | 29.0782 | 7.5608 | 58.6465 | 58.4761 | 320.7179 | 0.51018 | 0.0002031 | 10.9758 | 5.1679 | 5.9579 | 243.1104 | 0.17815 | 1378.4365 | 366.5813 | 4103.4228 | 0 | 0 | 0 | 0.16775 | #N/A | #N/A
Dodge Flat 1 PV-T | SPPC | SW_NVE | NV | Hourly Resource | PV-Tracking | 200 | 0 |  | 2023-12-31 | 2047-12-31 | -8.0869 | -62.1428 | -4.8494 | 200 | 200 | 356325.0709 | 0 | 0 | 0.20338 | 0 | -2.8816 | -2.8816 | 8760 | 0 | 8760 | 0 | 0 | 0 | 0 | 161497.9291 | 27.9984 | -52.0883 | -6.6038 | -30.9154 | 1756.897 | 64.7825 | 0 | 0 | 0 | 0 | 0 | 0 | 0 | 0 | 0 | 0 | 0 | 887.2384 | 0 | 0 | 662.2683 | 0.19614 | 0.00021973 | 4.6327 | 0.031824 | 4.6009 | 0 | 0.7889 | 0 | 0 | 0.58179 | 0 | 0 | 0 | -2.8816 | #N/A | #N/A
Dodge Flat 2 PV-T | SPPC | SW_NVE | NV | Hourly Resource | PV-Tracking | 200 | 0 |  | 2027-12-01 | 2037-12-01 | -9.5851 | -64.5932 | -4.1028 | 200 | 200 | 406758.9541 | 0 | 0 | 0.23217 | 0 | -3.8988 | -3.8988 | 8760 | 0 | 8760 | 0 | 0 | 0 | 0 | 96616.6461 | 28.5307 | -52.0875 | -6.0724 | -29.3551 | 1760.521 | 64.8483 | 0 | 0 | 0 | 0 | 0 | 0 | 0 | 0 | 0 | 0 | 0 | 95576.2149 | 0 | 0 | 1788.5006 | 0.19614 | 0.00021973 | 4.6327 | 0.031824 | 4.6009 | 0 | 41.9195 | 0 | 0 | 1.1041 | 0 | 0 | 0 | -3.8988 | #N/A | #N/A
Dodge Flat Solar 1 BA | SPPC | SW_NVE | NV | Pumped Storage | Energy Storage | 50 | -50 |  | 2022-01-13 | 2047-12-31 | 11.121 | -60.9886 | -5.9441 | 50 | 50 | 75372.6361 | 87967.8042 | -0.99063 | 0.17208 | 0.24501 | 3.7978 | 3.5528 | 8760 | 0 | 8760 | 0 | 0 | -0.018893 | 0.71541 | 0 | 28.3409 | -52.0883 | -6.2614 | -29.8539 | 1755.1042 | 64.5707 | 0.73119 | 0 | 0 | 0 | 0 | 0 | 0 | 0 | 0 | 0 | 34067.2067 | 240051.722 | 39837.3864 | 63352.5358 | 102707.3841 | 0.19614 | 0.00021973 | 4.6327 | 0.031824 | 4.6009 | 120.6181 | 29.1584 | 6440.1566 | 911.3545 | 26328.6866 | 0 | 0 | 0 | 3.8316 | #N/A | #N/A
Dokie Wind 1 WT | BCHA | BC_BCHA | BC | Hourly Resource | WT-Onshore | 24 | 0 |  | 2011-02-17 | 2050-12-31 | 65.2095 | -6.9614 | -5.5686 | 24 | 24 | 11839.848 | 0 | 0 | 0.056316 | 0 | 0.77207 | 0.77207 | 8760 | 0 | 8760 | 0 | 0 | 0 | 0 | 811.152 | 99.7804 | 14.9378 | -1.848 | -79.0663 | 1045.7463 | 86.6577 | 0 | 0 | 0 | 0 | 0 | 0 | 0 | 0 | 0 | 0 | 0 | 1305.456 | 0 | 0 | 406.008 | 0.00013821 | 0.00013721 | 0.00014044 | 0.00013944 | 0.00013842 | 0 | 0.18134 | 0 | 0 | 0.054922 | 0 | 0 | 0 | 0.77207 | #N/A | #N/A
Dokie Wind 2 WT | BCHA | BC_BCHA | BC | Hourly Resource | WT-Onshore | 24 | 0 |  | 2011-02-17 | 2050-12-31 | 65.1196 | -6.9614 | -5.6584 | 24 | 24 | 11839.8501 | 0 | 0 | 0.056316 | 0 | 0.77101 | 0.77101 | 8760 | 0 | 8760 | 0 | 0 | 0 | 0 | 811.1498 | 99.7541 | 14.9378 | -1.8743 | -79.0663 | 1045.7463 | 86.6479 | 0 | 0 | 0 | 0 | 0 | 0 | 0 | 0 | 0 | 0 | 0 | 1305.456 | 0 | 0 | 405.6913 | 0.00013821 | 0.00013721 | 0.00014044 | 0.00013944 | 0.00013842 | 0 | 0.18134 | 0 | 0 | 0.05488 | 0 | 0 | 0 | 0.77101 | #N/A | #N/A
Dokie Wind 3 WT | BCHA | BC_BCHA | BC | Hourly Resource | WT-Onshore | 24 | 0 |  | 2011-02-17 | 2050-12-31 | 64.9691 | -6.9369 | -5.736 | 24 | 24 | 11838.408 | 0 | 0 | 0.056309 | 0 | 0.76913 | 0.76913 | 8760 | 0 | 8760 | 0 | 0 | 0 | 0 | 812.592 | 99.7276 | 14.9378 | -1.9008 | -79.0663 | 1045.7463 | 86.6377 | 0 | 0 | 0 | 0 | 0 | 0 | 0 | 0 | 0 | 0 | 0 | 1330.996 | 0 | 0 | 416.472 | 0.00013821 | 0.00013721 | 0.00014044 | 0.00013944 | 0.00013842 | 0 | 0.1848 | 0 | 0 | 0.056564 | 0 | 0 | 0 | 0.76913 | #N/A | #N/A
Dokie Wind 4 WT | BCHA | BC_BCHA | BC | Hourly Resource | WT-Onshore | 24 | 0 |  | 2011-02-17 | 2050-12-31 | 64.8172 | -6.9349 | -5.829 | 24 | 24 | 11846.5165 | 0 | 0 | 0.056348 | 0 | 0.76786 | 0.76786 | 8760 | 0 | 8760 | 0 | 0 | 0 | 0 | 804.4835 | 99.6998 | 14.9378 | -1.9286 | -79.0663 | 1045.7463 | 86.627 | 0 | 0 | 0 | 0 | 0 | 0 | 0 | 0 | 0 | 0 | 0 | 1331.3979 | 0 | 0 | 415.6428 | 0.00013821 | 0.00013721 | 0.00014044 | 0.00013944 | 0.00013842 | 0 | 0.18489 | 0 | 0 | 0.056455 | 0 | 0 | 0 | 0.76786 | #N/A | #N/A
Dokie Wind 5 WT | BCHA | BC_BCHA | BC | Hourly Resource | WT-Onshore | 24 | 0 |  | 2011-02-17 | 2050-12-31 | 65.1149 | -6.9578 | -5.6666 | 24 | 24 | 11839.2256 | 0 | 0 | 0.056313 | 0 | 0.77091 | 0.77091 | 8760 | 0 | 8760 | 0 | 0 | 0 | 0 | 811.7743 | 99.7515 | 14.9378 | -1.8769 | -79.0663 | 1045.7463 | 86.6467 | 0 | 0 | 0 | 0 | 0 | 0 | 0 | 0 | 0 | 0 | 0 | 1314.8882 | 0 | 0 | 406.6303 | 0.00013821 | 0.00013721 | 0.00014044 | 0.00013944 | 0.00013842 | 0 | 0.18262 | 0 | 0 | 0.055004 | 0 | 0 | 0 | 0.77091 | #N/A | #N/A
Dokie Wind 6 WT | BCHA | BC_BCHA | BC | Hourly Resource | WT-Onshore | 24 | 0 |  | 2011-02-17 | 2050-12-31 | 65.0368 | -6.9414 | -5.7424 | 24 | 24 | 11834.0502 | 0 | 0 | 0.056288 | 0 | 0.76965 | 0.76965 | 8760 | 0 | 8760 | 0 | 0 | 0 | 0 | 816.9497 | 99.7278 | 14.9378 | -1.9006 | -79.0663 | 1045.7463 | 86.638 | 0 | 0 | 0 | 0 | 0 | 0 | 0 | 0 | 0 | 0 | 0 | 1308.2981 | 0 | 0 | 411.8057 | 0.00013821 | 0.00013721 | 0.00014044 | 0.00013944 | 0.00013842 | 0 | 0.18173 | 0 | 0 | 0.055811 | 0 | 0 | 0 | 0.76965 | #N/A | #N/A
Dolores Canyon 1 PV-T | WACM | RM_WACM | CO | Hourly Resource | PV-Tracking | 110 | 0 |  | 2025-12-31 | 2054-12-31 | 63.2274 | 14.3854 | -2.8953 | 110 | 110 | 275012.5399 | 0 | 0 | 0.2854 | 0 | 17.3883 | 17.3883 | 8760 | 0 | 8760 | 0 | 0 | 0 | 0 | 0 | 136.5957 | 51.0973 | -1.1922 | -23.5893 | 2017.411 | 202.9237 | 0 | 0 | 0 | 0 | 0 | 0 | 0 | 0 | 0 | 0 | 0 | 634.0912 | 0 | 0 | -3.9372e-05 | 0.075305 | 0.00032051 | 86.4793 | 43.2396 | 43.2397 | 0 | 0.73585 | 0 | 0 | -0.00046523 | 0 | 0 | 0 | 17.3883 | #N/A | #N/A
Don Pedro 1 HY | TIDC | CA_TIDC | CA | Hydro | Hydro | 181.87 | 10 |  | 1971-05-01 | 2050-12-31 | 98.926 | 8.7766 | 0.30006 | 69.8646 | 26.6758 | 326523.0326 | 0 | 0 | 0.28454 | 0 | 32.3016 | 32.3016 | 0 | 0 | 337 | 8423 | 0 | 0 | 0 | 0 | 103.9904 | 14.6187 | 2.6812 | -11.5162 | 1800.5947 | 63.2862 | 0 | 0 | 0 | 0 | 0 | 0 | 0 | 0 | 0 | 0 | 27671.1879 | 26385.9672 | 12567.339 | 395.9034 | 108823.992 | 68.9916 | 47.7983 | 72.6541 | 0.031824 | 64.5133 | 931872.6919 | 1584004.51 | 841754.2232 | 51.4114 | 3800002.4466 | 0 | 0 | 0 | 39.4593 | #N/A | #N/A
Donnells Hydro 1 HY | CIPV | CA_CISO | CA | Hydro | Hydro | 72 | 0 |  | 1957-01-01 | 2050-12-31 | 114.7093 | 1.0016 | -2.9363 | 40.8199 | 44.3803 | 125363.2645 | 0 | 0 | 0.19827 | 0 | 14.3803 | 14.3803 | 0 | 0 | 257 | 8503 | 0 | 0 | 0 | 290.6857 | 94.0649 | 6.4943 | 0.88008 | -26.6018 | 1730.8966 | 64.972 | 0 | 0 | 0 | 0 | 0 | 0 | 0 | 0 | 0 | 0 | 266.5903 | 53980.4442 | 88 | 1710.0586 | 92041.5136 | 0.15866 | 0.00010078 | 4.7626 | 4.7626 | 4.7626 | 1762.2521 | 3.6188 | 880.1812 | 17481.4248 | 503009.8286 | 0 | 0 | 0 | 14.9035 | #N/A | #N/A
DosAmigosPump-Total | CIPV | CA_CISO | CA | Hourly Resource | MotorLoad | 180 | -30 |  | 1980-01-01 | 2050-01-01 | 91.9776 | 1.8664 | 0.72596 | 180 | 180 | 0 | 387923.0007 | 35.6802 | 0 | 0 | -35.6802 | -35.6802 | 8760 | 0 | 8760 | 0 | 0 | 0 | 0 | 0 | 91.1304 | 3.5182 | 0.92166 | -25.3714 | 2009.1663 | 77.9356 | 0 | 0 | 0 | 0 | 0 | 0 | 0 | 0 | 0 | 0 | 0 | 0 | 0 | 0 | 0 | 0.15866 | 0.00010078 | 4.7626 | 4.7626 | 4.7626 | 0 | 0 | 0 | 0 | 0 | 0 | 0 | 0 | -35.6802 | #N/A | #N/A
DR_AESO-1 | AESO | AB_AESO | AB | Hourly Resource | DR | 0 | 0 |  | 2023-04-15 | 2050-01-01 | 96.5335 | 10.8767 | -1.0337 | 0 | 0 | 0 | 0 | 0 | 0 | 0 | 0 | 0 | 8760 | 0 | 8760 | 0 | 0 | 0 | 0 | 0 | 96.5335 | 10.8767 | -1.0337 | -24.999 | 764.2578 | 69.2311 | 0 | 0 | 0 | 0 | 0 | 0 | 0 | 0 | 0 | 0 | 0 | 0 | 0 | 0 | 0 | 1.8659 | 0.0078726 | 35.0857 | 35.06 | 35.06 | 0 | 0 | 0 | 0 | 0 | 0 | 0 | 0 | 0 | #N/A | #N/A
DR_AVA-1 | AVA | NW_AVA | ID | Hourly Resource | DR | 20.84 | 0 |  | 2023-04-15 | 2050-01-01 | 261.0776 | 97.0449 | 10.9567 | 20.84 | 20.84 | 192.81 | 0 | 0 | 0.0010562 | 0 | 0.050339 | 0.050339 | 8760 | 0 | 8760 | 0 | 0 | 0 | 0 | 0 | 109.3883 | 19.0744 | 3.6233 | -34.2153 | 1799.3228 | 101.2381 | 0 | 0 | 0 | 0 | 0 | 0 | 0 | 0 | 0 | 0 | 0 | 0 | 0 | 0 | 0 | 0.0011683 | 0.0011677 | 1.4929 | 0.031824 | 2.0045 | 0 | 0 | 0 | 0 | 0 | 0 | 0 | 0 | 0.050339 | #N/A | #N/A
DR_AZPS-1 | AZPS | SW_AZPS | AZ | Hourly Resource | DR | 0 | 0 |  | 2023-04-15 | 2050-01-01 | 47.7318 | -31.8845 | -7.0741 | 0 | 0 | 0 | 0 | 0 | 0 | 0 | 0 | 0 | 8760 | 0 | 8760 | 0 | 0 | 0 | 0 | 0 | 47.7318 | -31.8845 | -7.0741 | -25.4803 | 1951.261 | 68.7064 | 0 | 0 | 0 | 0 | 0 | 0 | 0 | 0 | 0 | 0 | 0 | 0 | 0 | 0 | 0 | 0.94841 | 0.0016464 | 11.9962 | 5.1679 | 6.8283 | 0 | 0 | 0 | 0 | 0 | 0 | 0 | 0 | 0 | #N/A | #N/A
DR_BANC-1 | CIPV | CA_CISO | CA | Hourly Resource | DR | 544.07 | 0 |  | 2023-04-15 | 2050-01-01 | 135.9164 | -36.4187 | 1.3266 | 544.07 | 544.07 | 19560.65 | 0 | 0 | 0.0041042 | 0 | 2.6586 | 2.6586 | 8760 | 0 | 8760 | 0 | 0 | 0 | 0 | 0 | 107.1499 | 15.4039 | 5.0554 | -11.9839 | 1877.7987 | 66.128 | 0 | 0 | 0 | 0 | 0 | 0 | 0 | 0 | 0 | 0 | 0 | 0 | 0 | 0 | 0 | 0.15866 | 0.00010078 | 4.7626 | 4.7626 | 4.7626 | 0 | 0 | 0 | 0 | 0 | 0 | 0 | 0 | 2.6586 | #N/A | #N/A
DR_BCHA-1 | BCHA | BC_BCHA | BC | Hourly Resource | DR | 0 | 0 |  | 2023-04-15 | 2050-01-01 | 106.7805 | 15.3628 | 4.7271 | 0 | 0 | 0 | 0 | 0 | 0 | 0 | 0 | 0 | 8760 | 0 | 8760 | 0 | 0 | 0 | 0 | 0 | 106.7805 | 15.3628 | 4.7271 | -29.91 | 1081.6268 | 88.3774 | 0 | 0 | 0 | 0 | 0 | 0 | 0 | 0 | 0 | 0 | 0 | 0 | 0 | 0 | 0 | 0.00013821 | 0.00013721 | 0.00014044 | 0.00013944 | 0.00013842 | 0 | 0 | 0 | 0 | 0 | 0 | 0 | 0 | 0 | #N/A | #N/A
DR_BPAT-1 | BPAT | NW_BPAT | WA | Hourly Resource | DR | 0 | 0 |  | 2023-04-15 | 2050-01-01 | 111.6764 | 18.0375 | 6.9484 | 0 | 0 | 0 | 0 | 0 | 0 | 0 | 0 | 0 | 8760 | 0 | 8760 | 0 | 0 | 0 | 0 | 0 | 111.6764 | 18.0375 | 6.9484 | -36.0662 | 1784.5175 | 99.8149 | 0 | 0 | 0 | 0 | 0 | 0 | 0 | 0 | 0 | 0 | 0 | 0 | 0 | 0 | 0 | 0.13517 | 0.13517 | 0.67195 | 0.031824 | 0.68397 | 0 | 0 | 0 | 0 | 0 | 0 | 0 | 0 | 0 | #N/A | #N/A
DR_CFE-1 | CFE | CA_CFE | MX | Hourly Resource | DR | 0 | 0 |  | 2023-04-15 | 2050-01-01 | 29.8536 | -48.4647 | -8.3723 | 0 | 0 | 0 | 0 | 0 | 0 | 0 | 0 | 0 | 8760 | 0 | 8760 | 0 | 0 | 0 | 0 | 0 | 29.8536 | -48.4647 | -8.3723 | -274.4785 | 561.884 | 31.8176 | 0 | 0 | 0 | 0 | 0 | 0 | 0 | 0 | 0 | 0 | 0 | 0 | 0 | 0 | 0 | 4.6199 | 1.2515 | 2.5478 | 0 | 2.5478 | 0 | 0 | 0 | 0 | 0 | 0 | 0 | 0 | 0 | #N/A | #N/A
DR_CHPD-1 | CHPD | NW_CHPD | WA | Hourly Resource | DR | 0 | 0 |  | 2023-04-15 | 2050-01-01 | 111.6232 | 18.1224 | 6.8102 | 0 | 0 | 0 | 0 | 0 | 0 | 0 | 0 | 0 | 8760 | 0 | 8760 | 0 | 0 | 0 | 0 | 0 | 111.6232 | 18.1224 | 6.8102 | -34.7392 | 1755.7003 | 100.5008 | 0 | 0 | 0 | 0 | 0 | 0 | 0 | 0 | 0 | 0 | 0 | 0 | 0 | 0 | 0 | 17.5539 | 18.0725 | 19.1618 | 0.031824 | 19.1253 | 0 | 0 | 0 | 0 | 0 | 0 | 0 | 0 | 0 | #N/A | #N/A
DR_CIPB-1 | CIPB | CA_CISO | CA | Hourly Resource | DR | 154.99 | 0 |  | 2023-04-15 | 2050-01-01 | 200.5112 | -21.7596 | 6.88 | 154.99 | 154.99 | 5775.2501 | 0 | 0 | 0.0042537 | 0 | 1.158 | 1.158 | 8760 | 0 | 8760 | 0 | 0 | 0 | 0 | 0 | 100.4939 | 8.5518 | 5.2518 | -26.3332 | 1920.9332 | 69.0651 | 0 | 0 | 0 | 0 | 0 | 0 | 0 | 0 | 0 | 0 | 0 | 0 | 0 | 0 | 0 | 0.15866 | 0.00010078 | 4.7626 | 4.7626 | 4.7626 | 0 | 0 | 0 | 0 | 0 | 0 | 0 | 0 | 1.158 | #N/A | #N/A
DR_CIPV-1 | BANC | CA_BANC | CA | Hourly Resource | DR | 161.09 | 0 |  | 2023-04-15 | 2050-01-01 | 199.665 | -26.2851 | 5.4166 | 161.09 | 161.09 | 2552.1 | 0 | 0 | 0.0018085 | 0 | 0.50957 | 0.50957 | 8760 | 0 | 8760 | 0 | 0 | 0 | 0 | 0 | 95.6148 | 5.4597 | 3.4647 | -26.1975 | 2071.1902 | 78.4583 | 0 | 0 | 0 | 0 | 0 | 0 | 0 | 0 | 0 | 0 | 0 | 0 | 0 | 0 | 0 | 0.3521 | 0.050745 | 0.86998 | 0.031824 | 0.83815 | 0 | 0 | 0 | 0 | 0 | 0 | 0 | 0 | 0.50957 | #N/A | #N/A
DR_CISC-1 | CISC | CA_CISO | CA | Hourly Resource | DR | 669.83 | 0 |  | 2023-04-15 | 2050-01-01 | 130.4829 | -79.0206 | -10.9497 | 669.83 | 669.83 | 7265.1601 | 0 | 0 | 0.0012382 | 0 | 0.94798 | 0.94798 | 8760 | 0 | 8760 | 0 | 0 | 0 | 0 | 0 | 71.5087 | -11.0724 | -4.1094 | -25.3595 | 1994.5469 | 72.5003 | 0 | 0 | 0 | 0 | 0 | 0 | 0 | 0 | 0 | 0 | 0 | 0 | 0 | 0 | 0 | 0.15866 | 0.00010078 | 4.7626 | 4.7626 | 4.7626 | 0 | 0 | 0 | 0 | 0 | 0 | 0 | 0 | 0.94798 | #N/A | #N/A
DR_CISD-1 | CISD | CA_CISO | CA | Hourly Resource | DR | 12.2 | 0 |  | 2023-04-15 | 2050-01-01 | 113.5469 | -59.6736 | -6.8952 | 12.2 | 12.2 | 275.18 | 0 | 0 | 0.0025749 | 0 | 0.031246 | 0.031246 | 8760 | 0 | 8760 | 0 | 0 | 0 | 0 | 0 | 67.8596 | -13.4013 | -5.4296 | -25.8605 | 1955.9613 | 70.4632 | 0 | 0 | 0 | 0 | 0 | 0 | 0 | 0 | 0 | 0 | 0 | 0 | 0 | 0 | 0 | 0.15866 | 0.00010078 | 4.7626 | 4.7626 | 4.7626 | 0 | 0 | 0 | 0 | 0 | 0 | 0 | 0 | 0.031246 | #N/A | #N/A
DR_DOPD-1 | DOPD | NW_DOPD | WA | Hourly Resource | DR | 0 | 0 |  | 2023-04-15 | 2050-01-01 | 109.9006 | 18.1154 | 5.0947 | 0 | 0 | 0 | 0 | 0 | 0 | 0 | 0 | 0 | 8760 | 0 | 8760 | 0 | 0 | 0 | 0 | 0 | 109.9006 | 18.1154 | 5.0947 | -34.4669 | 1708.739 | 98.9649 | 0 | 0 | 0 | 0 | 0 | 0 | 0 | 0 | 0 | 0 | 0 | 0 | 0 | 0 | 0 | 178.6976 | 179.9973 | 104.4816 | 0.031824 | 106.3986 | 0 | 0 | 0 | 0 | 0 | 0 | 0 | 0 | 0 | #N/A | #N/A
DR_EPE-2 | EPE | SW_EPE | TX | Hourly Resource | DR | 0 | 0 |  | 2023-04-15 | 2050-01-01 | 50.3426 | -34.036 | -2.312 | 0 | 0 | 0 | 0 | 0 | 0 | 0 | 0 | 0 | 8760 | 0 | 8760 | 0 | 0 | 0 | 0 | 0 | 50.3426 | -34.036 | -2.312 | -28.0848 | 1997.5049 | 72.5505 | 0 | 0 | 0 | 0 | 0 | 0 | 0 | 0 | 0 | 0 | 0 | 0 | 0 | 0 | 0 | 25.7912 | 14.221 | 42.7558 | 5.1679 | 37.1905 | 0 | 0 | 0 | 0 | 0 | 0 | 0 | 0 | 0 | #N/A | #N/A
DR_GCPD-1 | GCPD | NW_GCPD | WA | Hourly Resource | DR | 0 | 0 |  | 2023-04-15 | 2050-01-01 | 110.743 | 18.1227 | 5.9298 | 0 | 0 | 0 | 0 | 0 | 0 | 0 | 0 | 0 | 8760 | 0 | 8760 | 0 | 0 | 0 | 0 | 0 | 110.743 | 18.1227 | 5.9298 | -34.8697 | 1751.3669 | 99.814 | 0 | 0 | 0 | 0 | 0 | 0 | 0 | 0 | 0 | 0 | 0 | 0 | 0 | 0 | 0 | 145.6727 | 146.0257 | 0.29651 | 0.031824 | 0.7917 | 0 | 0 | 0 | 0 | 0 | 0 | 0 | 0 | 0 | #N/A | #N/A
DR_IID-1 | IID | CA_IID | CA | Hourly Resource | DR | 0 | 0 |  | 2023-04-15 | 2050-01-01 | 63.4176 | -14.7848 | -8.4882 | 0 | 0 | 0 | 0 | 0 | 0 | 0 | 0 | 0 | 8760 | 0 | 8760 | 0 | 0 | 0 | 0 | 0 | 63.4176 | -14.7848 | -8.4882 | -28.6512 | 1906.5337 | 68.9352 | 0 | 0 | 0 | 0 | 0 | 0 | 0 | 0 | 0 | 0 | 0 | 0 | 0 | 0 | 0 | 0.30887 | 0.0049745 | 15.5549 | 5.1679 | 10.3853 | 0 | 0 | 0 | 0 | 0 | 0 | 0 | 0 | 0 | #N/A | #N/A
DR_IPFE-1 | IPFE | BS_IPCO | ID | Hourly Resource | DR | 34.06 | 0 |  | 2023-04-15 | 2050-01-01 | 319.1159 | 83.6364 | 9.4038 | 34.06 | 34.06 | 275.75 | 0 | 0 | 0.0009242 | 0 | 0.087996 | 0.087996 | 8760 | 0 | 8760 | 0 | 0 | 0 | 0 | 0 | 117.4213 | 26.3905 | 4.3402 | -27.6891 | 2108.395 | 141.8851 | 0 | 0 | 0 | 0 | 0 | 0 | 0 | 0 | 0 | 0 | 0 | 0 | 0 | 0 | 0 | 0.015242 | 0.010783 | 14.1881 | 0.031824 | 14.1563 | 0 | 0 | 0 | 0 | 0 | 0 | 0 | 0 | 0.087996 | #N/A | #N/A
DR_IPMV-1 | IPMV | BS_IPCO | ID | Hourly Resource | DR | 108.5 | 0 |  | 2023-04-15 | 2050-01-01 | 743.5723 | 478.7843 | 25.1268 | 108.5 | 108.5 | 1032.85 | 0 | 0 | 0.0010867 | 0 | 0.768 | 0.768 | 8760 | 0 | 8760 | 0 | 0 | 0 | 0 | 0 | 122.2381 | 29.9424 | 5.6052 | -29.0063 | 2001.5105 | 141.0543 | 0 | 0 | 0 | 0 | 0 | 0 | 0 | 0 | 0 | 0 | 0 | 0 | 0 | 0 | 0 | 0.015242 | 0.010783 | 14.1881 | 0.031824 | 14.1563 | 0 | 0 | 0 | 0 | 0 | 0 | 0 | 0 | 0.768 | #N/A | #N/A
DR_IPTV-1 | IPTV | BS_IPCO | ID | Hourly Resource | DR | 37.66 | 0 |  | 2023-04-15 | 2050-01-01 | 290.0509 | 52.5768 | 14.9611 | 37.66 | 37.66 | 301.42 | 0 | 0 | 0.00091367 | 0 | 0.087427 | 0.087427 | 8760 | 0 | 8760 | 0 | 0 | 0 | 0 | 0 | 116.9716 | 24.3564 | 5.9246 | -31.0734 | 1942.4464 | 127.1873 | 0 | 0 | 0 | 0 | 0 | 0 | 0 | 0 | 0 | 0 | 0 | 0 | 0 | 0 | 0 | 0.015242 | 0.010783 | 14.1881 | 0.031824 | 14.1563 | 0 | 0 | 0 | 0 | 0 | 0 | 0 | 0 | 0.087427 | #N/A | #N/A
DR_LDWP | SPPC | SW_NVE | NV | Hourly Resource | DR | 290.09 | 0 |  | 2023-04-15 | 2050-01-01 | 35.7245 | 8.7112 | -2.1808 | 290.09 | 290.09 | 13737.4301 | 0 | 0 | 0.0054059 | 0 | 0.49076 | 0.49076 | 8760 | 0 | 8760 | 0 | 0 | 0 | 0 | 0 | 87.8301 | 3.7712 | -2.6316 | -11.6663 | 2006.0068 | 69.1464 | 0 | 0 | 0 | 0 | 0 | 0 | 0 | 0 | 0 | 0 | 0 | 0 | 0 | 0 | 0 | 0.19614 | 0.00021973 | 4.6327 | 0.031824 | 4.6009 | 0 | 0 | 0 | 0 | 0 | 0 | 0 | 0 | 0.49076 | #N/A | #N/A
DR_NEVP-1 | NEVP | SW_NVE | NV | Hourly Resource | DR | 125.15 | 0 |  | 2023-04-15 | 2050-01-01 | 136.5882 | -32.1482 | -7.8609 | 125.15 | 125.15 | 1124.18 | 0 | 0 | 0.0010254 | 0 | 0.15355 | 0.15355 | 8760 | 0 | 8760 | 0 | 0 | 0 | 0 | 0 | 52.0888 | -28.3034 | -6.2984 | -24.0774 | 1952.0054 | 67.6983 | 0 | 0 | 0 | 0 | 0 | 0 | 0 | 0 | 0 | 0 | 0 | 0 | 0 | 0 | 0 | 0.19614 | 0.00021973 | 4.6327 | 0.031824 | 4.6009 | 0 | 0 | 0 | 0 | 0 | 0 | 0 | 0 | 0.15355 | #N/A | #N/A
DR_NWMT-1 | NWMT | NW_NWMT | MT | Hourly Resource | DR | 0 | 0 |  | 2023-04-15 | 2050-01-01 | 109.6541 | 22.8634 | 0.10017 | 0 | 0 | 0 | 0 | 0 | 0 | 0 | 0 | 0 | 8760 | 0 | 8760 | 0 | 0 | 0 | 0 | 0 | 109.6541 | 22.8634 | 0.10017 | -53.2826 | 1664.0321 | 110.7512 | 0 | 0 | 0 | 0 | 0 | 0 | 0 | 0 | 0 | 0 | 0 | 0 | 0 | 0 | 0 | 9.0549 | 8.0429 | 75.1759 | 0.031824 | 75.1075 | 0 | 0 | 0 | 0 | 0 | 0 | 0 | 0 | 0 | #N/A | #N/A
DR_PACW | LDWP | CA_LDWP | OR | Hourly Resource | DR | 37.98 | 0 |  | 2023-04-15 | 2050-01-01 | 451.8908 | 136.8889 | 41.0741 | 37.98 | 37.98 | 834.38 | 0 | 0 | 0.0025079 | 0 | 0.37705 | 0.37705 | 8760 | 0 | 8760 | 0 | 0 | 0 | 0 | 0 | 110.2776 | 16.2878 | 7.2992 | -37.7125 | 1844.2579 | 96.1752 | 0 | 0 | 0 | 0 | 0 | 0 | 0 | 0 | 0 | 0 | 0 | 0 | 0 | 0 | 0 | 0.51018 | 0.0002031 | 10.9758 | 5.1679 | 5.9579 | 0 | 0 | 0 | 0 | 0 | 0 | 0 | 0 | 0.37705 | #N/A | #N/A
DR_PAID-1 | PAID | BS_PACE | ID | Hourly Resource | DR | 196.8 | 0 |  | 2023-04-15 | 2050-01-01 | 337.4564 | 103.0737 | 14.1007 | 196.8 | 196.8 | 1470.06 | 0 | 0 | 0.00085272 | 0 | 0.49608 | 0.49608 | 8760 | 0 | 8760 | 0 | 0 | 0 | 0 | 0 | 118.6927 | 27.3105 | 4.6916 | -118.4742 | 2364.4067 | 147.2232 | 0 | 0 | 0 | 0 | 0 | 0 | 0 | 0 | 0 | 0 | 0 | 0 | 0 | 0 | 0 | 7.007 | 5.9428 | 85.5427 | 0.031824 | 85.5024 | 0 | 0 | 0 | 0 | 0 | 0 | 0 | 0 | 0.49608 | #N/A | #N/A
DR_PAUT-1 | PAUT | BS_PACE | UT | Hourly Resource | DR | 233.68 | 0 |  | 2023-04-15 | 2050-01-01 | 781.1717 | 433.6342 | 16.5622 | 233.68 | 233.68 | 3755.66 | 0 | 0 | 0.0018347 | 0 | 2.9338 | 2.9338 | 8760 | 0 | 8760 | 0 | 0 | 0 | 0 | 0 | 114.2222 | 26.6905 | 0.8411 | -25.5691 | 2205.7539 | 147.3029 | 0 | 0 | 0 | 0 | 0 | 0 | 0 | 0 | 0 | 0 | 0 | 0 | 0 | 0 | 0 | 7.007 | 5.9428 | 85.5427 | 0.031824 | 85.5024 | 0 | 0 | 0 | 0 | 0 | 0 | 0 | 0 | 2.9338 | #N/A | #N/A
DR_PAWY | PACW | NW_PACW | WY | Hourly Resource | DR | 0 | 0 |  | 2023-04-15 | 2050-01-01 | 113.8194 | 27.1822 | -0.053324 | 0 | 0 | 0 | 0 | 0 | 0 | 0 | 0 | 0 | 8760 | 0 | 8760 | 0 | 0 | 0 | 0 | 0 | 113.8194 | 27.1822 | -0.053324 | -25.3946 | 2075.437 | 145.1565 | 0 | 0 | 0 | 0 | 0 | 0 | 0 | 0 | 0 | 0 | 0 | 0 | 0 | 0 | 0 | 27.0174 | 18.7409 | 65.6973 | 0.031824 | 65.2925 | 0 | 0 | 0 | 0 | 0 | 0 | 0 | 0 | 0 | #N/A | #N/A
DR_PGE-1 | PGE | NW_PGE | OR | Hourly Resource | DR | 0 | 0 |  | 2023-04-15 | 2050-01-01 | 112.1044 | 17.2263 | 8.1876 | 0 | 0 | 0 | 0 | 0 | 0 | 0 | 0 | 0 | 8760 | 0 | 8760 | 0 | 0 | 0 | 0 | 0 | 112.1044 | 17.2263 | 8.1876 | -37.089 | 1829.8079 | 99.1894 | 0 | 0 | 0 | 0 | 0 | 0 | 0 | 0 | 0 | 0 | 0 | 0 | 0 | 0 | 0 | 0.37688 | 0.20869 | 12.0258 | 0.031824 | 12.3093 | 0 | 0 | 0 | 0 | 0 | 0 | 0 | 0 | 0 | #N/A | #N/A
DR_PNM | PAWY | BS_PACE | NM | Hourly Resource | DR | 138.9 | 0 |  | 2023-04-15 | 2050-01-01 | 221.0777 | -58.1213 | 13.8143 | 138.9 | 138.9 | 2657.33 | 0 | 0 | 0.0021839 | 0 | 0.58748 | 0.58748 | 8760 | 0 | 8760 | 0 | 0 | 0 | 0 | 0 | 51.2632 | -33.0783 | -2.3489 | -25.9163 | 1961.27 | 74.9385 | 0 | 0 | 0 | 0 | 0 | 0 | 0 | 0 | 0 | 0 | 0 | 0 | 0 | 0 | 0 | 7.007 | 5.9428 | 85.5427 | 0.031824 | 85.5024 | 0 | 0 | 0 | 0 | 0 | 0 | 0 | 0 | 0.58748 | #N/A | #N/A
DR_PSCO-01 | PSCO | RM_PSCO | CO | Hourly Resource | DR | 625.88 | 0 |  | 2023-04-15 | 2050-01-01 | 1372.2065 | 1030.4495 | 67.6246 | 625.88 | 625.88 | 14146.0701 | 0 | 0 | 0.0025801 | 0 | 19.4113 | 19.4113 | 8760 | 0 | 8760 | 0 | 0 | 0 | 0 | 0 | 142.5723 | 50.8974 | 4.9922 | -25.5518 | 2547.9546 | 216.4815 | 0 | 0 | 0 | 0 | 0 | 0 | 0 | 0 | 0 | 0 | 0 | 0 | 0 | 0 | 0 | 0.42135 | 0.055066 | 119.3454 | 43.2396 | 76.1058 | 0 | 0 | 0 | 0 | 0 | 0 | 0 | 0 | 19.4113 | #N/A | #N/A
DR_PSEI-01 | PSEI | NW_PSEI | WA | Hourly Resource | DR | 0 | 0 |  | 2023-04-15 | 2050-01-01 | 112.316 | 17.7173 | 7.9081 | 0 | 0 | 0 | 0 | 0 | 0 | 0 | 0 | 0 | 8760 | 0 | 8760 | 0 | 0 | 0 | 0 | 0 | 112.316 | 17.7173 | 7.9081 | -35.7074 | 1665.4932 | 98.8017 | 0 | 0 | 0 | 0 | 0 | 0 | 0 | 0 | 0 | 0 | 0 | 0 | 0 | 0 | 0 | 10.1999 | 8.7761 | 20.3774 | 0.031824 | 42.9118 | 0 | 0 | 0 | 0 | 0 | 0 | 0 | 0 | 0 | #N/A | #N/A
DR_SCL-1 | SCL | NW_SCL | WA | Hourly Resource | DR | 14.94 | 0 |  | 2023-04-15 | 2050-01-01 | 389.0464 | 113.9602 | 39.4503 | 14.94 | 14.94 | 647.76 | 0 | 0 | 0.0049495 | 0 | 0.25201 | 0.25201 | 8760 | 0 | 8760 | 0 | 0 | 0 | 0 | 0 | 112.2836 | 17.7852 | 7.8079 | -35.5768 | 1681.8436 | 99.1972 | 0 | 0 | 0 | 0 | 0 | 0 | 0 | 0 | 0 | 0 | 0 | 0 | 0 | 0 | 0 | 0.13389 | 0.13389 | 0.49797 | 0.031824 | 0.45874 | 0 | 0 | 0 | 0 | 0 | 0 | 0 | 0 | 0.25201 | #N/A | #N/A
DR_SPPC-1 | SPPC | SW_NVE | NV | Hourly Resource | DR | 37.54 | 0 |  | 2023-04-15 | 2050-01-01 | 367.4378 | -15.2116 | -9.8551 | 37.54 | 37.54 | 336.77 | 0 | 0 | 0.0010241 | 0 | 0.12374 | 0.12374 | 8760 | 0 | 8760 | 0 | 0 | 0 | 0 | 0 | 31.7117 | -52.1647 | -2.8141 | -28.8263 | 1795.782 | 66.2691 | 0 | 0 | 0 | 0 | 0 | 0 | 0 | 0 | 0 | 0 | 0 | 0 | 0 | 0 | 0 | 0.19614 | 0.00021973 | 4.6327 | 0.031824 | 4.6009 | 0 | 0 | 0 | 0 | 0 | 0 | 0 | 0 | 0.12374 | #N/A | #N/A
DR_SRP-1 | SRP | SW_SRP | AZ | Hourly Resource | DR | 0 | 0 |  | 2023-04-15 | 2050-01-01 | 46.8742 | -32.3878 | -7.4286 | 0 | 0 | 0 | 0 | 0 | 0 | 0 | 0 | 0 | 8760 | 0 | 8760 | 0 | 0 | 0 | 0 | 0 | 46.8742 | -32.3878 | -7.4286 | -25.1398 | 1939.0824 | 68.2593 | 0 | 0 | 0 | 0 | 0 | 0 | 0 | 0 | 0 | 0 | 0 | 0 | 0 | 0 | 0 | 1.0352 | 0.11547 | 12.6186 | 5.1679 | 7.4506 | 0 | 0 | 0 | 0 | 0 | 0 | 0 | 0 | 0 | #N/A | #N/A
DR_TEPC | PNM | SW_PNM | AZ | Hourly Resource | DR | 192.63 | 0 |  | 2023-04-15 | 2050-01-01 | 204.0061 | -13.482 | 1.588 | 192.63 | 192.63 | 1669.47 | 0 | 0 | 0.00098935 | 0 | 0.34058 | 0.34058 | 8760 | 0 | 8760 | 0 | 0 | 0 | 0 | 0 | 48.4887 | -32.8641 | -5.3377 | -25.1114 | 1973.807 | 68.6977 | 0 | 0 | 0 | 0 | 0 | 0 | 0 | 0 | 0 | 0 | 0 | 0 | 0 | 0 | 0 | 0.89269 | 0.0029891 | 22.2939 | 5.1679 | 17.1082 | 0 | 0 | 0 | 0 | 0 | 0 | 0 | 0 | 0.34058 | #N/A | #N/A
DR_TIDC-1 | TIDC | CA_TIDC | CA | Hourly Resource | DR | 0 | 0 |  | 2023-04-15 | 2050-01-01 | 104.9276 | 15.1209 | 3.1162 | 0 | 0 | 0 | 0 | 0 | 0 | 0 | 0 | 0 | 8760 | 0 | 8760 | 0 | 0 | 0 | 0 | 0 | 104.9276 | 15.1209 | 3.1162 | -11.7632 | 1909.4933 | 67.1702 | 0 | 0 | 0 | 0 | 0 | 0 | 0 | 0 | 0 | 0 | 0 | 0 | 0 | 0 | 0 | 68.9916 | 47.7983 | 72.6541 | 0.031824 | 64.5133 | 0 | 0 | 0 | 0 | 0 | 0 | 0 | 0 | 0 | #N/A | #N/A
DR_TPWR-1 | TPWR | NW_TPWR | WA | Hourly Resource | DR | 0 | 0 |  | 2023-04-15 | 2050-01-01 | 111.7249 | 17.7743 | 7.26 | 0 | 0 | 0 | 0 | 0 | 0 | 0 | 0 | 0 | 8760 | 0 | 8760 | 0 | 0 | 0 | 0 | 0 | 111.7249 | 17.7743 | 7.26 | -35.5784 | 1688.5975 | 98.8555 | 0 | 0 | 0 | 0 | 0 | 0 | 0 | 0 | 0 | 0 | 0 | 0 | 0 | 0 | 0 | 51.6751 | 51.6751 | 5.6421 | 0 | 5.6421 | 0 | 0 | 0 | 0 | 0 | 0 | 0 | 0 | 0 | #N/A | #N/A
DR_VEA-1 | VEA | CA_CISO | NV | Hourly Resource | DR | 0 | 0 |  | 2023-04-15 | 2050-01-01 | -36.8176 | -112.3963 | -11.1119 | 0 | 0 | 0 | 0 | 0 | 0 | 0 | 0 | 0 | 8760 | 0 | 8760 | 0 | 0 | 0 | 0 | 0 | -36.8176 | -112.3963 | -11.1119 | -117.9071 | 1659.7769 | 56.5408 | 0 | 0 | 0 | 0 | 0 | 0 | 0 | 0 | 0 | 0 | 0 | 0 | 0 | 0 | 0 | 0.15866 | 0.00010078 | 4.7626 | 4.7626 | 4.7626 | 0 | 0 | 0 | 0 | 0 | 0 | 0 | 0 | 0 | #N/A | #N/A
DR_WACM | TEPC | SW_TEPC | CO | Hourly Resource | DR | 436.64 | 0 |  | 2023-04-15 | 2050-01-01 | 89.3327 | -154.0037 | -22.314 | 436.64 | 436.64 | 14851.0501 | 0 | 0 | 0.0038827 | 0 | 1.3267 | 1.3267 | 8760 | 0 | 8760 | 0 | 0 | 0 | 0 | 0 | 44.1795 | -34.3991 | -8.1119 | -25.9489 | 1906.8507 | 66.5244 | 0 | 0 | 0 | 0 | 0 | 0 | 0 | 0 | 0 | 0 | 0 | 0 | 0 | 0 | 0 | 1.0826 | 0.065843 | 12.0843 | 5.1679 | 6.9163 | 0 | 0 | 0 | 0 | 0 | 0 | 0 | 0 | 1.3267 | #N/A | #N/A
DR_WALC-1 | WALC | SW_WALC | AZ | Hourly Resource | DR | 0 | 0 |  | 2023-04-15 | 2050-01-01 | 47.1612 | -33.9505 | -5.5788 | 0 | 0 | 0 | 0 | 0 | 0 | 0 | 0 | 0 | 8760 | 0 | 8760 | 0 | 0 | 0 | 0 | 0 | 47.1612 | -33.9505 | -5.5788 | -26.1123 | 1957.0541 | 68.1445 | 0 | 0 | 0 | 0 | 0 | 0 | 0 | 0 | 0 | 0 | 0 | 0 | 0 | 0 | 0 | 5.7983 | 0.0036528 | 11.544 | 5.1679 | 6.7594 | 0 | 0 | 0 | 0 | 0 | 0 | 0 | 0 | 0 | #N/A | #N/A
DR_WAUW-1 | WAUW | NW_WAUW | MT | Hourly Resource | DR | 0 | 0 |  | 2023-04-15 | 2050-01-01 | 100.5481 | 20.9501 | -7.0925 | 0 | 0 | 0 | 0 | 0 | 0 | 0 | 0 | 0 | 8760 | 0 | 8760 | 0 | 0 | 0 | 0 | 0 | 100.5481 | 20.9501 | -7.0925 | -95.2556 | 1684.6272 | 106.54 | 0 | 0 | 0 | 0 | 0 | 0 | 0 | 0 | 0 | 0 | 0 | 0 | 0 | 0 | 0 | 19.0631 | 19.0631 | 88.6906 | 0.031824 | 88.6476 | 0 | 0 | 0 | 0 | 0 | 0 | 0 | 0 | 0 | #N/A | #N/A
Dracker II (Blyth II) BA | CISC | CA_CISO | CA | Pumped Storage | Energy Storage | 1.95 | -115 |  | 2021-03-31 | 2050-12-31 | 46.9167 | -22.2013 | -9.5851 | 1.95 | 1.95 | 2944.5002 | 3436.5882 | 0.10034 | 0.17237 | 0 | 0.098708 | 0.098708 | 8760 | 0 | 8760 | 0 | 0 | 0 | 0.025167 | 0 | 62.1287 | -15.4693 | -9.0925 | -25.144 | 1919.9463 | 68.2432 | 1.0287 | 0 | 0 | 0 | 0 | 0 | 0 | 0 | 0 | 0 | 0 | 0 | 388.5489 | 0 | 124.215 | 0.15866 | 0.00010078 | 4.7626 | 4.7626 | 4.7626 | 0 | 0 | 2281.8211 | 0 | 108.7509 | 0 | 0 | 0 | 0.1011 | #N/A | #N/A
Dracker Solar Unit 1 BESS 1 BA | CISC | CA_CISO | CA | Pumped Storage | Energy Storage | 293 | -293 |  | 2021-08-12 | 2050-12-31 | 44.1195 | -23.3592 | -9.1609 | 293 | 293 | 399965.2302 | 466410.8444 | 12.1123 | 0.15583 | 1.2996 | 13.9994 | 12.6998 | 8760 | 0 | 8760 | 0 | 0 | -0.099668 | 3.6651 | 0 | 61.9456 | -15.4372 | -9.3078 | -26.0246 | 1920.562 | 68.0418 | 1.0097 | 0 | 0 | 0 | 0 | 0 | 0 | 0 | 0 | 0 | 71604.4196 | 376992.3169 | 180664.8741 | 0 | 680871.714 | 0.15866 | 0.00010078 | 4.7626 | 4.7626 | 4.7626 | 9.3515 | 44.9039 | 238214.7571 | 0 | 193380.1458 | 0 | 0 | 0 | 14.4311 | #N/A | #N/A
Dracker Solar Unit 1 PV-NT | CISC | CA_CISO | CA | Hourly Resource | PV-Tracking | 109 | 0 |  | 2016-03-07 | 2050-12-31 | 24.5583 | -21.9861 | -7.7082 | 109 | 109 | 325560.3684 | 0 | 0 | 0.34096 | 0 | 7.9952 | 7.9952 | 8760 | 0 | 8760 | 0 | 0 | 0 | 0 | 3699.2021 | 61.6125 | -15.4693 | -9.6087 | -25.1468 | 1916.8119 | 68.1216 | 0 | 0 | 0 | 0 | 0 | 0 | 0 | 0 | 0 | 0 | 0 | 14169.6308 | 0 | 0 | 53.4845 | 0.15866 | 0.00010078 | 4.7626 | 4.7626 | 4.7626 | 0 | 5.5676 | 0 | 0 | 0.020079 | 0 | 0 | 0 | 7.9952 | #N/A | #N/A
Dracker Solar Unit 2 PV-NT | CISC | CA_CISO | CA | Hourly Resource | PV-Tracking | 131 | 1 |  | 2016-09-30 | 2050-12-31 | 23.8189 | -21.8955 | -7.7651 | 131 | 131 | 352719.0034 | 0 | 0 | 0.30736 | 0 | 8.4014 | 8.4014 | 8760 | 0 | 8760 | 0 | 0 | 0 | 0 | 2982.4144 | 61.6767 | -15.4693 | -9.5446 | -25.1303 | 1917.155 | 68.2063 | 0 | 0 | 0 | 0 | 0 | 0 | 0 | 0 | 0 | 0 | 0 | 16118.074 | 0 | 0 | 214.185 | 0.15866 | 0.00010078 | 4.7626 | 4.7626 | 4.7626 | 0 | 6.303 | 0 | 0 | 0.079088 | 0 | 0 | 0 | 8.4014 | #N/A | #N/A
Dracker Solar Unit 3 PV-NT | CISC | CA_CISO | CA | Hourly Resource | PV-Tracking | 131 | 0 |  | 2020-05-19 | 2050-12-31 | 23.6842 | -21.8725 | -7.887 | 131 | 131 | 352431.3423 | 0 | 0 | 0.30711 | 0 | 8.3471 | 8.3471 | 8760 | 0 | 8760 | 0 | 0 | 0 | 0 | 3021.1755 | 61.5747 | -15.4693 | -9.6465 | -25.2306 | 1916.5175 | 68.1984 | 0 | 0 | 0 | 0 | 0 | 0 | 0 | 0 | 0 | 0 | 0 | 17250.23 | 0 | 0 | 112.136 | 0.15866 | 0.00010078 | 4.7626 | 4.7626 | 4.7626 | 0 | 6.7043 | 0 | 0 | 0.041723 | 0 | 0 | 0 | 8.3471 | #N/A | #N/A
Dracker Solar Unit 4 BESS 1 BA | CISC | CA_CISO | CA | Hourly Resource | PV-NonTracking | 47 | 0 |  | 2021-07-23 | 2050-12-31 | 24.2793 | -22.2351 | -7.6363 | 47 | 47 | 137802.12 | 0 | 0 | 0.3347 | 0 | 3.3457 | 3.3457 | 8760 | 0 | 8760 | 0 | 0 | 0 | 0 | 1117.237 | 61.8714 | -15.4693 | -9.3498 | -25.1247 | 1918.311 | 68.2201 | 0 | 0 | 0 | 0 | 0 | 0 | 0 | 0 | 0 | 0 | 0 | 0 | 0 | 0 | -4.1677e-05 | 0.15866 | 0.00010078 | 4.7626 | 4.7626 | 4.7626 | 0 | 0 | 0 | 0 | -0.00031746 | 0 | 0 | 0 | 3.3457 | #N/A | #N/A
Drop 1-1 HY | IID | CA_IID | CA | Hydro | Hydro | 5.7 | 0 |  | 1984-11-01 | 2050-12-31 | 74.4097 | -12.537 | -15.2152 | 0.047682 | 0.95401 | 1709.5162 | 0 | 0 | 0.06505 | 0 | 0.1272 | 0.1272 | 0 | 0 | 332 | 8428 | 0 | 0 | 0 | 0 | 60.8492 | -15.1419 | -10.6995 | -26.6906 | 1839.0259 | 65.7265 | 0 | 0 | 0 | 0 | 0 | 0 | 0 | 0 | 0 | 0 | 2.0766 | 7.4032 | 80.5627 | 40.9732 | 820.6588 | 0.30887 | 0.0049745 | 15.5549 | 5.1679 | 10.3853 | 0.0021525 | 1.3006 | 5103.1001 | 614.1577 | 7061.3209 | 0 | 0 | 0 | 0.13998 | #N/A | #N/A
Drop 2-1 HY | IID | CA_IID | CA | Hydro | Hydro | 10 | 0 |  | 1953-12-01 | 2050-12-31 | 61.9712 | -15.0408 | -10.3709 | 8.2897 | 4.8015 | 42623.1199 | 0 | 0 | 0.48657 | 0 | 2.6414 | 2.6414 | 0 | 0 | 34 | 8726 | 0 | 0 | 0 | 1526.3965 | 60.7069 | -15.1419 | -10.8418 | -26.6467 | 1829.6184 | 65.432 | 0 | 0 | 0 | 0 | 0 | 0 | 0 | 0 | 0 | 0 | 566.5131 | 111.9986 | 741.0727 | 953.0936 | 5671.435 | 0.30887 | 0.0049745 | 15.5549 | 5.1679 | 10.3853 | 5019.5327 | 6.8876 | 31255.7655 | 25053.598 | 81984.4187 | 0 | 0 | 0 | 2.7847 | #N/A | #N/A
Drop 3-1 HY | IID | CA_IID | CA | Hydro | Hydro | 9.2 | 0 |  | 1941-02-01 | 2050-12-31 | 62.8329 | -15.0951 | -9.9294 | 7.8271 | 4.5299 | 41424.2262 | 0 | 0 | 0.52542 | 0 | 2.6028 | 2.6028 | 0 | 0 | 68 | 8692 | 0 | 0 | 0 | 1082.7769 | 61.0912 | -15.1419 | -10.4575 | -26.6906 | 1839.0259 | 65.7883 | 0 | 0 | 0 | 0 | 0 | 0 | 0 | 0 | 0 | 0 | 456.2772 | 58.9394 | 843.6475 | 794.776 | 4926.9221 | 0.30887 | 0.0049745 | 15.5549 | 5.1679 | 10.3853 | 3755.4968 | 6.5536 | 38742.627 | 20538.7171 | 79895.6314 | 0 | 0 | 0 | 2.7457 | #N/A | #N/A
Drop 4-1 HY | IID | CA_IID | CO | Hydro | Hydro | 4.8 | 0 |  | 1950-08-01 | 2050-12-31 | 60.9149 | -16.469 | -8.2543 | 1.8832 | 0.11347 | 9441.3208 | 0 | 0 | 0.53889 | 0 | 0.57512 | 0.57512 | 0 | 0 | 3993 | 4767 | 0 | 0 | 0 | 86.21 | 61.7312 | -15.1419 | -9.8175 | -26.7251 | 1856.1444 | 66.3548 | 0 | 0 | 0 | 0 | 0 | 0 | 0 | 0 | 0 | 0 | 327.7896 | 75.5422 | 45.6393 | 47.8881 | 217.4675 | 0.30887 | 0.0049745 | 15.5549 | 5.1679 | 10.3853 | 507.4766 | 2.2957 | 2456.7611 | 1038.6219 | 2320.9845 | 0 | 0 | 0 | 0.58144 | #N/A | #N/A
Drop 4-2 HY | IID | CA_IID | CA | Hydro | Hydro | 19.6 | 0 |  | 1950-08-01 | 2050-12-31 | 73.4989 | -27.7209 | -17.2296 | 0.45422 | 2.4643 | 3491.5844 | 0 | 0 | 0.036235 | 0 | 0.25663 | 0.25663 | 0 | 0 | 0 | 8760 | 0 | 0 | 0 | 0 | 61.8299 | -15.1035 | -9.7571 | -26.7302 | 1860.2622 | 66.586 | 0 | 0 | 0 | 0 | 0 | 0 | 0 | 0 | 0 | 0 | 119.1525 | 179.6983 | 104.253 | 39.5696 | 3108.4853 | 0.30887 | 0.0049745 | 15.5549 | 5.1679 | 10.3853 | 0.064244 | 0.095835 | 5682.5389 | 1177.892 | 30176.0815 | 0 | 0 | 0 | 0.29366 | #N/A | #N/A
Drop 5-1 HY | IID | CA_IID | CA | Hydro | Hydro | 4 | 0 |  | 1982-03-01 | 2050-12-31 | 64.6595 | -15.3563 | -9.2353 | 2.2617 | 1.3381 | 11454.6593 | 0 | 0 | 0.3269 | 0 | 0.74065 | 0.74065 | 0 | 0 | 1474 | 7286 | 0 | 0 | 0 | 95.8069 | 61.7015 | -15.1386 | -9.8505 | -26.7103 | 1857.9656 | 66.3695 | 0 | 0 | 0 | 0 | 0 | 0 | 0 | 0 | 0 | 0 | 656.1527 | 412.8592 | 169.2261 | 123.1071 | 1537.9107 | 0.30887 | 0.0049745 | 15.5549 | 5.1679 | 10.3853 | 1194.6019 | 6.5709 | 5675.1034 | 3033.3511 | 16412.0893 | 0 | 0 | 0 | 0.76697 | #N/A | #N/A
Drum Ph 2 Unit 5-1 HY | CIPV | CA_CISO | CA | Hydro | Hydro | 50 | 0 |  | 1965-01-01 | 2050-12-31 | 109.0354 | 11.7067 | -2.3649 | 46.0512 | 50.8883 | 227061.2611 | 0 | 0 | 0.50223 | 0 | 24.7577 | 24.7577 | 0 | 0 | 493 | 8267 | 0 | 0 | 0 | 6541.4355 | 99.2766 | 13.8539 | -1.2679 | -50.9544 | 1773.7281 | 71.4277 | 0 | 0 | 0 | 0 | 0 | 0 | 0 | 0 | 0 | 0 | 589.9504 | 31351.1487 | 55.55 | 745.0161 | 71523.4928 | 0.15866 | 0.00010078 | 4.7626 | 4.7626 | 4.7626 | 5250.5674 | 3.824 | 303.8364 | 8398.095 | 176062.6318 | 0 | 0 | 0 | 24.9477 | #N/A | #N/A
Drum1-2 | CIPV | CA_CISO | CA | Hydro | Hydro | 54.9 | 0 |  | 2024-01-01 | 2050-12-31 | 117.1292 | 8.9816 | -1.877 | 42.4167 | 34.2138 | 89860.208 | 0 | 0 | 0.18884 | 0 | 10.5253 | 10.5253 | 0 | 0 | 0 | 8760 | 0 | 0 | 0 | 377.1461 | 100.6077 | 14.3441 | -0.42694 | -53.01 | 1794.3481 | 73.0841 | 0 | 0 | 0 | 0 | 0 | 0 | 0 | 0 | 0 | 0 | 282.6025 | 5793.8554 | 0 | 287.0676 | 75390.3769 | 0.15866 | 0.00010078 | 4.7626 | 4.7626 | 4.7626 | 2867.9649 | 0.85695 | 0 | 2978.9431 | 448894.3284 | 0 | 0 | 0 | 10.98 | #N/A | #N/A
Dry Creek Birch Power 1 HY | PAID | BS_PACE | ID | Hydro | Hydro | 3.4 | 0 |  | 1987-04-01 | 2042-04-30 | 137.4971 | 40.1972 | 4.0734 | 0.7174 | 0.7174 | 2768.3243 | 0 | 0 | 0.44051 | 0 | 0.38064 | 0.38064 | 0 | 0 | 0 | 8760 | 0 | 0 | 0 | 0 | 113.6953 | 23.0948 | 3.9099 | -751.4888 | 2934.3999 | 153.0423 | 0 | 0 | 0 | 0 | 0 | 0 | 0 | 0 | 0 | 0 | 969.0022 | 1565.0113 | 3360.1602 | 0 | 525.6113 | 7.007 | 5.9428 | 85.5427 | 0.031824 | 85.5024 | 3914.7669 | 9743.8724 | 202419.3545 | 0 | 105651.2493 | 0 | 0 | 0 | 0.70237 | #N/A | #N/A
Dry Farm Ranch B 1 PV-NT | CISC | CA_CISO | CA | Hourly Resource | PV-NonTracking | 5 | 0 |  | 2014-11-21 | 2054-12-31 | 38.0905 | -15.8933 | -5.3871 | 5 | 5 | 8568.685 | 0 | 0 | 0.19563 | 0 | 0.32639 | 0.32639 | 8760 | 0 | 8760 | 0 | 0 | 0 | 0 | 1430.01 | 66.9899 | -13.8226 | -5.878 | -39.078 | 1961.2496 | 72.7261 | 0 | 0 | 0 | 0 | 0 | 0 | 0 | 0 | 0 | 0 | 0 | 0 | 0 | 0 | 21.425 | 0.15866 | 0.00010078 | 4.7626 | 4.7626 | 4.7626 | 0 | 0 | 0 | 0 | 0.026143 | 0 | 0 | 0 | 0.32639 | #N/A | #N/A
Dry Lake East I PV-T | NEVP | SW_NVE | NV | Hourly Resource | PV-Tracking | 150 | 0 |  | 2026-12-01 | 2051-12-31 | 13.6869 | -32.9297 | -6.142 | 150 | 150 | 413935.4593 | 0 | 0 | 0.31502 | 0 | 5.6655 | 5.6655 | 8760 | 0 | 8760 | 0 | 0 | 0 | 0 | 3076.9905 | 44.7282 | -33.9529 | -8.0094 | -26.5487 | 1878.3284 | 64.6683 | 0 | 0 | 0 | 0 | 0 | 0 | 0 | 0 | 0 | 0 | 0 | 6.15 | 0 | 0 | 8.5682e-06 | 0.19614 | 0.00021973 | 4.6327 | 0.031824 | 4.6009 | 0 | 0.0089827 | 0 | 0 | 0.00010603 | 0 | 0 | 0 | 5.6655 | #N/A | #N/A
Dry Lake East II BA | NEVP | SW_NVE | NV | Pumped Storage | Energy Storage | 200 | -200 |  | 2026-12-01 | 2051-12-31 | 31.8344 | -40.9429 | -7.8697 | 200 | 200 | 295989.4258 | 345399.3126 | 4.0427 | 0.16894 | 0.96208 | 12.3329 | 11.3708 | 8760 | 0 | 8760 | 0 | 0 | -0.074115 | 2.7144 | 0 | 44.2069 | -35.1515 | -7.3321 | -26.1413 | 1908.1801 | 66.2358 | 0.78928 | 0 | 0 | 0 | 0 | 0 | 0 | 0 | 0 | 0 | 38703.928 | 59265.8697 | 96687.8524 | 140593.3427 | 175076.8019 | 0.19614 | 0.00021973 | 4.6327 | 0.031824 | 4.6009 | 12.8506 | 19.5427 | 3989.3658 | 2506.3529 | 79990.2462 | 0 | 0 | 0 | 12.4194 | #N/A | #N/A
Dry Lake Solar | NEVP | SW_NVE | NV | Hourly Resource | PV-Tracking | 150 | 0 |  | 2023-12-31 | 2059-09-01 | 11.8936 | -32.1888 | -8.8046 | 150 | 150 | 408721.0848 | 0 | 0 | 0.31105 | 0 | 4.8612 | 4.8612 | 8760 | 0 | 8760 | 0 | 0 | 0 | 0 | 8291.365 | 42.8957 | -33.7062 | -10.0887 | -27.4329 | 1868.0122 | 64.4849 | 0 | 0 | 0 | 0 | 0 | 0 | 0 | 0 | 0 | 0 | 0 | 1378.6969 | 0 | 0 | -1.0431e-05 | 0.19614 | 0.00021973 | 4.6327 | 0.031824 | 4.6009 | 0 | 1.0813 | 0 | 0 | 0.00010602 | 0 | 0 | 0 | 4.8612 | #N/A | #N/A
Dry Lake Wind 2-2 | AZPS | SW_AZPS | AZ | Hourly Resource | WT-Onshore | 21 | 0 |  | 2010-12-01 | 2050-12-31 | 34.8805 | -30.7819 | -11.2971 | 21 | 21 | 41571.306 | 0 | 0 | 0.22598 | 0 | 1.45 | 1.45 | 8760 | 0 | 8760 | 0 | 0 | 0 | 0 | 395.976 | 46.0748 | -31.9342 | -8.6815 | -26.4528 | 1924.3359 | 67.1095 | 0 | 0 | 0 | 0 | 0 | 0 | 0 | 0 | 0 | 0 | 0 | 10172.0361 | 0 | 0 | 148.764 | 0.94841 | 0.0016464 | 11.9962 | 5.1679 | 6.8283 | 0 | 5.8158 | 0 | 0 | 2849.4712 | 0 | 0 | 0 | 1.4529 | #N/A | #N/A
Dry Lake Wind 2-3 | AZPS | SW_AZPS | AZ | Hourly Resource | WT-Onshore | 21 | 0 |  | 2016-06-01 | 2050-12-31 | 35.322 | -30.8214 | -10.716 | 21 | 21 | 41667.864 | 0 | 0 | 0.22651 | 0 | 1.4718 | 1.4718 | 8760 | 0 | 8760 | 0 | 0 | 0 | 0 | 299.418 | 46.3469 | -31.9342 | -8.4094 | -26.4484 | 1927.6294 | 67.3109 | 0 | 0 | 0 | 0 | 0 | 0 | 0 | 0 | 0 | 0 | 0 | 10016.3056 | 0 | 0 | 90.909 | 0.94841 | 0.0016464 | 11.9962 | 5.1679 | 6.8283 | 0 | 5.7851 | 0 | 0 | 2390.0621 | 0 | 0 | 0 | 1.4742 | #N/A | #N/A
Dry Lake Wind East | AZPS | SW_AZPS | AZ | Hourly Resource | WT-Onshore | 21 | 0 |  | 2010-12-01 | 2050-12-31 | 35.7551 | -30.8214 | -10.2829 | 21 | 21 | 41667.864 | 0 | 0 | 0.22651 | 0 | 1.4898 | 1.4898 | 8760 | 0 | 8760 | 0 | 0 | 0 | 0 | 299.418 | 46.5517 | -31.9342 | -8.2047 | -26.4452 | 1930.0557 | 67.4635 | 0 | 0 | 0 | 0 | 0 | 0 | 0 | 0 | 0 | 0 | 0 | 10276.7171 | 0 | 0 | 90.909 | 0.94841 | 0.0016464 | 11.9962 | 5.1679 | 6.8283 | 0 | 5.8483 | 0 | 0 | 2390.0621 | 0 | 0 | 0 | 1.4922 | #N/A | #N/A
Ducor Solar 1 PV-NT | CISC | CA_CISO | CA | Hourly Resource | PV-Tracking | 20 | 0 |  | 2016-12-23 | 2050-12-31 | 37.4286 | -11.1692 | -5.1661 | 20 | 20 | 52686.78 | 0 | 0 | 0.30072 | 0 | 1.972 | 1.972 | 8760 | 0 | 8760 | 0 | 0 | 0 | 0 | 105.88 | 77.6739 | -6.5547 | -2.462 | -25.5143 | 2053.2397 | 74.6915 | 0 | 0 | 0 | 0 | 0 | 0 | 0 | 0 | 0 | 0 | 0 | 2518.74 | 0 | 0 | -1.5832e-06 | 0.15866 | 0.00010078 | 4.7626 | 4.7626 | 4.7626 | 0 | 1.0116 | 0 | 0 | -1.476e-05 | 0 | 0 | 0 | 1.972 | #N/A | #N/A
Ducor Solar 2 PV-NT | CISC | CA_CISO | CA | Hourly Resource | PV-Tracking | 20 | 0 |  | 2016-12-23 | 2050-12-31 | 37.6207 | -11.1727 | -5.0719 | 20 | 20 | 52612.2 | 0 | 0 | 0.3003 | 0 | 1.9793 | 1.9793 | 8760 | 0 | 8760 | 0 | 0 | 0 | 0 | 180.46 | 77.7516 | -6.5547 | -2.3842 | -25.5195 | 2053.8064 | 74.7018 | 0 | 0 | 0 | 0 | 0 | 0 | 0 | 0 | 0 | 0 | 0 | 729.82 | 0 | 0 | -3.4459e-06 | 0.15866 | 0.00010078 | 4.7626 | 4.7626 | 4.7626 | 0 | 0.36636 | 0 | 0 | -1.4761e-05 | 0 | 0 | 0 | 1.9793 | #N/A | #N/A
Ducor Solar 3 PV-NT | CISC | CA_CISO | CA | Hourly Resource | PV-Tracking | 15 | 0 |  | 2016-12-23 | 2050-12-31 | 37.5915 | -11.1626 | -5.1334 | 15 | 15 | 40442.0402 | 0 | 0 | 0.30778 | 0 | 1.5203 | 1.5203 | 8760 | 0 | 8760 | 0 | 0 | 0 | 0 | 110.04 | 77.7067 | -6.5547 | -2.4291 | -25.5166 | 2053.4822 | 74.6957 | 0 | 0 | 0 | 0 | 0 | 0 | 0 | 0 | 0 | 0 | 0 | 1901.5807 | 0 | 0 | -7.1246e-06 | 0.15866 | 0.00010078 | 4.7626 | 4.7626 | 4.7626 | 0 | 0.76572 | 0 | 0 | 1.0148e-05 | 0 | 0 | 0 | 1.5203 | #N/A | #N/A
Ducor Solar 4-1 PV-NT | CISC | CA_CISO | CA | Hourly Resource | PV-Tracking | 20 | 0 |  | 2016-12-23 | 2050-12-31 | 37.2078 | -11.1474 | -5.4151 | 20 | 20 | 52802.8999 | 0 | 0 | 0.30139 | 0 | 1.9647 | 1.9647 | 8760 | 0 | 8760 | 0 | 0 | 0 | 0 | 50.32 | 77.4839 | -6.5547 | -2.652 | -25.4997 | 2051.873 | 74.6666 | 0 | 0 | 0 | 0 | 0 | 0 | 0 | 0 | 0 | 0 | 0 | 2450.7315 | 0 | 0 | -2.8289e-06 | 0.15866 | 0.00010078 | 4.7626 | 4.7626 | 4.7626 | 0 | 0.98843 | 0 | 0 | 1.8652e-05 | 0 | 0 | 0 | 1.9647 | #N/A | #N/A
Dulles 1 PV-NT | CISC | CA_CISO | CA | Hourly Resource | PV-NonTracking | 2 | 0 |  | 2016-11-17 | 2051-12-31 | 37.867 | -18.3364 | -5.2141 | 2 | 2 | 4179.234 | 0 | 0 | 0.23854 | 0 | 0.15826 | 0.15826 | 8760 | 0 | 8760 | 0 | 0 | 0 | 0 | 547.362 | 69.7602 | -12.1252 | -4.8052 | -31.2338 | 1973.1239 | 72.1755 | 0 | 0 | 0 | 0 | 0 | 0 | 0 | 0 | 0 | 0 | 0 | 0 | 0 | 0 | 0 | 0.15866 | 0.00010078 | 4.7626 | 4.7626 | 4.7626 | 0 | 0 | 0 | 0 | 0 | 0 | 0 | 0 | 0.15826 | #N/A | #N/A
Dunlap Ranch 74 WT | PAWY | BS_PACE | WY | Hourly Resource | WT-Onshore | 111 | 0 |  | 2010-10-01 | 2050-01-01 | 63.3874 | 1.3834 | -7.9763 | 111 | 111 | 347200.2462 | 0 | 0 | 0.35707 | 0 | 22.0081 | 22.0081 | 8760 | 0 | 8760 | 0 | 0 | 0 | 0 | 1211.1026 | 108.0034 | 26.3988 | -5.0859 | -24.0174 | 2117.3047 | 144.2645 | 0 | 0 | 0 | 0 | 0 | 0 | 0 | 0 | 0 | 0 | 0 | 347200.2462 | 0 | 0 | 1211.1028 | 7.007 | 5.9428 | 85.5427 | 0.031824 | 85.5024 | 0 | 140188.6115 | 0 | 0 | 44197.8741 | 0 | 0 | 0 | 22.1925 | #N/A | #N/A
Dunmore Solar 1 PV-NT | AESO | AB_AESO | AB | Hourly Resource | PV-NonTracking | 216 | 0 |  | 2024-12-01 | 2054-12-31 | 75.04 | 14.0464 | 5.389 | 216 | 216 | 479970.9861 | 0 | 0 | 0.25366 | 0 | 36.017 | 36.017 | 8760 | 0 | 8760 | 0 | 0 | 0 | 0 | 2836.3192 | 99.1706 | 10.8599 | 1.6202 | -26.0541 | 773.8797 | 69.6612 | 0 | 0 | 0 | 0 | 0 | 0 | 0 | 0 | 0 | 0 | 0 | 0 | 0 | 0 | 2580.949 | 1.8659 | 0.0078726 | 35.0857 | 35.06 | 35.06 | 0 | 0 | 0 | 0 | 49277.1256 | 0 | 0 | 0 | 36.0663 | #N/A | #N/A
Duran Mesa | PNM | SW_PNM | NM | Hourly Resource | WT-Onshore | 105.08 | 0 |  | 2021-06-01 | 2044-12-31 | 31.4783 | -36.3178 | -10.1549 | 105.08 | 105.08 | 274327.9307 | 0 | 0 | 0.29802 | 0 | 8.6354 | 8.6354 | 8760 | 0 | 8760 | 0 | 0 | 0 | 0 | 2156.6793 | 45.6887 | -33.8943 | -7.1075 | -27.0064 | 1863.8427 | 72.5288 | 0 | 0 | 0 | 0 | 0 | 0 | 0 | 0 | 0 | 0 | 0 | 26990.049 | 0 | 0 | 852.0403 | 0.89269 | 0.0029891 | 22.2939 | 5.1679 | 17.1082 | 0 | 23.2633 | 0 | 0 | 9301.6466 | 0 | 0 | 0 | 8.6447 | #N/A | #N/A
Durango Solar Garden 1 PV | WACM | RM_WACM | CO | Hourly Resource | PV | 0.19 | 0 |  | 2010-11-01 | 2051-12-31 | 96.0319 | 47.4554 | -3.0485 | 0.19 | 0.19 | 506.3299 | 0 | 0 | 0.30421 | 0 | 0.048625 | 0.048625 | 8760 | 0 | 8760 | 0 | 0 | 0 | 0 | 0 | 186.7981 | 103.3534 | -3.2459 | -23.8364 | 2732.3555 | 313.7998 | 0 | 0 | 0 | 0 | 0 | 0 | 0 | 0 | 0 | 0 | 0 | 0 | 0 | 0 | 1.4188e-08 | 0.075305 | 0.00032051 | 86.4793 | 43.2396 | 43.2397 | 0 | 0 | 0 | 0 | -1.1033e-05 | 0 | 0 | 0 | 0.048625 | #N/A | #N/A
Durango Solar Garden 2 PV | WACM | RM_WACM | CO | Hourly Resource | PV | 0.04 | 0 |  | 2022-06-01 | 2051-12-31 | 101.6998 | 53.1329 | -3.0544 | 0.04 | 0.04 | 106.5958 | 0 | 0 | 0.30421 | 0 | 0.010842 | 0.010842 | 8760 | 0 | 8760 | 0 | 0 | 0 | 0 | 0 | 197.5386 | 114.0928 | -3.2448 | -23.6566 | 2910.4705 | 337.572 | 0 | 0 | 0 | 0 | 0 | 0 | 0 | 0 | 0 | 0 | 0 | 0 | 0 | 0 | 0.00067999 | 0.075305 | 0.00032051 | 86.4793 | 43.2396 | 43.2397 | 0 | 0 | 0 | 0 | 0.041423 | 0 | 0 | 0 | 0.010842 | #N/A | #N/A
Dutch Flat 1 Ph 1 HY | CIPV | CA_CISO | CA | Hydro | HydroRPS | 22 | 0 |  | 1943-01-01 | 2050-12-31 | 126.1988 | 10.8614 | -0.62116 | 16.9253 | 22.6312 | 70568.0648 | 0 | 0 | 0.24411 | 0 | 8.9056 | 8.9056 | 0 | 0 | 236 | 8524 | 0 | 0 | 0 | 145.1115 | 99.893 | 13.1367 | 0.065813 | -47.9455 | 1807.1617 | 71.184 | 0 | 0 | 0 | 0 | 0 | 0 | 0 | 0 | 0 | 0 | 94.0943 | 8112.1 | 20.718 | 1029.1219 | 31451.6442 | 0.15866 | 0.00010078 | 4.7626 | 4.7626 | 4.7626 | 550.2641 | 1.0245 | 311.8769 | 12085.4308 | 103333.0607 | 0 | 0 | 0 | 9.0219 | #N/A | #N/A
Dutch Flat 2 Ph 1 HY | CIPV | CA_CISO | CA | Hydro | HydroRPS | 26 | 0 |  | 1965-01-01 | 2050-12-31 | 100.6514 | 8.7291 | -1.8971 | 18.7489 | 20.17 | 65216.7609 | 0 | 0 | 0.28756 | 0 | 6.5642 | 6.5642 | 0 | 0 | 211 | 8549 | 0 | 0 | 0 | 3113.4924 | 99.4358 | 13.309 | -0.56374 | -48.4475 | 1787.236 | 70.9371 | 0 | 0 | 0 | 0 | 0 | 0 | 0 | 0 | 0 | 0 | 236.1482 | 5038.7039 | 5.7767 | 1077.7421 | 28891.5977 | 0.15866 | 0.00010078 | 4.7626 | 4.7626 | 4.7626 | 2425.1962 | 0.80542 | 21.6338 | 17450.6915 | 162751.0581 | 0 | 0 | 0 | 6.7468 | #N/A | #N/A
Dworshak HY 1 HY | BPAT | NW_BPAT | ID | Hydro | Hydro | 400 | 0 |  | 1975-06-01 | 2050-12-31 | 110.3337 | 14.4964 | 0.28233 | 242.7336 | 124.0331 | 1515899.7401 | 0 | 0 | 0.37949 | 0 | 167.2548 | 167.2548 | 0 | 0 | 393 | 8367 | 0 | 0 | 0 | 0 | 108.8655 | 19.408 | 2.7669 | -33.8143 | 1759.0337 | 101.2517 | 0 | 0 | 0 | 0 | 0 | 0 | 0 | 0 | 0 | 0 | 21020.1226 | 221084.9455 | 2956.6023 | 9113.7248 | 146661.7381 | 0.13517 | 0.13517 | 0.67195 | 0.031824 | 0.68397 | 92.3117 | 2007.887 | 1805.7288 | 305.8693 | 45729.9165 | 0 | 0 | 0 | 167.3047 | #N/A | #N/A
Dwp Built Solar 1 PV-NT | LDWP | CA_LDWP | CA | Hourly Resource | PV-NonTracking | 7.02 | 0 |  | 2013-08-01 | 2050-12-31 | 3.9401 | -54.473 | -3.5967 | 7.02 | 7.02 | 13226.8086 | 0 | 0 | 0.21509 | 0 | 0.052115 | 0.052115 | 8760 | 0 | 8760 | 0 | 0 | 0 | 0 | 5206.6171 | 64.7177 | -18.8854 | -3.0875 | -25.0618 | 1986.4712 | 84.1709 | 0 | 0 | 0 | 0 | 0 | 0 | 0 | 0 | 0 | 0 | 0 | 29.2172 | 0 | 0 | 25.3304 | 0.51018 | 0.0002031 | 10.9758 | 5.1679 | 5.9579 | 0 | 0.030543 | 0 | 0 | 4.2241 | 0 | 0 | 0 | 0.05212 | #N/A | #N/A
Dwp Solar Rooftop 1 PV-NT | LDWP | CA_LDWP | CA | Hourly Resource | PV-NonTracking | 0.1069 | 0 |  | 2011-12-05 | 2050-12-31 | 2.5622 | -55.1733 | -3.5703 | 0.1069 | 0.1069 | 211.492 | 0 | 0 | 0.22585 | 0 | 0.00054194 | 0.00054194 | 8760 | 0 | 8760 | 0 | 0 | 0 | 0 | 32.9905 | 64.7177 | -18.8854 | -3.0875 | -25.0618 | 1986.4712 | 84.1709 | 0 | 0 | 0 | 0 | 0 | 0 | 0 | 0 | 0 | 0 | 0 | 0.44492 | 0 | 0 | 0.35854 | 0.51018 | 0.0002031 | 10.9758 | 5.1679 | 5.9579 | 0 | 0.0004651 | 0 | 0 | 0.064354 | 0 | 0 | 0 | 0.000542 | #N/A | #N/A
Dyer Summit Wind Repower 1 WT | CIPB | CA_CISO | CA | Hourly Resource | WT-Onshore | 44.8 | 0 |  | 2021-07-02 | 2050-12-31 | 95.3016 | 3.851 | -1.212 | 44.8 | 44.8 | 166954.7235 | 0 | 0 | 0.42542 | 0 | 15.911 | 15.911 | 8760 | 0 | 8760 | 0 | 0 | 0 | 0 | 321.216 | 94.657 | 7.2044 | 0.76212 | -25.3181 | 1848.1724 | 68.2131 | 0 | 0 | 0 | 0 | 0 | 0 | 0 | 0 | 0 | 0 | 0 | 21.9072 | 0 | 0 | -4.2014e-05 | 0.15866 | 0.00010078 | 4.7626 | 4.7626 | 4.7626 | 0 | 0.016378 | 0 | 0 | -0.00025697 | 0 | 0 | 0 | 15.911 | #N/A | #N/A
E Oregon Solar 1 PV | PACW | NW_PACW | OR | Hourly Resource | PV | 82 | 0 |  | 2026-01-01 | 2051-12-31 | 87.8763 | 24.7775 | 4.4011 | 82 | 82 | 158586.2589 | 0 | 0 | 0.22077 | 0 | 13.936 | 13.936 | 8760 | 0 | 8760 | 0 | 0 | 0 | 0 | 27119.9385 | 104.9724 | 13.834 | 4.4479 | -1216.8091 | 1865.7614 | 101.7517 | 0 | 0 | 0 | 0 | 0 | 0 | 0 | 0 | 0 | 0 | 0 | 57249.4701 | 0 | 0 | 27119.961 | 27.0174 | 18.7409 | 65.6973 | 0.031824 | 65.2925 | 0 | 2135914.9626 | 0 | 0 | 2163824.5722 | 0 | 0 | 0 | 18.2357 | #N/A | #N/A
E Oregon Solar 2 PV | PACW | NW_PACW | OR | Hourly Resource | PV-NonTracking | 150 | 0 |  | 2028-01-01 | 2051-12-31 | 93.8615 | 30.9315 | 5.3773 | 150 | 150 | 345234.9711 | 0 | 0 | 0.26274 | 0 | 32.4043 | 32.4043 | 8760 | 0 | 8760 | 0 | 0 | 0 | 0 | 17440.557 | 108.867 | 16.1846 | 5.9918 | -37.8913 | 1828.8593 | 94.8 | 0 | 0 | 0 | 0 | 0 | 0 | 0 | 0 | 0 | 0 | 0 | 95701.8481 | 0 | 0 | 17222.2493 | 27.0174 | 18.7409 | 65.6973 | 0.031824 | 65.2925 | 0 | 4725104.0313 | 0 | 0 | 892781.9015 | 0 | 0 | 0 | 38.0222 | #N/A | #N/A
E Oregon Solar 3 PV | PACW | NW_PACW | OR | Hourly Resource | PV | 200 | 0 |  | 2027-01-01 | 2051-12-31 | 86.9631 | 23.6487 | 4.4285 | 200 | 200 | 384464.883 | 0 | 0 | 0.21944 | 0 | 33.4343 | 33.4343 | 8760 | 0 | 8760 | 0 | 0 | 0 | 0 | 57193.1165 | 104.9724 | 13.834 | 4.4479 | -1216.8091 | 1865.7614 | 101.7517 | 0 | 0 | 0 | 0 | 0 | 0 | 0 | 0 | 0 | 0 | 0 | 60897.0826 | 0 | 0 | 56338.6143 | 27.0174 | 18.7409 | 65.6973 | 0.031824 | 65.2925 | 0 | 3872578.5952 | 0 | 0 | 5343310.1058 | 0 | 0 | 0 | 42.6502 | #N/A | #N/A
Eagle Creek 1 PV-NT | CIPV | CA_CISO | CA | Hourly Resource | PV-NonTracking | 3 | 0 |  | 2019-07-23 | 2050-12-31 | 34.487 | -16.8644 | -4.0745 | 3 | 3 | 8595.123 | 0 | 0 | 0.32706 | 0 | 0.29642 | 0.29642 | 8760 | 0 | 8760 | 0 | 0 | 0 | 0 | 59.622 | 80.2965 | -3.3656 | -3.0284 | -25.2131 | 1957.2101 | 75.1376 | 0 | 0 | 0 | 0 | 0 | 0 | 0 | 0 | 0 | 0 | 0 | 2.784 | 0 | 0 | -8.9276e-07 | 0.15866 | 0.00010078 | 4.7626 | 4.7626 | 4.7626 | 0 | 0.0020813 | 0 | 0 | -5.8181e-06 | 0 | 0 | 0 | 0.29642 | #N/A | #N/A
Eagle Creek 2 PV-NT | CIPV | CA_CISO | CA | Hourly Resource | PV-NonTracking | 3 | 0 |  | 2019-06-01 | 2054-12-31 | 34.2508 | -16.8472 | -4.1625 | 3 | 3 | 8614.527 | 0 | 0 | 0.3278 | 0 | 0.29506 | 0.29506 | 8760 | 0 | 8760 | 0 | 0 | 0 | 0 | 40.218 | 80.1433 | -3.3659 | -3.1813 | -25.1081 | 2000.2826 | 76.0347 | 0 | 0 | 0 | 0 | 0 | 0 | 0 | 0 | 0 | 0 | 0 | 0 | 0 | 0 | -1.0674e-06 | 0.15866 | 0.00010078 | 4.7626 | 4.7626 | 4.7626 | 0 | 0 | 0 | 0 | -5.8182e-06 | 0 | 0 | 0 | 0.29506 | #N/A | #N/A
Eagle Point 1 HY | PACW | NW_PACW | OR | Hydro | Hydro | 2.8 | 1 |  | 1957-11-01 | 2040-12-31 | 94.9094 | 10.3704 | 3.8994 | 2.8 | 2.8 | 16416.3572 | 0 | 0 | 0.66929 | 0 | 1.5581 | 1.5581 | 0 | 0 | 0 | 8760 | 0 | 0 | 0 | 0 | 105.3657 | 14.016 | 4.6592 | -38.8657 | 1808.8059 | 89.0474 | 0 | 0 | 0 | 0 | 0 | 0 | 0 | 0 | 0 | 0 | 2054.6542 | 2938.5629 | 2084.1098 | 0.62667 | 1980.826 | 27.0174 | 18.7409 | 65.6973 | 0.031824 | 65.2925 | 64531.8991 | 58076.3586 | 125889.1601 | 0.00053934 | 170016.0341 | 0 | 0 | 0 | 1.9766 | #N/A | #N/A
Eagle Shadow Mtn Fka Keno Solar 1 PV BA | NEVP | SW_NVE | NV | Hourly Resource | PV-Tracking | 300 | 0 |  | 2023-03-01 | 2048-12-31 | -8.1354 | -56.294 | -7.1769 | 300 | 300 | 716193.0791 | 0 | 0 | 0.27252 | 0 | -5.8265 | -5.8265 | 8760 | 0 | 8760 | 0 | 0 | 0 | 0 | 111010.5912 | 35.8408 | -42.2868 | -8.5629 | -25.3947 | 1882.4954 | 70.0162 | 0 | 0 | 0 | 0 | 0 | 0 | 0 | 0 | 0 | 0 | 0 | 75003.8256 | 0 | 0 | 596.605 | 0.19614 | 0.00021973 | 4.6327 | 0.031824 | 4.6009 | 0 | 33.917 | 0 | 0 | 13.0727 | 0 | 0 | 0 | -5.8265 | #N/A | #N/A
Eagle Springs Solar 1 PV-T | PSCO | RM_PSCO | CO | Hourly Resource | PV-Tracking | 10 | 0 |  | 2023-06-30 | 2054-12-31 | 83.33 | 29.7266 | 0.22156 | 10 | 10 | 24225.1486 | 0 | 0 | 0.27654 | 0 | 2.0187 | 2.0187 | 8760 | 0 | 8760 | 0 | 0 | 0 | 0 | 372.7014 | 151.394 | 62.9568 | 1.7466 | -26.4476 | 2709.8721 | 231.2582 | 0 | 0 | 0 | 0 | 0 | 0 | 0 | 0 | 0 | 0 | 0 | 50.05 | 0 | 0 | 362.7013 | 0.42135 | 0.055066 | 119.3454 | 43.2396 | 76.1058 | 0 | 464.6892 | 0 | 0 | 6664.9723 | 0 | 0 | 0 | 2.0258 | #N/A | #N/A
EagleMountainPump-Total | CISC | CA_CISO | CA | Hourly Resource | MotorLoad | 83.7 | -9.3 |  | 1980-01-01 | 2050-01-01 | 61.6521 | -15.1474 | -8.968 | 83.7 | 83.7 | 0 | 470708.9577 | 29.0202 | 0 | 0 | -29.0202 | -29.0202 | 8760 | 0 | 8760 | 0 | 0 | 0 | 0 | 0 | 62.2186 | -15.1122 | -9.3598 | -24.0797 | 1850.7712 | 65.6007 | 0 | 0 | 0 | 0 | 0 | 0 | 0 | 0 | 0 | 0 | 0 | 0 | 0 | 0 | 0 | 0.15866 | 0.00010078 | 4.7626 | 4.7626 | 4.7626 | 0 | 0 | 0 | 0 | 0 | 0 | 0 | 0 | -29.0202 | #N/A | #N/A
EAST CLEVELAND ROAD SOLAR PV-NT | CIPV | CA_CISO | CA | Hourly Resource | PV-NonTracking | 3 | 0 |  | 2023-08-31 | 2054-12-31 | 51.4828 | -5.8275 | 1.5052 | 3 | 3 | 6214.47 | 0 | 0 | 0.23647 | 0 | 0.31994 | 0.31994 | 8760 | 0 | 8760 | 0 | 0 | 0 | 0 | 349.374 | 103.2513 | 11.1129 | 5.4478 | -62.4681 | 2559.0386 | 114.2475 | 0 | 0 | 0 | 0 | 0 | 0 | 0 | 0 | 0 | 0 | 0 | 0 | 0 | 0 | -5.3333e-07 | 0.15866 | 0.00010078 | 4.7626 | 4.7626 | 4.7626 | 0 | 0 | 0 | 0 | -1.7724e-06 | 0 | 0 | 0 | 0.31994 | #N/A | #N/A
East Highline 1 HY | IID | CA_IID | CA | Hydro | Hydro | 2.4 | 0 |  | 1984-09-01 | 2050-12-31 | 67.1282 | -15.8164 | -9.4853 | 1.1965 | 0.71552 | 4243.952 | 0 | 0 | 0.24223 | 0 | 0.28489 | 0.28489 | 0 | 0 | 790 | 7970 | 0 | 0 | 0 | 80.4948 | 61.7182 | -15.1364 | -9.8359 | -26.7022 | 1858.4335 | 66.3716 | 0 | 0 | 0 | 0 | 0 | 0 | 0 | 0 | 0 | 0 | 360.3952 | 220.2912 | 110.9859 | 127.3544 | 1496.6202 | 0.30887 | 0.0049745 | 15.5549 | 5.1679 | 10.3853 | 868.2353 | 4.6008 | 3216.6564 | 3214.2354 | 21778.9553 | 0 | 0 | 0 | 0.31397 | #N/A | #N/A
East Line Solar 1 PV-T | SRP | SW_SRP | AZ | Hourly Resource | PV-Tracking | 100 | 0 |  | 2020-05-01 | 2045-12-18 | 13.287 | -31.7419 | -7.7105 | 100 | 100 | 259181.9068 | 0 | 0 | 0.29587 | 0 | 3.4437 | 3.4437 | 8760 | 0 | 8760 | 0 | 0 | 0 | 0 | 2943.0933 | 43.1025 | -33.3347 | -10.2533 | -25.2172 | 1887.9131 | 65.2141 | 0 | 0 | 0 | 0 | 0 | 0 | 0 | 0 | 0 | 0 | 0 | 191814.8706 | 0 | 0 | 69.4 | 1.0352 | 0.11547 | 12.6186 | 5.1679 | 7.4506 | 0 | 20732.4796 | 0 | 0 | 1473.4653 | 0 | 0 | 0 | 3.4659 | #N/A | #N/A
East Portal Hydro 1 HY | CISC | CA_CISO | CA | Hydro | Hydro | 1 | 0 |  | 2017-10-11 | 2050-12-31 | 84.6659 | -2.1522 | -2.8042 | 0.454 | 0.454 | 2231.596 | 0 | 0 | 0.56112 | 0 | 0.18894 | 0.18894 | 0 | 0 | 0 | 8760 | 0 | 0 | 0 | 245.359 | 78.9179 | -4.7274 | -3.0452 | -25.7138 | 2000.4594 | 71.6312 | 0 | 0 | 0 | 0 | 0 | 0 | 0 | 0 | 0 | 0 | 39.315 | 5.683 | 22.246 | 1400.136 | 3161 | 0.15866 | 0.00010078 | 4.7626 | 4.7626 | 4.7626 | 499.7722 | 0.0025083 | 959.2648 | 18127.0281 | 42040.3061 | 0 | 0 | 0 | 0.25057 | #N/A | #N/A
East Strathmore Namaka 1 PV-NT | AESO | AB_AESO | AB | Hourly Resource | PV-Tracking | 20 | 0 |  | 2022-02-18 | 2050-12-31 | 79.2714 | 17.0954 | 7.031 | 20 | 20 | 35150.78 | 0 | 0 | 0.20063 | 0 | 2.7865 | 2.7865 | 8760 | 0 | 8760 | 0 | 0 | 0 | 0 | 675.66 | 102.6563 | 10.8644 | 5.1013 | -26.8604 | 799.252 | 71.2664 | 0 | 0 | 0 | 0 | 0 | 0 | 0 | 0 | 0 | 0 | 0 | 0 | 0 | 0 | 529.7016 | 1.8659 | 0.0078726 | 35.0857 | 35.06 | 35.06 | 0 | 0 | 0 | 0 | 11928.006 | 0 | 0 | 0 | 2.7984 | #N/A | #N/A
Eastern BESS 1 BA | CISD | CA_CISO | CA | Pumped Storage | Energy Storage | 7.5 | -7.5 |  | 2017-02-18 | 2050-12-31 | 49.9709 | -24.6945 | -6.131 | 7.5 | 7.5 | 10560.8143 | 12318.6046 | 0.37403 | 0.16074 | 0.034319 | 0.39524 | 0.36092 | 8760 | 0 | 8760 | 0 | 0 | -0.0026367 | 0.09142 | 0 | 67.6312 | -13.6171 | -5.4423 | -26.006 | 1948.3163 | 69.926 | 1.093 | 0 | 0 | 0 | 0 | 0 | 0 | 0 | 0 | 0 | 6023.8045 | 15410.2447 | 20445.5015 | 28.875 | 5477.5618 | 0.15866 | 0.00010078 | 4.7626 | 4.7626 | 4.7626 | 0.66317 | 1.1343 | 52.5829 | 0.0020201 | 0.63195 | 0 | 0 | 0 | 0.3953 | #N/A | #N/A
Eastwind 1 WT | CISC | CA_CISO | CA | Hourly Resource | WT-Onshore | 3 | 0 |  | 2016-03-01 | 2050-12-31 | 65.9334 | -10.992 | -6.8799 | 3 | 3 | 7949.64 | 0 | 0 | 0.3025 | 0 | 0.52415 | 0.52415 | 8760 | 0 | 8760 | 0 | 0 | 0 | 0 | 236.826 | 67.2488 | -13.1776 | -6.2641 | -26.2504 | 1958.4138 | 70.6306 | 0 | 0 | 0 | 0 | 0 | 0 | 0 | 0 | 0 | 0 | 0 | 17.415 | 0 | 0 | 0.366 | 0.15866 | 0.00010078 | 4.7626 | 4.7626 | 4.7626 | 0 | 0.008211 | 0 | 0 | 0.00031539 | 0 | 0 | 0 | 0.52415 | #N/A | #N/A
Eastwood Pump Gen 1 PS | CISC | CA_CISO | CA | Pumped Storage | PumpedStorage | 200 | -200 |  | 1987-01-01 | 2050-12-31 | 45.3131 | -18.5815 | -4.7328 | 200 | 200 | 201101.083 | 264934.7782 | 6.8935 | 0.11478 | 0 | 7.3304 | 7.3304 | 8760 | 0 | 8760 | 0 | 0 | 0 | 1.8401 | 0 | 77.2468 | -6.5547 | -2.889 | -26.4045 | 1965.6263 | 72.7677 | 1.1753 | 0 | 0 | 0 | 0 | 0 | 0 | 0 | 0 | 0 | 115345.6365 | 1214096.4731 | 314369.6679 | 0 | 255979.7167 | 0.15866 | 0.00010078 | 4.7626 | 4.7626 | 4.7626 | 15.4193 | 80.6723 | 2081.4631 | 0 | 10355.1824 | 0 | 0 | 0 | 7.343 | #N/A | #N/A
EBC 46 1 HY | BPAT | NW_BPAT | WA | Hydro | Hydro | 2.2 | 0 |  | 1983-05-01 | 2050-12-31 | 106.6375 | 13.3515 | 4.6314 | 2.2 | 2.2 | 3931.0001 | 0 | 0 | 0.20397 | 0 | 0.41919 | 0.41919 | 0 | 0 | 0 | 8760 | 0 | 0 | 0 | 0 | 111.9132 | 18.105 | 7.1177 | -35.5826 | 1814.96 | 101.0366 | 0 | 0 | 0 | 0 | 0 | 0 | 0 | 0 | 0 | 0 | 239.5152 | 1812.2048 | 372.4 | 95.305 | 3824.6951 | 0.13517 | 0.13517 | 0.67195 | 0.031824 | 0.68397 | 0.086654 | 493.0997 | 117.7096 | 1.2727 | 2896.8818 | 0 | 0 | 0 | 0.4227 | #N/A | #N/A
EdmonstonPump-Total | CISC | CA_CISO | CA | Hourly Resource | MotorLoad | 840 | -60 |  | 1980-01-01 | 2050-01-01 | 82.0617 | -0.34216 | -2.1266 | 840 | 840 | 0 | 2503361.4188 | 205.4301 | 0 | 0 | -205.4301 | -205.4301 | 8760 | 0 | 8760 | 0 | 0 | 0 | 0 | 0 | 77.9659 | -5.7252 | -2.9994 | -25.7593 | 2003.5186 | 72.2352 | 0 | 0 | 0 | 0 | 0 | 0 | 0 | 0 | 0 | 0 | 0 | 0 | 0 | 0 | 0 | 0.15866 | 0.00010078 | 4.7626 | 4.7626 | 4.7626 | 0 | 0 | 0 | 0 | 0 | 0 | 0 | 0 | -205.4301 | #N/A | #N/A
Edom Hills Wind Farm 1 WT | CISC | CA_CISO | CA | Hourly Resource | WT-Onshore | 19.55 | 0 |  | 2015-10-19 | 2050-12-31 | 61.9891 | -11.5501 | -8.2165 | 19.55 | 19.55 | 53087.456 | 0 | 0 | 0.30999 | 0 | 3.2908 | 3.2908 | 8760 | 0 | 8760 | 0 | 0 | 0 | 0 | 264.2378 | 65.6586 | -13.326 | -7.706 | -25.2135 | 1928.7689 | 69.3133 | 0 | 0 | 0 | 0 | 0 | 0 | 0 | 0 | 0 | 0 | 0 | 19.0808 | 0 | 0 | 1.1067e-05 | 0.15866 | 0.00010078 | 4.7626 | 4.7626 | 4.7626 | 0 | 0.01129 | 0 | 0 | 0.0001015 | 0 | 0 | 0 | 3.2908 | #N/A | #N/A
Edsan 1 Edwards 1 PV-NT | CISC | CA_CISO | CA | Hourly Resource | PV-NonTracking | 50.43 | 0 |  | 2022-04-07 | 2050-12-31 | 29.6055 | -19.7023 | -5.8919 | 50.43 | 50.43 | 132694.1883 | 0 | 0 | 0.30037 | 0 | 3.9285 | 3.9285 | 8760 | 0 | 8760 | 0 | 0 | 0 | 0 | 3259.3939 | 70.4216 | -10.3454 | -5.9235 | -25.5253 | 1939.3458 | 72.273 | 0 | 0 | 0 | 0 | 0 | 0 | 0 | 0 | 0 | 0 | 0 | 0 | 0 | 0 | 6.8918e-06 | 0.15866 | 0.00010078 | 4.7626 | 4.7626 | 4.7626 | 0 | 0 | 0 | 0 | 3.172e-05 | 0 | 0 | 0 | 3.9285 | #N/A | #N/A
Edsan 1A BA | CISC | CA_CISO | CA | Pumped Storage | Energy Storage | 200 | -200 |  | 2021-09-01 | 2050-12-31 | 49.5264 | -17.1955 | -5.8446 | 200 | 200 | 261155.8454 | 304418.6313 | 9.3724 | 0.14906 | 0.84836 | 9.2661 | 8.4177 | 8760 | 0 | 8760 | 0 | 0 | -0.064894 | 2.2543 | 0 | 71.1867 | -10.3094 | -5.1944 | -25.277 | 1946.7822 | 72.4712 | 1.1363 | 0 | 0 | 0 | 0 | 0 | 0 | 0 | 0 | 0 | 82417.3051 | 266463.4684 | 155859.7968 | 0 | 302667.3499 | 0.15866 | 0.00010078 | 4.7626 | 4.7626 | 4.7626 | 11.1762 | 33.377 | 42148.8097 | 0 | 36835.9103 | 0 | 0 | 0 | 9.3451 | #N/A | #N/A
EdSan 2 BESS | CISC | CA_CISO | CA | Pumped Storage | Energy Storage | 17 | -17 |  | 2021-12-29 | 2050-12-31 | 50.0058 | -17.6981 | -5.8958 | 17 | 17 | 22543.9541 | 26282.2983 | 0.82288 | 0.15138 | 0.073239 | 0.79584 | 0.7226 | 8760 | 0 | 8760 | 0 | 0 | -0.0056075 | 0.19208 | 0 | 71.2898 | -10.2949 | -5.1058 | -25.2235 | 1949.0938 | 72.6188 | 1.1448 | 0 | 0 | 0 | 0 | 0 | 0 | 0 | 0 | 0 | 12126.761 | 9999.77 | 20097.3648 | 0 | 3864.3353 | 0.15866 | 0.00010078 | 4.7626 | 4.7626 | 4.7626 | 1.7316 | 1.372 | 6084.7027 | 0 | 0.73253 | 0 | 0 | 0 | 0.80193 | #N/A | #N/A
Edsan 2 Edwards 1A PV-NT | CISC | CA_CISO | CA | Hourly Resource | PV-NonTracking | 166 | 0 |  | 2022-05-28 | 2050-12-31 | 31.5582 | -19.0388 | -5.5886 | 166 | 166 | 474367.617 | 0 | 0 | 0.32621 | 0 | 14.9702 | 14.9702 | 8760 | 0 | 8760 | 0 | 0 | 0 | 0 | 14161.7512 | 70.6452 | -10.3454 | -5.6999 | -25.2887 | 1941.1394 | 72.298 | 0 | 0 | 0 | 0 | 0 | 0 | 0 | 0 | 0 | 0 | 0 | 0 | 0 | 0 | -6.007e-05 | 0.15866 | 0.00010078 | 4.7626 | 4.7626 | 4.7626 | 0 | 0 | 0 | 0 | -0.00096541 | 0 | 0 | 0 | 14.9702 | #N/A | #N/A
Edsan 2 Sanborn 3-3 BA | CISC | CA_CISO | CA | Pumped Storage | Energy Storage | 375 | -375 |  | 2022-03-01 | 2050-12-31 | 49.8441 | -19.0149 | -5.8393 | 375 | 375 | 492951.2294 | 574648.4839 | 17.7011 | 0.15006 | 1.6014 | 17.8114 | 16.21 | 8760 | 0 | 8760 | 0 | 0 | -0.12255 | 4.1449 | 0 | 71.4759 | -10.3451 | -4.8696 | -25.2371 | 1952.058 | 72.5652 | 1.1459 | 0 | 0 | 0 | 0 | 0 | 0 | 0 | 0 | 0 | 0 | 0 | 781.0162 | 0 | 1958.0537 | 0.15866 | 0.00010078 | 4.7626 | 4.7626 | 4.7626 | 0 | 0 | 1577.0788 | 0 | 93.6915 | 0 | 0 | 0 | 17.8131 | #N/A | #N/A
EdwardCHyatt1 | CIPV | CA_CISO | CA | Hydro | Hydro | 799.8 | 0 |  | 1968-01-01 | 2050-12-31 | 106.0289 | 5.9392 | 1.6967 | 309.8195 | 140.2091 | 1267537.5986 | 0 | 0 | 0.24525 | 0 | 134.3956 | 134.3956 | 0 | 0 | 203 | 8557 | 0 | 0 | 0 | 23741.3692 | 99.3426 | 9.709 | 2.943 | -25.4933 | 1822.6017 | 69.0402 | 0 | 0 | 0 | 0 | 0 | 0 | 0 | 0 | 0 | 0 | 8289.9335 | 453767.3445 | 0.00016689 | 2374.7619 | 710814.712 | 0.15866 | 0.00010078 | 4.7626 | 4.7626 | 4.7626 | 79138.0828 | 38.6502 | 1.3816e-08 | 9643.6334 | 2323135.1313 | 0 | 0 | 0 | 136.8076 | #N/A | #N/A
Ee K Solar 1 PV-NT | CIPV | CA_CISO | CA | Hourly Resource | PV-Tracking | 20 | 0 |  | 2015-08-12 | 2050-12-31 | 36.7026 | -13.2001 | -4.5224 | 20 | 20 | 54347.8969 | 0 | 0 | 0.3102 | 0 | 1.9947 | 1.9947 | 8760 | 0 | 8760 | 0 | 0 | 0 | 0 | 703.9631 | 88.6912 | 2.8864 | -0.88572 | -27.0978 | 2154.2073 | 87.2004 | 0 | 0 | 0 | 0 | 0 | 0 | 0 | 0 | 0 | 0 | 0 | 669.2044 | 0 | 0 | 4.1444e-06 | 0.15866 | 0.00010078 | 4.7626 | 4.7626 | 4.7626 | 0 | 0.3471 | 0 | 0 | -2.6341e-05 | 0 | 0 | 0 | 1.9947 | #N/A | #N/A
Ekola Flats WindWT | PAWY | BS_PACE | WY | Hourly Resource | WT-Onshore | 125.45 | 0 |  | 2020-12-30 | 2050-11-01 | 60.3571 | 0.9217 | -9.1585 | 125.45 | 125.45 | 377894.3 | 0 | 0 | 0.34387 | 0 | 22.8086 | 22.8086 | 8760 | 0 | 8760 | 0 | 0 | 0 | 0 | 1467.9965 | 107.4892 | 26.5291 | -5.7305 | -23.6698 | 2102.4722 | 143.4219 | 0 | 0 | 0 | 0 | 0 | 0 | 0 | 0 | 0 | 0 | 0 | 141657.2794 | 0 | 0 | 1467.9964 | 7.007 | 5.9428 | 85.5427 | 0.031824 | 85.5024 | 0 | 128633.9141 | 0 | 0 | 99646.3307 | 0 | 0 | 0 | 23.0369 | #N/A | #N/A
El Cabo Wind 1 WT | PNM | SW_PNM | NM | Hourly Resource | WT-Onshore | 298 | 0 |  | 2017-06-01 | 2050-12-31 | 41.688 | -36.6058 | -10.6293 | 298 | 298 | 1168301.6608 | 0 | 0 | 0.44754 | 0 | 48.7041 | 48.7041 | 8760 | 0 | 8760 | 0 | 0 | 0 | 0 | 123546.521 | 45.3235 | -33.8936 | -7.4735 | -34.3529 | 1843.2426 | 71.5783 | 0 | 0 | 0 | 0 | 0 | 0 | 0 | 0 | 0 | 0 | 0 | 7135.8712 | 0 | 0 | 8767.6846 | 0.89269 | 0.0029891 | 22.2939 | 5.1679 | 17.1082 | 0 | 4.9887 | 0 | 0 | 125545.93 | 0 | 0 | 0 | 48.8297 | #N/A | #N/A
El Centro BESS 1 BA | IID | CA_IID | CA | Pumped Storage | Energy Storage | 30 | -31 |  | 2016-09-01 | 2050-12-31 | 45.5089 | -21.4201 | -8.4499 | 30 | 30 | 40545.6799 | 48224.7446 | 1.2346 | 0.15428 | 0.13316 | 1.5707 | 1.4376 | 8760 | 0 | 8760 | 0 | 0 | -0.011519 | 0.4205 | 0 | 62.0671 | -15.1424 | -9.481 | -26.7949 | 1860.4446 | 66.5276 | 1.0043 | 0 | 0 | 0 | 0 | 0 | 0 | 0 | 0 | 0 | 24792.6766 | 148498.4634 | 64955.934 | 12841.8208 | 66544.1 | 0.30887 | 0.0049745 | 15.5549 | 5.1679 | 10.3853 | 5527.9658 | 95.101 | 193416.4906 | 41721.8274 | 297827.3732 | 0 | 0 | 0 | 2.1093 | #N/A | #N/A
El Chaparral Solar Farm 1 PV-T | EPE | SW_EPE | NM | Hourly Resource | PV-Tracking | 10 | 0 |  | 2012-04-30 | 2037-04-30 | 22.3658 | -30.0709 | -3.7311 | 10 | 10 | 25539.0778 | 0 | 0 | 0.29154 | 0 | 0.5712 | 0.5712 | 8760 | 0 | 8760 | 0 | 0 | 0 | 0 | 745.8222 | 52.8749 | -30.0053 | -3.8103 | -27.7793 | 1979.4937 | 73.1101 | 0 | 0 | 0 | 0 | 0 | 0 | 0 | 0 | 0 | 0 | 0 | 24071.9618 | 0 | 0 | 745.8222 | 25.7912 | 14.221 | 42.7558 | 5.1679 | 37.1905 | 0 | 156297.3494 | 0 | 0 | 5296.5091 | 0 | 0 | 0 | 0.7328 | #N/A | #N/A
El Dorado Unit 1 HY | CIPV | CA_CISO | CA | Hydro | HydroRPS | 22 | 0 |  | 2005-05-21 | 2050-12-31 | 89.2365 | 15.8543 | 5.9727 | 10.4733 | 12.3264 | 58530.0195 | 0 | 0 | 0.32061 | 0 | 5.223 | 5.223 | 0 | 0 | 417 | 8343 | 0 | 0 | 0 | 942.8632 | 101.7432 | 8.4094 | 6.6432 | -28.4057 | 1985.3234 | 71.8406 | 0 | 0 | 0 | 0 | 0 | 0 | 0 | 0 | 0 | 0 | 330.5711 | 4499.2384 | 12.2789 | 493.2605 | 12793.0091 | 0.15866 | 0.00010078 | 4.7626 | 4.7626 | 4.7626 | 3083.5218 | 0.76357 | 104.4412 | 5164.0354 | 53065.6812 | 0 | 0 | 0 | 5.2844 | #N/A | #N/A
El Rito BESS 1 BA | PNM | SW_PNM | NM | Pumped Storage | Energy Storage | 3.75 | -3.75 |  | 2026-07-01 | 2051-12-31 | 47.6598 | -34.7037 | -4.0777 | 3.75 | 3.75 | 6160.1604 | 7194.3061 | 0.16065 | 0.18752 | 0.020032 | 0.31517 | 0.29513 | 8760 | 0 | 8760 | 0 | 0 | -0.0015512 | 0.055665 | 0 | 50.9219 | -31.7547 | -4.014 | -27.847 | 1931.8938 | 75.0212 | 0.86519 | 0 | 0 | 0 | 0 | 0 | 0 | 0 | 0 | 0 | 4795.059 | 6510.8746 | 9491.7311 | 383.2732 | 5962.5588 | 0.89269 | 0.0029891 | 22.2939 | 5.1679 | 17.1082 | 4951.7382 | 3.0238 | 162643.8398 | 1482.0057 | 123741.2703 | 0 | 0 | 0 | 0.60799 | #N/A | #N/A
El Rito Solar Additional 1 PV-T | PNM | SW_PNM | NM | Hourly Resource | PV-Tracking | 1 | 0 |  | 2026-07-01 | 2051-12-31 | 20.7037 | -33.0279 | -2.485 | 1 | 1 | 2471.6207 | 0 | 0 | 0.28215 | 0 | 0.051172 | 0.051172 | 8760 | 0 | 8760 | 0 | 0 | 0 | 0 | 211.2443 | 61.3261 | -24.7183 | -0.64623 | -34.0858 | 1970.0737 | 85.3039 | 0 | 0 | 0 | 0 | 0 | 0 | 0 | 0 | 0 | 0 | 0 | 34.471 | 0 | 0 | 50.227 | 0.89269 | 0.0029891 | 22.2939 | 5.1679 | 17.1082 | 0 | 4.874 | 0 | 0 | 528.6782 | 0 | 0 | 0 | 0.051705 | #N/A | #N/A
El Sol BESS 1 BA | AZPS | SW_AZPS | AZ | Pumped Storage | Energy Storage | 50 | -50 |  | 2022-06-01 | 2050-12-31 | 36.7954 | -37.2639 | -9.0557 | 50 | 50 | 73524.3444 | 85793.3434 | 1.1463 | 0.16786 | 0.23898 | 3.5696 | 3.3306 | 8760 | 0 | 8760 | 0 | 0 | -0.018403 | 0.60267 | 0 | 46.742 | -31.6401 | -8.3084 | -25.5319 | 1925.6145 | 68.0608 | 0.8134 | 0 | 0 | 0 | 0 | 0 | 0 | 0 | 0 | 0 | 36105.2097 | 259271.5523 | 85908.234 | 17669.7721 | 72667.5686 | 0.94841 | 0.0016464 | 11.9962 | 5.1679 | 6.8283 | 7606.5972 | 590.9386 | 10456.5602 | 2138.4136 | 6684.471 | 0 | 0 | 0 | 3.597 | #N/A | #N/A
El Vado 1 HY | PNM | SW_PNM | NM | Hydro | Hydro | 8.8 | 0 |  | 1987-12-01 | 2050-12-31 | 60.63 | -23.9368 | -4.0855 | 3.784 | 3.784 | 10458.5274 | 0 | 0 | 0.31551 | 0 | 0.6341 | 0.6341 | 0 | 0 | 0 | 8760 | 0 | 0 | 0 | 0 | 48.7967 | -33.2871 | -4.6068 | -26.6252 | 1864.1683 | 72.5192 | 0 | 0 | 0 | 0 | 0 | 0 | 0 | 0 | 0 | 0 | 891.039 | 5472.2033 | 59.3403 | 4.2 | 16454.1055 | 0.89269 | 0.0029891 | 22.2939 | 5.1679 | 17.1082 | 4830.2689 | 37.8562 | 3886.2968 | 805.7672 | 312140.9044 | 0 | 0 | 0 | 0.9558 | #N/A | #N/A
Eland 1 BESS | LDWP | CA_LDWP | CA | Pumped Storage | Energy Storage | 300 | -300 |  | 2024-12-31 | 2051-12-31 | 71.8654 | 3.5179 | -4.5834 | 300 | 300 | 345148.574 | 401821.8376 | 22.9598 | 0.13134 | 1.1205 | 7.7618 | 6.6413 | 8760 | 0 | 8760 | 0 | 0 | -0.08501 | 3.5544 | 0 | 85.6337 | 3.7511 | -4.808 | -11.695 | 1978.8766 | 67.4787 | 1.1739 | 0 | 0 | 0 | 0 | 0 | 0 | 0 | 0 | 0 | 67674.4822 | 55762.8078 | 105656.5745 | 361808.7113 | 341440.1923 | 0.51018 | 0.0002031 | 10.9758 | 5.1679 | 5.9579 | 287370.6561 | 13.0951 | 424833.7896 | 2131830.0337 | 1005967.5537 | 0 | 0 | 0 | 11.6118 | #N/A | #N/A
Eland Solar PV1 | LDWP | CA_LDWP | CA | Hourly Resource | PV-Tracking | 200 | 0 |  | 2016-08-23 | 2050-12-31 | 55.3154 | 6.5677 | -5.7543 | 200 | 200 | 588062.1994 | 0 | 0 | 0.33565 | 0 | 32.5289 | 32.5289 | 8760 | 0 | 8760 | 0 | 0 | 0 | 0 | 0 | 84.9871 | 3.8293 | -5.5328 | -11.1664 | 1978.6206 | 67.7035 | 0 | 0 | 0 | 0 | 0 | 0 | 0 | 0 | 0 | 0 | 0 | 7102.5276 | 0 | 0 | 7.3388e-05 | 0.51018 | 0.0002031 | 10.9758 | 5.1679 | 5.9579 | 0 | 4.5255 | 0 | 0 | -0.00020303 | 0 | 0 | 0 | 32.5289 | #N/A | #N/A
Eland Solar PV2 | LDWP | CA_LDWP | CA | Pumped Storage | Energy Storage | 1.95 | 0 |  | 2025-03-01 | 2050-12-31 | 76.2132 | 3.7003 | -4.5973 | 1.95 | 1.95 | 2895.1703 | 3378.553 | 0.21869 | 0.16949 | 0 | 0.04077 | 0.04077 | 8760 | 0 | 8760 | 0 | 0 | 0 | 0.027423 | 0 | 85.6298 | 3.7511 | -4.8119 | -11.7076 | 1978.7908 | 67.4726 | 1.1736 | 0 | 0 | 0 | 0 | 0 | 0 | 0 | 0 | 0 | 180.8327 | 0 | 2424.5269 | 621.9173 | 578.0101 | 0.51018 | 0.0002031 | 10.9758 | 5.1679 | 5.9579 | 860.684 | 0 | 37959.3852 | 5907.2479 | 6786.26 | 0 | 0 | 0 | 0.092284 | #N/A | #N/A
Elbe Solar Center LLCPV-T | PACW | NW_PACW | OR | Hourly Resource | PV-Tracking | 10 | 0 |  | 2018-08-10 | 2036-10-30 | 92.1497 | 26.6905 | 5.3163 | 10 | 10 | 21288.4896 | 0 | 0 | 0.24302 | 0 | 1.9617 | 1.9617 | 8760 | 0 | 8760 | 0 | 0 | 0 | 0 | 1146.9904 | 109.8344 | 16.1759 | 6.9679 | -38.0135 | 1858.6176 | 95.7799 | 0 | 0 | 0 | 0 | 0 | 0 | 0 | 0 | 0 | 0 | 0 | 9926.432 | 0 | 0 | 1146.9904 | 27.0174 | 18.7409 | 65.6973 | 0.031824 | 65.2925 | 0 | 327665.4821 | 0 | 0 | 63588.8416 | 0 | 0 | 0 | 2.353 | #N/A | #N/A
Electra_1 | CIPV | CA_CISO | CA | Hydro | Hydro | 93 | 0 |  | 1948-01-01 | 2050-12-31 | 106.7791 | 4.6838 | 5.5907 | 92.0978 | 62.5441 | 308036.3554 | 0 | 0 | 0.36991 | 0 | 32.8918 | 32.8918 | 0 | 0 | 421 | 8339 | 0 | 0 | 0 | 6263.506 | 96.8297 | 5.1917 | 4.9474 | -26.471 | 1838.4661 | 65.8082 | 0 | 0 | 0 | 0 | 0 | 0 | 0 | 0 | 0 | 0 | 1074.1555 | 121806.7244 | 20.6667 | 492.7196 | 152484.1352 | 0.15866 | 0.00010078 | 4.7626 | 4.7626 | 4.7626 | 11633.6898 | 8.7433 | 2583.3476 | 7517.095 | 766011.1109 | 0 | 0 | 0 | 33.6796 | #N/A | #N/A
Electron 1 HY | PSEI | NW_PSEI | WA | Hydro | Hydro | 22.77 | 0 |  | 2022-12-31 | 2050-12-31 | 104.1923 | 14.0736 | 6.3721 | 21.0374 | 21.245 | 135898.1986 | 0 | 0 | 0.6464 | 0 | 14.1595 | 14.1595 | 0 | 0 | 290 | 8470 | 0 | 0 | 0 | 0 | 111.7394 | 17.7526 | 7.2962 | -35.5355 | 1679.7571 | 98.6288 | 0 | 0 | 0 | 0 | 0 | 0 | 0 | 0 | 0 | 0 | 12822.3265 | 21833.1426 | 2031.1548 | 1282.5026 | 28529.3709 | 10.1999 | 8.7761 | 20.3774 | 0.031824 | 42.9118 | 111841.3186 | 221650.2973 | 80954.0137 | 0.46174 | 1260509.658 | 0 | 0 | 0 | 15.8345 | #N/A | #N/A
Elektron Solar 20 Year PV-T | PAUT | BS_PACE | UT | Hourly Resource | PV-Tracking | 10.2 | 0 |  | 2022-12-31 | 2044-04-30 | 69.3411 | 16.7002 | -1.2795 | 10.2 | 10.2 | 24664.4155 | 0 | 0 | 0.27604 | 0 | 1.7103 | 1.7103 | 8760 | 0 | 8760 | 0 | 0 | 0 | 0 | 134.3544 | 114.8803 | 27.0347 | 1.155 | -26.1136 | 2148.6284 | 146.5958 | 0 | 0 | 0 | 0 | 0 | 0 | 0 | 0 | 0 | 0 | 0 | 4297.0246 | 0 | 0 | 134.3748 | 7.007 | 5.9428 | 85.5427 | 0.031824 | 85.5024 | 0 | 14489.2747 | 0 | 0 | 3141.0757 | 0 | 0 | 0 | 1.7279 | #N/A | #N/A
Elektron Solar 25 Year PV-T | PAUT | BS_PACE | UT | Hourly Resource | PV-Tracking | 69.8 | 0 |  | 2022-12-31 | 2049-04-30 | 69.3535 | 16.7049 | -1.2794 | 69.8 | 69.8 | 168729.88 | 0 | 0 | 0.27595 | 0 | 11.702 | 11.702 | 8760 | 0 | 8760 | 0 | 0 | 0 | 0 | 966.9801 | 114.8803 | 27.0347 | 1.155 | -26.1136 | 2148.6284 | 146.5958 | 0 | 0 | 0 | 0 | 0 | 0 | 0 | 0 | 0 | 0 | 0 | 27926.4168 | 0 | 0 | 966.98 | 7.007 | 5.9428 | 85.5427 | 0.031824 | 85.5024 | 0 | 99151.0386 | 0 | 0 | 23931.5158 | 0 | 0 | 0 | 11.8251 | #N/A | #N/A
Elephant Butte 1 HY | PNM | SW_PNM | NM | Hydro | Hydro | 27.9 | 0 |  | 1940-12-01 | 2051-12-31 | 62.5641 | -27.385 | 1.2967 | 11.997 | 11.997 | 33158.2844 | 0 | 0 | 0.31551 | 0 | 2.0745 | 2.0745 | 0 | 0 | 0 | 8760 | 0 | 0 | 0 | 0 | 50.2214 | -35.4767 | -0.99249 | -27.2214 | 1956.543 | 71.8463 | 0 | 0 | 0 | 0 | 0 | 0 | 0 | 0 | 0 | 0 | 2809.398 | 11606.8412 | 72.0535 | 3.45 | 16149.5765 | 0.89269 | 0.0029891 | 22.2939 | 5.1679 | 17.1082 | 15861.4029 | 21.2621 | 2224.9883 | 60.0203 | 166718.9255 | 0 | 0 | 0 | 2.2594 | #N/A | #N/A
Eleven Mile: Solar 1 PV | SRP | SW_SRP | AZ | Hourly Resource | PV | 300 | 0 |  | 2024-06-01 | 2044-05-31 | 14.073 | -32.132 | -7.1327 | 300 | 300 | 833488.8408 | 0 | 0 | 0.31716 | 0 | 11.7297 | 11.7297 | 8760 | 0 | 8760 | 0 | 0 | 0 | 0 | 6853.7593 | 43.632 | -33.3347 | -9.7238 | -25.1614 | 1891.2725 | 65.3624 | 0 | 0 | 0 | 0 | 0 | 0 | 0 | 0 | 0 | 0 | 0 | 24899.6405 | 0 | 0 | 2.7567e-05 | 1.0352 | 0.11547 | 12.6186 | 5.1679 | 7.4506 | 0 | 99840.1555 | 0 | 0 | -0.00016617 | 0 | 0 | 0 | 11.8295 | #N/A | #N/A
Eleven Mile: Storage (4 HR) 2 BA | SRP | SW_SRP | AZ | Pumped Storage | Energy Storage | 300 | -300 |  | 2024-06-01 | 2044-05-31 | 35.9377 | -35.9857 | -9.2172 | 300 | 300 | 425778.2451 | 496680.2704 | 8.9957 | 0.16202 | 1.3837 | 15.1596 | 13.776 | 8760 | 0 | 8760 | 0 | 0 | -0.10635 | 4.1044 | 0 | 43.632 | -33.3347 | -9.7238 | -25.1614 | 1891.2725 | 65.3624 | 0.77916 | 0 | 0 | 0 | 0 | 0 | 0 | 0 | 0 | 0 | 183871.2622 | 1533850.071 | 189860.623 | 25839.5746 | 1096893.8489 | 1.0352 | 0.11547 | 12.6186 | 5.1679 | 7.4506 | 296846.2112 | 39999.8942 | 1495585.8123 | 554507.7209 | 3209690.7948 | 0 | 0 | 0 | 20.7563 | #N/A | #N/A
Elkhorn Energy Storage 1 BA | CIPB | CA_CISO | CA | Pumped Storage | Energy Storage | 182.5 | -182.5 |  | 2022-02-11 | 2050-12-31 | 89.7076 | 5.9062 | -0.30904 | 182.5 | 182.5 | 196189.1338 | 228234.268 | 16.2289 | 0.12272 | 0.63664 | 5.6161 | 4.9795 | 8760 | 0 | 8760 | 0 | 0 | -0.048068 | 1.4359 | 0 | 102.5651 | 14.4855 | 1.3891 | -25.9475 | 1937.0488 | 67.097 | 1.226 | 0 | 0 | 0 | 0 | 0 | 0 | 0 | 0 | 0 | 168358.995 | 1085710.6711 | 199046.37 | 0 | 367563.2154 | 0.15866 | 0.00010078 | 4.7626 | 4.7626 | 4.7626 | 80981.106 | 82.5818 | 294768.4833 | 0 | 212698.4873 | 0 | 0 | 0 | 6.2046 | #N/A | #N/A
Elkhorn Wind 1 WT | IPTV | BS_IPCO | OR | Hourly Resource | WT-Onshore | 100 | 0 |  | 2007-11-01 | 2050-12-31 | 91.7263 | 11.9997 | -0.69759 | 100 | 100 | 208772.8022 | 0 | 0 | 0.23833 | 0 | 19.15 | 19.15 | 8760 | 0 | 8760 | 0 | 0 | 0 | 0 | 1758.3971 | 109.4232 | 19.8037 | 2.9289 | -32.9737 | 1830.6185 | 105.7537 | 0 | 0 | 0 | 0 | 0 | 0 | 0 | 0 | 0 | 0 | 0 | 204084.9113 | 0 | 0 | 1758.3964 | 0.015242 | 0.010783 | 14.1881 | 0.031824 | 14.1563 | 0 | 642.4561 | 0 | 0 | 327965.3108 | 0 | 0 | 0 | 19.4786 | #N/A | #N/A
ELLIOTT ENERGY STORAGE BA | CISD | CA_CISO | CA | Pumped Storage | Energy Storage | 9.75 | -9.75 |  | 2023-08-01 | 2054-12-31 | 49.1297 | -24.8466 | -6.515 | 9.75 | 9.75 | 13579.3882 | 15838.1034 | 0.46889 | 0.15899 | 0.044126 | 0.5075 | 0.46337 | 8760 | 0 | 8760 | 0 | 0 | -0.0033881 | 0.1185 | 0 | 67.223 | -13.5718 | -5.8957 | -25.7518 | 1946.952 | 69.8358 | 1.0886 | 0 | 0 | 0 | 0 | 0 | 0 | 0 | 0 | 0 | 969.3754 | 574.3573 | 5811.2839 | 0 | 1837.8648 | 0.15866 | 0.00010078 | 4.7626 | 4.7626 | 4.7626 | 0.16641 | 0.098389 | 129.4151 | 0 | 0.39119 | 0 | 0 | 0 | 0.50763 | #N/A | #N/A
Elmore Distributed BESS BA | IPTV | BS_IPCO | ID | Pumped Storage | Energy Storage | 3 | -3 |  | 2024-06-01 | 2051-12-31 | 128.9915 | 37.4218 | 4.3881 | 3 | 3 | 4746.4819 | 5541.7431 | 0.41556 | 0.18061 | 0.015432 | 0.49598 | 0.48055 | 8760 | 0 | 8760 | 0 | 0 | -0.0011929 | 0.044912 | 0 | 115.1215 | 24.759 | 3.672 | -30.0464 | 1902.6541 | 127.7516 | 1.2147 | 0 | 0 | 0 | 0 | 0 | 0 | 0 | 0 | 0 | 237.5152 | 30 | 6935.736 | 4265.3788 | 1016.5943 | 0.015242 | 0.010783 | 14.1881 | 0.031824 | 14.1563 | 41.1162 | 0.011528 | 51958.5061 | 1.4303 | 27572.8332 | 0 | 0 | 0 | 0.57556 | #N/A | #N/A
Empress 21 PV-NT | AESO | AB_AESO | AB | Hourly Resource | PV-Tracking | 16 | 0 |  | 2022-02-01 | 2050-12-31 | 79.2713 | 17.0954 | 7.0309 | 16 | 16 | 28120.752 | 0 | 0 | 0.20063 | 0 | 2.2292 | 2.2292 | 8760 | 0 | 8760 | 0 | 0 | 0 | 0 | 540.528 | 102.6563 | 10.8644 | 5.1013 | -26.8604 | 799.252 | 71.2664 | 0 | 0 | 0 | 0 | 0 | 0 | 0 | 0 | 0 | 0 | 0 | 0 | 0 | 0 | 433.904 | 1.8659 | 0.0078726 | 35.0857 | 35.06 | 35.06 | 0 | 0 | 0 | 0 | 9542.4166 | 0 | 0 | 0 | 2.2387 | #N/A | #N/A
Empress 394S Der Solar 1 PV-NT | AESO | AB_AESO | AB | Hourly Resource | PV-Tracking | 23 | 0 |  | 2022-02-01 | 2050-12-31 | 70.2228 | 15.4533 | 0.90874 | 23 | 23 | 41191.5279 | 0 | 0 | 0.20444 | 0 | 2.8926 | 2.8926 | 8760 | 0 | 8760 | 0 | 0 | 0 | 0 | 8.878 | 91.9912 | 9.779 | -4.4783 | -24.8926 | 756.8705 | 70.3652 | 0 | 0 | 0 | 0 | 0 | 0 | 0 | 0 | 0 | 0 | 0 | 18235.2674 | 0 | 0 | 8.878 | 1.8659 | 0.0078726 | 35.0857 | 35.06 | 35.06 | 0 | 16.4553 | 0 | 0 | 150.0206 | 0 | 0 | 0 | 2.8928 | #N/A | #N/A
Encino North 1 PV-T | PNM | SW_PNM | NM | Hourly Resource | PV-Tracking | 50 | 0 |  | 2023-06-01 | 2043-06-01 | 15.6162 | -32.9146 | -4.8898 | 50 | 50 | 137558.8758 | 0 | 0 | 0.31406 | 0 | 2.1482 | 2.1482 | 8760 | 0 | 8760 | 0 | 0 | 0 | 0 | 1709.0242 | 47.6534 | -33.994 | -5.0432 | -25.4243 | 1926.6049 | 73.25 | 0 | 0 | 0 | 0 | 0 | 0 | 0 | 0 | 0 | 0 | 0 | 13374.2157 | 0 | 0 | 67.2 | 0.89269 | 0.0029891 | 22.2939 | 5.1679 | 17.1082 | 0 | 317.514 | 0 | 0 | 0.074762 | 0 | 0 | 0 | 2.1485 | #N/A | #N/A
Encino Solar Energy Center 1 PV-T | PNM | SW_PNM | NM | Hourly Resource | PV-Tracking | 50 | 0 |  | 2020-07-21 | 2045-07-01 | 16.1422 | -33.0318 | -4.6128 | 50 | 50 | 136855.5726 | 0 | 0 | 0.31246 | 0 | 2.2092 | 2.2092 | 8760 | 0 | 8760 | 0 | 0 | 0 | 0 | 2412.3274 | 47.896 | -33.994 | -4.8006 | -25.4266 | 1927.948 | 73.339 | 0 | 0 | 0 | 0 | 0 | 0 | 0 | 0 | 0 | 0 | 0 | 107524.189 | 0 | 0 | 422.072 | 0.89269 | 0.0029891 | 22.2939 | 5.1679 | 17.1082 | 0 | 371.1848 | 0 | 0 | 0.32185 | 0 | 0 | 0 | 2.2095 | #N/A | #N/A
Energia Sierra Juarez Wind 2 WT | CISD | CA_CISO | CA | Hourly Resource | WT-Onshore | 105 | 0 |  | 2022-01-13 | 2050-12-31 | 55.819 | -15.2766 | -8.7882 | 105 | 105 | 268901.8499 | 0 | 0 | 0.29235 | 0 | 15.0098 | 15.0098 | 8760 | 0 | 8760 | 0 | 0 | 0 | 0 | 1363.95 | 63.41 | -14.2525 | -9.028 | -25.1504 | 1898.7292 | 67.4763 | 0 | 0 | 0 | 0 | 0 | 0 | 0 | 0 | 0 | 0 | 0 | 0 | 0 | 0 | -9.276e-05 | 0.15866 | 0.00010078 | 4.7626 | 4.7626 | 4.7626 | 0 | 0 | 0 | 0 | -0.00092995 | 0 | 0 | 0 | 15.0098 | #N/A | #N/A
Enerparc California 2 PV-NT | CIPV | CA_CISO | CA | Hourly Resource | PV-NonTracking | 1.5 | 0 |  | 2016-03-23 | 2050-12-31 | 61.8986 | 6.8195 | 0.64758 | 1.5 | 1.5 | 3735.5224 | 0 | 0 | 0.28429 | 0 | 0.23122 | 0.23122 | 8760 | 0 | 8760 | 0 | 0 | 0 | 0 | 23.1251 | 97.2222 | 8.8291 | 1.7026 | -25.9621 | 1781.6228 | 67.5568 | 0 | 0 | 0 | 0 | 0 | 0 | 0 | 0 | 0 | 0 | 0 | 1.353 | 0 | 0 | -8.0036e-09 | 0.15866 | 0.00010078 | 4.7626 | 4.7626 | 4.7626 | 0 | 0.0010115 | 0 | 0 | -1.0589e-06 | 0 | 0 | 0 | 0.23122 | #N/A | #N/A
Enersmart Chula Vista 1 BA | CISD | CA_CISO | CA | Pumped Storage | Energy Storage | 6 | -6 |  | 2022-03-01 | 2050-12-31 | 47.8729 | -25.5369 | -6.9921 | 6 | 6 | 8205.973 | 9569.3792 | 0.27003 | 0.15613 | 0.026663 | 0.31089 | 0.28423 | 8760 | 0 | 8760 | 0 | 0 | -0.0020451 | 0.071581 | 0 | 66.4529 | -13.6365 | -6.6012 | -25.587 | 1924.9277 | 69.1111 | 1.0698 | 0 | 0 | 0 | 0 | 0 | 0 | 0 | 0 | 0 | 3562.1904 | 3369.6695 | 10034.571 | 0 | 1964.4555 | 0.15866 | 0.00010078 | 4.7626 | 4.7626 | 4.7626 | 0.46058 | 0.37488 | 38.303 | 0 | 0.32176 | 0 | 0 | 0 | 0.31093 | #N/A | #N/A
Enersmart El Cajon BA | CISD | CA_CISO | CA | Pumped Storage | Energy Storage | 3 | -3 |  | 2022-03-01 | 2050-12-31 | 49.9759 | -24.685 | -6.1304 | 3 | 3 | 4225.0502 | 4928.294 | 0.14967 | 0.16077 | 0.01373 | 0.1581 | 0.14437 | 8760 | 0 | 8760 | 0 | 0 | -0.0010549 | 0.03657 | 0 | 67.6312 | -13.6171 | -5.4423 | -26.006 | 1948.3163 | 69.926 | 1.093 | 0 | 0 | 0 | 0 | 0 | 0 | 0 | 0 | 0 | 1764.5824 | 1469.6083 | 5171.4952 | 0 | 903.1501 | 0.15866 | 0.00010078 | 4.7626 | 4.7626 | 4.7626 | 0.22553 | 0.16721 | 20.8598 | 0 | 0.1328 | 0 | 0 | 0 | 0.15812 | #N/A | #N/A
EnerSmart Imperial Beach 2 BA | CISD | CA_CISO | CA | Pumped Storage | Energy Storage | 6 | -6 |  | 2023-07-30 | 2054-12-31 | 48.9414 | -25.265 | -6.5985 | 6 | 6 | 8328.0004 | 9712.9409 | 0.28467 | 0.15845 | 0.027061 | 0.31362 | 0.28655 | 8760 | 0 | 8760 | 0 | 0 | -0.0020774 | 0.072108 | 0 | 67.0132 | -13.6473 | -6.0301 | -25.7397 | 1936.319 | 69.4667 | 1.0851 | 0 | 0 | 0 | 0 | 0 | 0 | 0 | 0 | 0 | 794.1468 | 367.8762 | 3562.4366 | 5.1 | 1002.213 | 0.15866 | 0.00010078 | 4.7626 | 4.7626 | 4.7626 | 0.13614 | 0.062131 | 38.3588 | 0.00084099 | 0.22917 | 0 | 0 | 0 | 0.31365 | #N/A | #N/A
EnerSmart Mesa Heights BA | CISD | CA_CISO | CA | Pumped Storage | Energy Storage | 3 | -3 |  | 2023-06-26 | 2054-12-31 | 48.9811 | -24.9932 | -6.5934 | 3 | 3 | 4171.0502 | 4864.7646 | 0.1433 | 0.15872 | 0.013554 | 0.15599 | 0.14243 | 8760 | 0 | 8760 | 0 | 0 | -0.0010406 | 0.036346 | 0 | 67.1302 | -13.5672 | -5.9931 | -25.7231 | 1943.7086 | 69.7285 | 1.0875 | 0 | 0 | 0 | 0 | 0 | 0 | 0 | 0 | 0 | 430.6412 | 230.303 | 1901.7632 | 14.1 | 480.2818 | 0.15866 | 0.00010078 | 4.7626 | 4.7626 | 4.7626 | 0.071617 | 0.038112 | 37.1505 | 0.0030135 | 0.1036 | 0 | 0 | 0 | 0.15602 | #N/A | #N/A
EnerSmart Murray 1 BA | CISD | CA_CISO | CA | Pumped Storage | Energy Storage | 18 | -18 |  | 2023-03-15 | 2054-12-31 | 50.0855 | -24.6461 | -6.1129 | 18 | 18 | 25395.1316 | 29622.507 | 0.90367 | 0.16105 | 0.082526 | 0.94824 | 0.86572 | 8760 | 0 | 8760 | 0 | 0 | -0.0063411 | 0.22014 | 0 | 67.723 | -13.5933 | -5.3743 | -25.9648 | 1956.1812 | 70.1819 | 1.0948 | 0 | 0 | 0 | 0 | 0 | 0 | 0 | 0 | 0 | 4200.3933 | 2845.6575 | 12585.4262 | 9.1527 | 3432.596 | 0.15866 | 0.00010078 | 4.7626 | 4.7626 | 4.7626 | 0.64809 | 0.42928 | 219.1569 | 0.001199 | 0.73067 | 0 | 0 | 0 | 0.94846 | #N/A | #N/A
ENGIE Buffalo Trail North Wind 1 WT | AESO | AB_AESO | AB | Hourly Resource | WT-Onshore | 200 | 0 |  | 2028-01-15 | 2051-12-31 | 75.9563 | -3.1735 | -1.0911 | 200 | 200 | 646354.9246 | 0 | 0 | 0.36892 | 0 | 49.0948 | 49.0948 | 8760 | 0 | 8760 | 0 | 0 | 0 | 0 | 278.8717 | 97.439 | 10.9233 | -0.17483 | -25.0707 | 769.1138 | 69.5123 | 0 | 0 | 0 | 0 | 0 | 0 | 0 | 0 | 0 | 0 | 0 | 1.6 | 0 | 0 | -0.0022399 | 1.8659 | 0.0078726 | 35.0857 | 35.06 | 35.06 | 0 | 102.4261 | 0 | 0 | -0.057279 | 0 | 0 | 0 | 49.0949 | #N/A | #N/A
Enmax Taber Tab1 1 WT | AESO | AB_AESO | AB | Hourly Resource | WT-Onshore | 40 | 0.018 |  | 2007-09-01 | 2050-12-31 | 57.9918 | -8.831 | -12.6341 | 40 | 40 | 125330.3897 | 0 | 0 | 0.35768 | 0 | 7.2681 | 7.2681 | 8760 | 0 | 8760 | 0 | 0 | 0 | 0 | 868.2495 | 89.2906 | 8.8533 | -6.2532 | -31.5716 | 788.3211 | 73.459 | 0 | 0 | 0 | 0 | 0 | 0 | 0 | 0 | 0 | 0 | 0 | 125330.3897 | 0 | 0 | 868.2491 | 1.8659 | 0.0078726 | 35.0857 | 35.06 | 35.06 | 0 | 422.665 | 0 | 0 | 39519.4575 | 0 | 0 | 0 | 7.3081 | #N/A | #N/A
Enmax Taber Tab1 2 WT | AESO | AB_AESO | AB | Hourly Resource | WT-Onshore | 41 | 0.019 |  | 2006-12-01 | 2050-12-31 | 58.5295 | -8.8832 | -12.0299 | 41 | 41 | 128797.2225 | 0 | 0 | 0.35861 | 0 | 7.5384 | 7.5384 | 8760 | 0 | 8760 | 0 | 0 | 0 | 0 | 556.3832 | 89.6515 | 8.8533 | -5.8923 | -29.032 | 788.6147 | 73.3938 | 0 | 0 | 0 | 0 | 0 | 0 | 0 | 0 | 0 | 0 | 0 | 128797.2225 | 0 | 0 | 556.383 | 1.8659 | 0.0078726 | 35.0857 | 35.06 | 35.06 | 0 | 433.4097 | 0 | 0 | 23659.0846 | 0 | 0 | 0 | 7.5625 | #N/A | #N/A
Enterprise MPC Solar 1 PV-NT | AESO | AB_AESO | AB | Hourly Resource | PV-NonTracking | 65 | 0 |  | 2023-06-30 | 2054-12-31 | 62.1594 | 11.0728 | -4.3615 | 65 | 65 | 143971.7488 | 0 | 0 | 0.25285 | 0 | 8.9492 | 8.9492 | 8760 | 0 | 8760 | 0 | 0 | 0 | 0 | 1317.4865 | 88.9109 | 8.7685 | -6.5482 | -25.7531 | 771.9968 | 70.3676 | 0 | 0 | 0 | 0 | 0 | 0 | 0 | 0 | 0 | 0 | 0 | 4018.9262 | 0 | 0 | 1307.3324 | 1.8659 | 0.0078726 | 35.0857 | 35.06 | 35.06 | 0 | 4.4293 | 0 | 0 | 61569.4804 | 0 | 0 | 0 | 9.0108 | #N/A | #N/A
Enterprise Solar Ents1 PV-T | PAUT | BS_PACE | UT | Hourly Resource | PV-NonTracking | 80 | 0 |  | 2016-07-29 | 2036-07-21 | 52.6172 | -2.3348 | -6.3657 | 80 | 80 | 169956.8524 | 0 | 0 | 0.24252 | 0 | 8.9426 | 8.9426 | 8760 | 0 | 8760 | 0 | 0 | 0 | 0 | 41339.3878 | 105.5037 | 24.3191 | -5.5059 | -23.9861 | 2314.9944 | 147.1185 | 0 | 0 | 0 | 0 | 0 | 0 | 0 | 0 | 0 | 0 | 0 | 79162.545 | 0 | 0 | 41339.3881 | 7.007 | 5.9428 | 85.5427 | 0.031824 | 85.5024 | 0 | 109151.5288 | 0 | 0 | 1888369.1887 | 0 | 0 | 0 | 10.9402 | #N/A | #N/A
Ereserve1 Rycroft Erv1 1 BA | AESO | AB_AESO | AB | Pumped Storage | Energy Storage | 20 | -20 |  | 2020-11-23 | 2050-12-31 | 104.6317 | 13.8867 | 8.9336 | 20 | 20 | 16717.0098 | 19384.7168 | 1.371 | 0.095417 | 0.054153 | 1.0353 | 0.98116 | 8760 | 0 | 8760 | 0 | 0 | -0.0040016 | 0.21897 | 0 | 108.5585 | 10.8885 | 10.9795 | -30.3254 | 807.5747 | 71.3267 | 1.1215 | 0 | 0 | 0 | 0 | 0 | 0 | 0 | 0 | 0 | 128147.9837 | 19770.6156 | 131894.4301 | 89.502 | 0 | 1.8659 | 0.0078726 | 35.0857 | 35.06 | 35.06 | 228751.8174 | 12.4081 | 4903255.1348 | 7518.3497 | 0 | 0 | 0 | 0 | 6.1749 | #N/A | #N/A
Ereserve2 Buffalo Creek Erv2 1 BA | AESO | AB_AESO | AB | Pumped Storage | Energy Storage | 20 | -20 |  | 2021-10-01 | 2050-12-31 | 103.2804 | 13.0497 | 3.7164 | 20 | 20 | 17421.7714 | 20213.8481 | 1.3733 | 0.099439 | 0.056453 | 1.1403 | 1.0839 | 8760 | 0 | 8760 | 0 | 0 | -0.0041881 | 0.22904 | 0 | 103.4881 | 10.865 | 5.9326 | -26.9831 | 808.2446 | 71.833 | 1.0806 | 0 | 0 | 0 | 0 | 0 | 0 | 0 | 0 | 0 | 126996.9272 | 18257.7375 | 132211.1761 | 17 | 0 | 1.8659 | 0.0078726 | 35.0857 | 35.06 | 35.06 | 240881.3175 | 11.414 | 4802650.7993 | 1255.9355 | 0 | 0 | 0 | 0 | 6.1851 | #N/A | #N/A
Ereserve3 Mercer Hill Erv3 1 BA | AESO | AB_AESO | AB | Pumped Storage | Energy Storage | 20 | -20 |  | 2021-08-19 | 2054-12-31 | 98.9837 | 12.3653 | 6.2727 | 20 | 20 | 15770.3103 | 18270.9528 | 1.2714 | 0.090013 | 0.051062 | 0.82664 | 0.77558 | 8760 | 0 | 8760 | 0 | 0 | -0.003751 | 0.21366 | 0 | 105.6789 | 10.8895 | 8.0989 | -29.9436 | 781.7487 | 69.7002 | 1.096 | 0 | 0 | 0 | 0 | 0 | 0 | 0 | 0 | 0 | 131012.4217 | 19285.185 | 135798.3367 | 77 | 0 | 1.8659 | 0.0078726 | 35.0857 | 35.06 | 35.06 | 232071.2089 | 12.2198 | 5093998.0253 | 4064.1125 | 0 | 0 | 0 | 0 | 6.1568 | #N/A | #N/A
eReserve4 Nilrem (ERV4) 1 BA | AESO | AB_AESO | AB | Pumped Storage | Energy Storage | 20 | -20 |  | 2023-08-01 | 2051-12-31 | 85.6615 | -4.5749 | -10.2363 | 20 | 20 | 16973.6677 | 19686.6673 | 1.2004 | 0.096882 | 0.054991 | 0.73957 | 0.68458 | 8760 | 0 | 8760 | 0 | 0 | -0.0040695 | 0.24237 | 0 | 92.9152 | 10.3932 | -4.1685 | -27.9243 | 755.9708 | 70.1708 | 0.97601 | 0 | 0 | 0 | 0 | 0 | 0 | 0 | 0 | 0 | 128122.3125 | 16651.9314 | 142458.6155 | 43 | 0 | 1.8659 | 0.0078726 | 35.0857 | 35.06 | 35.06 | 288577.3922 | 10.3784 | 5207326.4999 | 2609.965 | 0 | 0 | 0 | 0 | 6.2381 | #N/A | #N/A
Ereserve5 Hughenden Erv5 1 BA | AESO | AB_AESO | AB | Pumped Storage | Energy Storage | 20 | -20 |  | 2021-01-16 | 2054-12-31 | 94.3026 | 6.8635 | -5.1777 | 20 | 20 | 14941.1607 | 17295.4827 | 1.1572 | 0.085281 | 0.048355 | 0.72565 | 0.6773 | 8760 | 0 | 8760 | 0 | 0 | -0.0035315 | 0.22173 | 0 | 96.3208 | 10.8421 | -1.2118 | -24.9969 | 762.6122 | 69.1293 | 1.0112 | 0 | 0 | 0 | 0 | 0 | 0 | 0 | 0 | 0 | 130199.6369 | 20214.4866 | 142950.5412 | 40 | 0 | 1.8659 | 0.0078726 | 35.0857 | 35.06 | 35.06 | 272967.3092 | 12.5447 | 5147184.5996 | 5956.9548 | 0 | 0 | 0 | 0 | 6.1518 | #N/A | #N/A
eReserve6 Nilrem (ERV6) 1 BA | AESO | AB_AESO | AB | Pumped Storage | Energy Storage | 20 | -20 |  | 2023-08-01 | 2051-12-31 | 85.6956 | -4.3224 | -10.264 | 20 | 20 | 17004.334 | 19722.7453 | 1.1934 | 0.097057 | 0.055091 | 0.76052 | 0.70543 | 8760 | 0 | 8760 | 0 | 0 | -0.0040776 | 0.24138 | 0 | 92.9152 | 10.3932 | -4.1685 | -27.9243 | 755.9708 | 70.1708 | 0.97601 | 0 | 0 | 0 | 0 | 0 | 0 | 0 | 0 | 0 | 125115.5677 | 19138.9263 | 141306.4698 | 55 | 0 | 1.8659 | 0.0078726 | 35.0857 | 35.06 | 35.06 | 286843.1843 | 12.2383 | 5185713.2171 | 5109.5782 | 0 | 0 | 0 | 0 | 6.2382 | #N/A | #N/A
eReserve7/8 Goodfare (ERV7/8) 1 BA | AESO | AB_AESO | AB | Pumped Storage | Energy Storage | 40 | -40 |  | 2023-11-28 | 2051-12-31 | 97.0335 | 11.6858 | 6.1116 | 40 | 40 | 31127.0194 | 36055.3159 | 2.5051 | 0.088833 | 0.10077 | 1.5087 | 1.4079 | 8760 | 0 | 8760 | 0 | 0 | -0.0073924 | 0.42416 | 0 | 105.2606 | 10.8897 | 7.6804 | -29.9725 | 774.8978 | 69.3575 | 1.0901 | 0 | 0 | 0 | 0 | 0 | 0 | 0 | 0 | 0 | 272491.4043 | 29573.5644 | 273633.3402 | 74 | 0 | 1.8659 | 0.0078726 | 35.0857 | 35.06 | 35.06 | 465046.6649 | 18.3188 | 10336720.1137 | 3202.6142 | 0 | 0 | 0 | 0 | 12.3137 | #N/A | #N/A
eReserve9 Wapiti (ERV9) 1 BA | AESO | AB_AESO | AB | Pumped Storage | Energy Storage | 20 | -20 |  | 2023-12-11 | 2051-12-31 | 97.6258 | 9.7515 | 6.2532 | 20 | 20 | 15784.492 | 18287.6371 | 1.2745 | 0.090094 | 0.051108 | 0.77737 | 0.72626 | 8760 | 0 | 8760 | 0 | 0 | -0.0037547 | 0.21279 | 0 | 105.7496 | 10.8896 | 8.1695 | -30.4351 | 774.7829 | 69.1279 | 1.0947 | 0 | 0 | 0 | 0 | 0 | 0 | 0 | 0 | 0 | 122605.897 | 28440.6838 | 136064.9512 | 20 | 0 | 1.8659 | 0.0078726 | 35.0857 | 35.06 | 35.06 | 230919.4818 | 18.3593 | 5151416.2342 | 5000 | 0 | 0 | 0 | 0 | 6.1647 | #N/A | #N/A
Escalante Solar 1 PV-T | PNM | SW_PNM | NM | Hourly Resource | PV-Tracking | 200 | 0 |  | 2023-11-30 | 2051-12-31 | 13.3313 | -32.4384 | -6.1832 | 200 | 200 | 553320.6072 | 0 | 0 | 0.31582 | 0 | 7.3765 | 7.3765 | 8760 | 0 | 8760 | 0 | 0 | 0 | 0 | 5961.5927 | 46.4246 | -33.9584 | -6.3075 | -26.4094 | 1919.0619 | 72.0019 | 0 | 0 | 0 | 0 | 0 | 0 | 0 | 0 | 0 | 0 | 0 | 277952.8195 | 0 | 0 | 1568.4898 | 0.89269 | 0.0029891 | 22.2939 | 5.1679 | 17.1082 | 0 | 765.1176 | 0 | 0 | 15165.5149 | 0 | 0 | 0 | 7.3924 | #N/A | #N/A
Escalante Solar I 1-2 PV-T | PAUT | BS_PACE | UT | Hourly Resource | PV-NonTracking | 160 | 0 |  | 2016-08-31 | 2036-08-30 | 51.4594 | 0.15923 | -4.6254 | 160 | 160 | 401231.549 | 0 | 0 | 0.28627 | 0 | 20.6471 | 20.6471 | 8760 | 0 | 8760 | 0 | 0 | 0 | 0 | 8702.2108 | 106.9931 | 24.812 | -4.5095 | -24.4433 | 2287.5112 | 146.2785 | 0 | 0 | 0 | 0 | 0 | 0 | 0 | 0 | 0 | 0 | 0 | 174659.2726 | 0 | 0 | 8702.2106 | 7.007 | 5.9428 | 85.5427 | 0.031824 | 85.5024 | 0 | 138498.7647 | 0 | 0 | 240751.8683 | 0 | 0 | 0 | 21.0264 | #N/A | #N/A
Escalante Solar III 3 PV-T | PAUT | BS_PACE | UT | Hourly Resource | PV-NonTracking | 80 | 0 |  | 2016-08-31 | 2036-08-30 | 50.8746 | 0.2198 | -4.9447 | 80 | 80 | 201346.9284 | 0 | 0 | 0.28731 | 0 | 10.2435 | 10.2435 | 8760 | 0 | 8760 | 0 | 0 | 0 | 0 | 3895.9516 | 106.7531 | 24.812 | -4.7494 | -24.4408 | 2282.6418 | 146.1118 | 0 | 0 | 0 | 0 | 0 | 0 | 0 | 0 | 0 | 0 | 0 | 76566.8282 | 0 | 0 | 3895.9517 | 7.007 | 5.9428 | 85.5427 | 0.031824 | 85.5024 | 0 | 69369.7037 | 0 | 0 | 135531.404 | 0 | 0 | 0 | 10.4483 | #N/A | #N/A
Esj Wind Energy 1 WT | CISD | CA_CISO | CA | Hourly Resource | WT-Onshore | 151 | 0 |  | 2015-06-04 | 2050-12-31 | 54.159 | -15.2685 | -10.3279 | 151 | 151 | 387212.9237 | 0 | 0 | 0.29273 | 0 | 20.9711 | 20.9711 | 8760 | 0 | 8760 | 0 | 0 | 0 | 0 | 1455.036 | 62.5023 | -14.2525 | -9.9357 | -25.2338 | 1887.9413 | 67.0438 | 0 | 0 | 0 | 0 | 0 | 0 | 0 | 0 | 0 | 0 | 0 | 46974.4811 | 0 | 0 | 171.2337 | 0.15866 | 0.00010078 | 4.7626 | 4.7626 | 4.7626 | 0 | 12.8891 | 0 | 0 | 0.05253 | 0 | 0 | 0 | 20.9711 | #N/A | #N/A
Estancia Solar Project 1 PV-T | PNM | SW_PNM | NM | Hourly Resource | PV-NonTracking | 2 | 0 |  | 2018-08-01 | 2051-12-31 | 14.9554 | -32.2917 | -5.1545 | 2 | 2 | 5615.006 | 0 | 0 | 0.32049 | 0 | 0.083975 | 0.083975 | 8760 | 0 | 8760 | 0 | 0 | 0 | 0 | 32.722 | 47.2436 | -33.8899 | -5.5571 | -25.6663 | 1882.5835 | 73.4673 | 0 | 0 | 0 | 0 | 0 | 0 | 0 | 0 | 0 | 0 | 0 | 3167.9766 | 0 | 0 | 11.102 | 0.89269 | 0.0029891 | 22.2939 | 5.1679 | 17.1082 | 0 | 3.0894 | 0 | 0 | 128.0782 | 0 | 0 | 0 | 0.084106 | #N/A | #N/A
Estes 1 HY | WACM | RM_WACM | CO | Hydro | Hydro | 45 | 0 |  | 1950-09-01 | 2050-12-31 | 178.978 | 83.4349 | 5.4455 | 35.8178 | 27.3776 | 126022.1182 | 0 | 0 | 0.28208 | 0 | 22.5552 | 22.5552 | 0 | 0 | 235 | 8525 | 0 | 0 | 0 | 0 | 138.6924 | 48.9332 | 3.0687 | -24.42 | 2485.3162 | 214.1259 | 0 | 0 | 0 | 0 | 0 | 0 | 0 | 0 | 0 | 0 | 1998.7697 | 5940.3927 | 2232.7435 | 3021.1472 | 61310.5341 | 0.075305 | 0.00032051 | 86.4793 | 43.2396 | 43.2397 | 1703.7955 | 2.7753 | 52811.2466 | 112630.8117 | 2489750.175 | 0 | 0 | 0 | 25.2121 | #N/A | #N/A
Estrella 1 BA | AZPS | SW_AZPS | AZ | Pumped Storage | Energy Storage | 75 | -75 |  | 2025-05-01 | 2051-12-31 | 38.9216 | -36.3187 | -9.8251 | 75 | 75 | 106590.7901 | 124342.1021 | 3.2238 | 0.16224 | 0.3464 | 2.5407 | 2.1943 | 8760 | 0 | 8760 | 0 | 0 | -0.026627 | 0.98927 | 0 | 43.2315 | -33.4478 | -10.0112 | -26.9448 | 1874.671 | 64.1002 | 0.79194 | 0 | 0 | 0 | 0 | 0 | 0 | 0 | 0 | 0 | 56431.6615 | 36364.498 | 60776.0713 | 22445.3279 | 76834.0291 | 0.94841 | 0.0016464 | 11.9962 | 5.1679 | 6.8283 | 165821.8012 | 8.8299 | 445682.4503 | 256428.589 | 1321056.5918 | 0 | 0 | 0 | 4.7297 | #N/A | #N/A
Etiwanda Recovery Hydro 1 HY | CISC | CA_CISO | CA | Hydro | Hydro | 24 | 0 |  | 1994-01-01 | 2050-12-31 | 80.7885 | -3.0155 | -4.0619 | 3.4599 | 15.1317 | 55096.5343 | 0 | 0 | 0.25883 | 0 | 4.4512 | 4.4512 | 0 | 0 | 0 | 8760 | 0 | 0 | 0 | 714.8875 | 69.945 | -12.2497 | -4.4959 | -31.9872 | 1978.6859 | 72.3738 | 0 | 0 | 0 | 0 | 0 | 0 | 0 | 0 | 0 | 0 | 49.1555 | 312.8526 | 31.993 | 544.1103 | 5292.1161 | 0.15866 | 0.00010078 | 4.7626 | 4.7626 | 4.7626 | 173.6063 | 0.096739 | 390.8551 | 8672.5662 | 25315.3803 | 0 | 0 | 0 | 4.4857 | #N/A | #N/A
Excelsior Solar 1 PV-NT | CIPV | CA_CISO | CA | Hourly Resource | PV-NonTracking | 60 | 0 |  | 2016-10-06 | 2050-12-31 | 52.8964 | -7.0329 | -5.4173 | 60 | 60 | 131834.8629 | 0 | 0 | 0.25083 | 0 | 6.9736 | 6.9736 | 8760 | 0 | 8760 | 0 | 0 | 0 | 0 | 36814.8196 | 87.2183 | 1.5848 | -1.057 | -43.1553 | 2076.1682 | 83.3597 | 0 | 0 | 0 | 0 | 0 | 0 | 0 | 0 | 0 | 0 | 0 | 0 | 0 | 0 | 424.7406 | 0.15866 | 0.00010078 | 4.7626 | 4.7626 | 4.7626 | 0 | 0 | 0 | 0 | 0.4263 | 0 | 0 | 0 | 6.9736 | #N/A | #N/A
Exchequer Hydro 1 HY | CIPV | CA_CISO | CA | Hydro | Hydro | 94.5 | 0 |  | 1967-01-01 | 2050-12-31 | 133.3398 | 26.0451 | 2.829 | 80.5384 | 42.6419 | 220545.3994 | 0 | 0 | 0.26653 | 0 | 29.4075 | 29.4075 | 0 | 0 | 48 | 8712 | 0 | 0 | 0 | 20552.7872 | 102.498 | 11.2916 | 4.5158 | -62.5521 | 2463.7583 | 112.8962 | 0 | 0 | 0 | 0 | 0 | 0 | 0 | 0 | 0 | 0 | 991.0634 | 91187.6012 | 42.5184 | 2249.0472 | 149262.5104 | 0.15866 | 0.00010078 | 4.7626 | 4.7626 | 4.7626 | 9063.6435 | 6.8707 | 383.1781 | 40115.9075 | 678713.3599 | 0 | 0 | 0 | 30.1358 | #N/A | #N/A
Exeter Tulare PV 123 PV-NT | CISC | CA_CISO | CA | Hourly Resource | PV-NonTracking | 3.5 | 0 |  | 2021-09-15 | 2050-12-31 | 36.4536 | -11.2175 | -5.6406 | 3.5 | 3.5 | 8974.84 | 0 | 0 | 0.29272 | 0 | 0.32717 | 0.32717 | 8760 | 0 | 8760 | 0 | 0 | 0 | 0 | 11.732 | 77.316 | -6.5547 | -2.8198 | -25.4772 | 2050.6865 | 74.6475 | 0 | 0 | 0 | 0 | 0 | 0 | 0 | 0 | 0 | 0 | 0 | 0 | 0 | 0 | -5.6461e-07 | 0.15866 | 0.00010078 | 4.7626 | 4.7626 | 4.7626 | 0 | 0 | 0 | 0 | 9.9981e-07 | 0 | 0 | 0 | 0.32717 | #N/A | #N/A
Existing Community Solar Gardens Net 1 PV-NT | PSCO | RM_PSCO | CO | Hourly Resource | PV-NonTracking | 11.12 | 0 |  | 2021-12-31 | 2050-12-31 | 69.4799 | 16.352 | 0.80616 | 11.12 | 11.12 | 27762.1836 | 0 | 0 | 0.285 | 0 | 1.9289 | 1.9289 | 8760 | 0 | 8760 | 0 | 0 | 0 | 0 | 323.2604 | 139.1313 | 48.3451 | 4.0957 | -25 | 2522.2939 | 211.3503 | 0 | 0 | 0 | 0 | 0 | 0 | 0 | 0 | 0 | 0 | 0 | 168.0757 | 0 | 0 | 323.2604 | 0.42135 | 0.055066 | 119.3454 | 43.2396 | 76.1058 | 0 | 312.8664 | 0 | 0 | 8175.8392 | 0 | 0 | 0 | 1.9374 | #N/A | #N/A
Expressway Solar A 1 PV-NT | CISC | CA_CISO | CA | Hourly Resource | PV-NonTracking | 2 | 0 |  | 2014-05-07 | 2051-12-31 | 38.2777 | -19.5355 | -7.4018 | 2 | 2 | 4687.194 | 0 | 0 | 0.26753 | 0 | 0.17942 | 0.17942 | 8760 | 0 | 8760 | 0 | 0 | 0 | 0 | 904.22 | 66.9899 | -13.8226 | -5.878 | -39.078 | 1961.2496 | 72.7261 | 0 | 0 | 0 | 0 | 0 | 0 | 0 | 0 | 0 | 0 | 0 | 0 | 0 | 0 | 2.072 | 0.15866 | 0.00010078 | 4.7626 | 4.7626 | 4.7626 | 0 | 0 | 0 | 0 | 0.0028722 | 0 | 0 | 0 | 0.17942 | #N/A | #N/A
Expressway Solar B 1 PV-NT | CISC | CA_CISO | CA | Hourly Resource | PV-NonTracking | 2 | 0 |  | 2014-05-07 | 2051-12-31 | 38.2843 | -19.5359 | -7.4025 | 2 | 2 | 4686.7138 | 0 | 0 | 0.26751 | 0 | 0.17943 | 0.17943 | 8760 | 0 | 8760 | 0 | 0 | 0 | 0 | 904.7002 | 66.9899 | -13.8226 | -5.878 | -39.078 | 1961.2496 | 72.7261 | 0 | 0 | 0 | 0 | 0 | 0 | 0 | 0 | 0 | 0 | 0 | 0 | 0 | 0 | 2.072 | 0.15866 | 0.00010078 | 4.7626 | 4.7626 | 4.7626 | 0 | 0 | 0 | 0 | 0.0028722 | 0 | 0 | 0 | 0.17943 | #N/A | #N/A
Fairfield Powerhouse 1 HY | CIPV | CA_CISO | CA | Hydro | Hydro | 0.9 | 0 |  | 1983-08-02 | 2050-12-31 | 91.4092 | 7.4549 | 1.8075 | 0.4671 | 0.4671 | 1523.0817 | 0 | 0 | 0.37223 | 0 | 0.13922 | 0.13922 | 0 | 0 | 1 | 8759 | 0 | 0 | 0 | 93.9402 | 96.8463 | 7.7754 | 2.3804 | -26.0111 | 1756.3934 | 64.6705 | 0 | 0 | 0 | 0 | 0 | 0 | 0 | 0 | 0 | 0 | 35.2161 | 2.9448 | 7.2234 | 181.1358 | 698.3478 | 0.15866 | 0.00010078 | 4.7626 | 4.7626 | 4.7626 | 418.0569 | 0.0013361 | 74.4941 | 3088.8782 | 8397.8124 | 0 | 0 | 0 | 0.1512 | #N/A | #N/A
Fairfield Wind 1 WT | NWMT | NW_NWMT | MT | Hourly Resource | WT-Onshore | 10 | 0 |  | 2013-12-31 | 2050-12-31 | 66.2764 | 4.0296 | -15.9382 | 10 | 10 | 26434.8485 | 0 | 0 | 0.30177 | 0 | 1.752 | 1.752 | 8760 | 0 | 8760 | 0 | 0 | 0 | 0 | 575.4115 | 98.291 | 20.9597 | -9.3593 | -106.8404 | 1674.3308 | 107.4097 | 0 | 0 | 0 | 0 | 0 | 0 | 0 | 0 | 0 | 0 | 0 | 1617.1857 | 0 | 0 | 436.6241 | 9.0549 | 8.0429 | 75.1759 | 0.031824 | 75.1075 | 0 | 21376.2302 | 0 | 0 | 30188.4624 | 0 | 0 | 0 | 1.8036 | #N/A | #N/A
Fall River Mills Project A 1 PV-NT | CIPV | CA_CISO | CA | Hourly Resource | PV-NonTracking | 1.5 | 0 |  | 2014-03-05 | 2050-12-31 | 65.4069 | 8.2327 | 1.2198 | 1.5 | 1.5 | 3683.076 | 0 | 0 | 0.28029 | 0 | 0.2409 | 0.2409 | 8760 | 0 | 8760 | 0 | 0 | 0 | 0 | 1.1655 | 95.8116 | 8.1782 | 0.94281 | -25.4045 | 1767.7817 | 69.9726 | 0 | 0 | 0 | 0 | 0 | 0 | 0 | 0 | 0 | 0 | 0 | 0.4545 | 0 | 0 | -1.0914e-08 | 0.15866 | 0.00010078 | 4.7626 | 4.7626 | 4.7626 | 0 | 0.00033978 | 0 | 0 | 5.5584e-07 | 0 | 0 | 0 | 0.2409 | #N/A | #N/A
Fall River Mills Project B 1 PV-NT | CIPV | CA_CISO | CA | Hourly Resource | PV-NonTracking | 1.5 | 0 |  | 2014-03-05 | 2050-12-31 | 65.3923 | 8.2809 | 1.357 | 1.5 | 1.5 | 3696.291 | 0 | 0 | 0.2813 | 0 | 0.24171 | 0.24171 | 8760 | 0 | 8760 | 0 | 0 | 0 | 0 | 2.229 | 96.4596 | 8.1782 | 1.5909 | -25.4758 | 1796.9551 | 70.7946 | 0 | 0 | 0 | 0 | 0 | 0 | 0 | 0 | 0 | 0 | 0 | 0.5535 | 0 | 0 | -6.7666e-08 | 0.15866 | 0.00010078 | 4.7626 | 4.7626 | 4.7626 | 0 | 0.0004138 | 0 | 0 | -6.531e-07 | 0 | 0 | 0 | 0.24171 | #N/A | #N/A
Fall River Solar 1 PV-T | WACM | RM_WACM | SD | Hourly Resource | PV-Tracking | 80 | 0 |  | 2022-12-31 | 2043-09-01 | 67.5391 | 14.3539 | -1.5048 | 80 | 80 | 174129.4884 | 0 | 0 | 0.24847 | 0 | 11.7606 | 11.7606 | 8760 | 0 | 8760 | 0 | 0 | 0 | 0 | 2049.1516 | 110.2307 | 26.1383 | -2.5981 | -50.7932 | 2209.6348 | 150.7808 | 0 | 0 | 0 | 0 | 0 | 0 | 0 | 0 | 0 | 0 | 0 | 8628.8604 | 0 | 0 | 441.7655 | 0.075305 | 0.00032051 | 86.4793 | 43.2396 | 43.2397 | 0 | 8.957 | 0 | 0 | 67577.4452 | 0 | 0 | 0 | 11.8281 | #N/A | #N/A
Fallbrook Energy Storage 1 BA | CISD | CA_CISO | CA | Pumped Storage | Energy Storage | 40 | -40 |  | 2022-02-01 | 2050-12-31 | 52.2636 | -24.616 | -4.5415 | 40 | 40 | 56959.3585 | 66446.3022 | 2.1593 | 0.16256 | 0.18511 | 2.1311 | 1.946 | 8760 | 0 | 8760 | 0 | 0 | -0.01423 | 0.49216 | 0 | 70.0151 | -13.2205 | -3.455 | -27.2305 | 1977.7644 | 71.4695 | 1.1215 | 0 | 0 | 0 | 0 | 0 | 0 | 0 | 0 | 0 | 26511.8188 | 208781.7596 | 92932.8547 | 0 | 51027.059 | 0.15866 | 0.00010078 | 4.7626 | 4.7626 | 4.7626 | 2.8638 | 11.9682 | 230.7802 | 0 | 124.6118 | 0 | 0 | 0 | 2.1315 | #N/A | #N/A
Falls Creek 1 HY | BPAT | NW_BPAT | OR | Hydro | Hydro | 4.1 | 0 |  | 1984-12-01 | 2051-12-31 | 122.232 | 23.8156 | 10.1309 | 1.9 | 1.9 | 3987 | 0 | 0 | 0.23955 | 0 | 0.48734 | 0.48734 | 0 | 0 | 0 | 8760 | 0 | 0 | 0 | 0 | 112.4289 | 16.6785 | 9.0598 | -37.995 | 1869.9918 | 98.9139 | 0 | 0 | 0 | 0 | 0 | 0 | 0 | 0 | 0 | 0 | 382.4946 | 2359.6202 | 172.0892 | 19.5 | 8325.4107 | 0.13517 | 0.13517 | 0.67195 | 0.031824 | 0.68397 | 8.3705 | 0.84165 | 61.2233 | 0.010358 | 4844.0762 | 0 | 0 | 0 | 0.49225 | #N/A | #N/A
Faraday 6 HY | PGE | NW_PGE | OR | Hydro | Hydro | 49.95 | 0 |  | 1958-09-01 | 2050-12-31 | 90.2468 | 12.5368 | 4.4486 | 12.9907 | 31.6291 | 130151.6026 | 0 | 0 | 0.30953 | 0 | 11.7458 | 11.7458 | 0 | 0 | 507 | 8253 | 0 | 0 | 0 | 0 | 109.97 | 17.2383 | 6.0411 | -36.5973 | 1807.5162 | 98.249 | 0 | 0 | 0 | 0 | 0 | 0 | 0 | 0 | 0 | 0 | 1294.1601 | 2097.2164 | 1837.6761 | 316.5291 | 10096.8938 | 0.37688 | 0.20869 | 12.0258 | 0.031824 | 12.3093 | 6314.5396 | 10831.519 | 27488.3503 | 21.3937 | 323957.3186 | 0 | 0 | 0 | 12.1144 | #N/A | #N/A
Faraday Solar B LLC PV-T | PAUT | BS_PACE | UT | Hourly Resource | PV-Tracking | 525 | 0 |  | 2025-09-30 | 2046-04-30 | 65.0265 | 13.1477 | -0.63867 | 525 | 525 | 1269003.9411 | 0 | 0 | 0.27593 | 0 | 82.5188 | 82.5188 | 8760 | 0 | 8760 | 0 | 0 | 0 | 0 | 6291.4092 | 113.4775 | 27.3833 | -0.59634 | -25.2399 | 2224.2673 | 147.7454 | 0 | 0 | 0 | 0 | 0 | 0 | 0 | 0 | 0 | 0 | 0 | 12673.9131 | 0 | 0 | 5398.2 | 7.007 | 5.9428 | 85.5427 | 0.031824 | 85.5024 | 0 | 596248.819 | 0 | 0 | 87034.582 | 0 | 0 | 0 | 83.2021 | #N/A | #N/A
Fargo Drop Hydro 1 HY | IPTV | BS_IPCO | ID | Hydro | Hydro | 1.27 | 0 |  | 2013-04-28 | 2050-12-31 | 135.6266 | 36.1045 | 6.3703 | 1.3412 | 0.001 | 3935.0635 | 0 | 0 | 0.2246 | 0 | 0.5337 | 0.5337 | 0 | 0 | 828 | 7932 | 0 | 0 | 0 | 0 | 117.1444 | 24.3711 | 6.0828 | -31.2678 | 1946.0696 | 127.3824 | 0 | 0 | 0 | 0 | 0 | 0 | 0 | 0 | 0 | 0 | 5.177 | 14.0649 | 53.9562 | 4.9417 | 210.1128 | 0.015242 | 0.010783 | 14.1881 | 0.031824 | 14.1563 | 2.1707 | 0.7164 | 2110.2327 | 0.0033892 | 10550.3519 | 0 | 0 | 0 | 0.54636 | #N/A | #N/A
Farmers Irrigation District Copper Dam Plant 1 HY | PACW | NW_PACW | OR | Hydro | Hydro | 4.4 | 0 |  | 1985-10-01 | 2040-12-31 | 125.8228 | 22.1854 | 8.003 | 19 | 18.8742 | 3300.0573 | 0 | 0 | 0.019827 | 0 | 0.41522 | 0.41522 | 0 | 0 | 0 | 8760 | 0 | 0 | 0 | 0 | 116.9956 | 21.3867 | 8.9183 | -37.0306 | 1869.3309 | 110.4233 | 0 | 0 | 0 | 0 | 0 | 0 | 0 | 0 | 0 | 0 | 355.3243 | 453.1747 | 38398.5365 | 684.531 | 38407.6008 | 27.0174 | 18.7409 | 65.6973 | 0.031824 | 65.2925 | 10302.7695 | 11896.7735 | 2533007.6351 | 635.3796 | 2517688.6785 | 0 | 0 | 0 | 5.4888 | #N/A | #N/A
Fifth Standard Solar 1 PV-NT | CIPV | CA_CISO | CA | Hourly Resource | PV-NonTracking | 150 | 0 |  | 2022-12-31 | 2050-12-31 | 33.9059 | -17.6985 | -4.0445 | 150 | 150 | 371019.3673 | 0 | 0 | 0.28236 | 0 | 12.5798 | 12.5798 | 8760 | 0 | 8760 | 0 | 0 | 0 | 0 | 14951.7832 | 84.3859 | -0.59563 | -1.7091 | -35.3452 | 2058.4626 | 82.5015 | 0 | 0 | 0 | 0 | 0 | 0 | 0 | 0 | 0 | 0 | 0 | 0 | 0 | 0 | 1.8813e-05 | 0.15866 | 0.00010078 | 4.7626 | 4.7626 | 4.7626 | 0 | 0 | 0 | 0 | 0.00026322 | 0 | 0 | 0 | 12.5798 | #N/A | #N/A
Fish Creek 1 HY | PACW | NW_PACW | OR | Hydro | Hydro | 11 | 0 |  | 1952-06-01 | 2038-12-31 | 64.1225 | 7.8199 | -0.18376 | 10.4 | 10.4 | 14791.2856 | 0 | 0 | 0.16236 | 0 | 0.94845 | 0.94845 | 0 | 0 | 0 | 8760 | 0 | 0 | 0 | 0 | 105.3287 | 15.2527 | 3.3855 | -37.6806 | 1799.0887 | 91.5242 | 0 | 0 | 0 | 0 | 0 | 0 | 0 | 0 | 0 | 0 | 2508.6934 | 3263.9524 | 9535.2881 | 2.4433 | 11548.7488 | 27.0174 | 18.7409 | 65.6973 | 0.031824 | 65.2925 | 127987.2718 | 121631.9656 | 527916.8702 | 0.0021029 | 847510.1919 | 0 | 0 | 0 | 2.5735 | #N/A | #N/A
Fish Springs Ranch 1 PV BA | SPPC | SW_NVE | NV | Hourly Resource | PV-Tracking | 100 | 0 |  | 2021-08-01 | 2047-12-31 | 1.7155 | -61.3144 | -4.4281 | 100 | 100 | 129538.242 | 0 | 0 | 0.14787 | 0 | 0.22222 | 0.22222 | 8760 | 0 | 8760 | 0 | 0 | 0 | 0 | 123793.6658 | 29.1828 | -52.4296 | -5.0782 | -171.2068 | 1769.1831 | 68.0747 | 0 | 0 | 0 | 0 | 0 | 0 | 0 | 0 | 0 | 0 | 0 | 25308.7562 | 0 | 0 | 1288.4788 | 0.19614 | 0.00021973 | 4.6327 | 0.031824 | 4.6009 | 0 | 11.3031 | 0 | 0 | 0.95412 | 0 | 0 | 0 | 0.22224 | #N/A | #N/A
Fish Springs Ranch Battery BA | SPPC | SW_NVE | NV | Pumped Storage | Energy Storage | 25 | -25 |  | 2022-02-25 | 2047-12-31 | 12.9665 | -67.0929 | -4.8415 | 25 | 25 | 42686.1336 | 49866.0379 | -0.76416 | 0.19491 | 0.13883 | 2.7284 | 2.5896 | 8760 | 0 | 8760 | 0 | 0 | -0.01077 | 0.33994 | 0 | 29.3866 | -52.4296 | -4.8744 | -171.7615 | 1770.1042 | 67.9448 | 0.80304 | 0 | 0 | 0 | 0 | 0 | 0 | 0 | 0 | 0 | 9088.4661 | 9157.4332 | 29431.0542 | 7802.3964 | 14645.6356 | 0.19614 | 0.00021973 | 4.6327 | 0.031824 | 4.6009 | 1766.652 | 3.2387 | 49685.9535 | 49.8437 | 157943.5314 | 0 | 0 | 0 | 2.9379 | #N/A | #N/A
Fish Water 1 HY | CIPV | CA_CISO | CA | Hydro | Hydro | 0.52 | 0 |  | 1990-01-01 | 2051-12-31 | 102.776 | 9.6689 | 4.9975 | 0.26988 | 0.26988 | 803.6158 | 0 | 0 | 0.33992 | 0 | 0.082593 | 0.082593 | 0 | 0 | 0 | 8760 | 0 | 0 | 0 | 130.5594 | 96.7398 | 5.241 | 4.8082 | -30.4586 | 2372.0417 | 97.1368 | 0 | 0 | 0 | 0 | 0 | 0 | 0 | 0 | 0 | 0 | 10.6925 | 0.12776 | 92.0291 | 711.9434 | 1549.0799 | 0.15866 | 0.00010078 | 4.7626 | 4.7626 | 4.7626 | 172.1503 | 7.4829e-05 | 2615.3161 | 8730.5014 | 21860.9209 | 0 | 0 | 0 | 0.11597 | #N/A | #N/A
Fishwater Hy Agg HY | CISC | CA_CISO | CA | Hydro | Hydro | 1.55 | 0 |  | 1986-01-01 | 2050-12-31 | 85.3025 | -2.2806 | -2.5118 | 0.7037 | 0.7037 | 3438.8535 | 0 | 0 | 0.55786 | 0 | 0.29334 | 0.29334 | 0 | 0 | 3 | 8757 | 0 | 0 | 0 | 400.4266 | 79.0059 | -4.9343 | -2.7503 | -25.7942 | 2009.1951 | 71.9412 | 0 | 0 | 0 | 0 | 0 | 0 | 0 | 0 | 0 | 0 | 17.0445 | 4.8732 | 6.7326 | 88.9047 | 621.2305 | 0.15866 | 0.00010078 | 4.7626 | 4.7626 | 4.7626 | 228.614 | 0.0025508 | 85.1934 | 1702.83 | 8101.2551 | 0 | 0 | 0 | 0.30346 | #N/A | #N/A
Five Points Solar Station | CIPV | CA_CISO | CA | Hourly Resource | PV-NonTracking | 15 | 0 |  | 2011-09-13 | 2050-12-31 | 53.5298 | -5.5913 | -4.2954 | 15 | 15 | 25085.3881 | 0 | 0 | 0.19091 | 0 | 1.3428 | 1.3428 | 8760 | 0 | 8760 | 0 | 0 | 0 | 0 | 6576.0869 | 87.6649 | 1.3394 | -0.36507 | -40.6816 | 2086.1533 | 83.5906 | 0 | 0 | 0 | 0 | 0 | 0 | 0 | 0 | 0 | 0 | 0 | 339.96 | 0 | 0 | 107.355 | 0.15866 | 0.00010078 | 4.7626 | 4.7626 | 4.7626 | 0 | 0.14674 | 0 | 0 | 0.07446 | 0 | 0 | 0 | 1.3428 | #N/A | #N/A
Flaming Gorge 1 HY | WACM | RM_WACM | UT | Hydro | Hydro | 151.92 | 0 |  | 1963-11-01 | 2050-12-31 | 129.4032 | 41.6194 | -0.93535 | 89.514 | 103.5762 | 587132.2496 | 0 | 0 | 0.24284 | 0 | 75.9768 | 75.9768 | 0 | 0 | 780 | 7980 | 0 | 0 | 0 | 0 | 120.755 | 35.0794 | -1.0149 | -27.2499 | 2202.3374 | 160.1492 | 0 | 0 | 0 | 0 | 0 | 0 | 0 | 0 | 0 | 0 | 3038.6112 | 7074.0023 | 333.7569 | 16114.997 | 147267.2481 | 0.075305 | 0.00032051 | 86.4793 | 43.2396 | 43.2397 | 621.4434 | 4.123 | 11791.4632 | 458949.3414 | 3335544.7756 | 0 | 0 | 0 | 79.7837 | #N/A | #N/A
Flatiron 1 HY | WACM | RM_WACM | CO | Hydro | Hydro | 86 | 0 |  | 1954-01-01 | 2050-12-31 | 166.9406 | 74.6001 | 5.0497 | 58.1169 | 64.702 | 243217.33 | 0 | 0 | 0.21194 | 0 | 40.6028 | 40.6028 | 0 | 0 | 499 | 8261 | 0 | 0 | 0 | 0 | 138.1388 | 48.4989 | 2.9493 | -24.4971 | 2480.4194 | 213.7403 | 0 | 0 | 0 | 0 | 0 | 0 | 0 | 0 | 0 | 0 | 2198.1318 | 7194.6526 | 215.0168 | 7720.9373 | 115666.2583 | 0.075305 | 0.00032051 | 86.4793 | 43.2396 | 43.2397 | 763.5365 | 3.6675 | 1559.896 | 218446.6838 | 4248317.0332 | 0 | 0 | 0 | 45.0719 | #N/A | #N/A
Flatiron 3 HY_PS | WACM | RM_WACM | CO | Pumped Storage | PumpedStorage | 8.5 | -8.5 |  | 1954-05-01 | 2050-12-31 | 154.6872 | 62.0066 | 3.7743 | 8.5 | 8.5 | 14040.6449 | 16398.4054 | 1.226 | 0.18857 | 0.045659 | 2.2566 | 2.2109 | 8760 | 0 | 8760 | 0 | 0 | -0.0035366 | 0.1362 | 0 | 138.1393 | 48.4989 | 2.9499 | -24.4984 | 2480.4194 | 213.741 | 1.3309 | 0 | 0 | 0 | 0 | 0 | 0 | 0 | 0 | 0 | 149.514 | 102.3911 | 21512.9517 | 3742.952 | 3369.1389 | 0.075305 | 0.00032051 | 86.4793 | 43.2396 | 43.2397 | 122.4876 | 0.074708 | 2720110.353 | 246077.2836 | 135760.0925 | 0 | 0 | 0 | 5.3587 | #N/A | #N/A
Fmeado 6 Hellhl 1 HY | CIPV | CA_CISO | CA | Hydro | Hydro | 0.6 | 0 |  | 1983-04-30 | 2050-12-31 | 91.7296 | 8.1723 | -3.1431 | 0.5 | 0.5 | 4219.7518 | 0 | 0 | 0.96341 | 0 | 0.38708 | 0.38708 | 0 | 0 | 0 | 8760 | 0 | 0 | 0 | 0 | 91.721 | 8.1733 | -3.1429 | -27.1542 | 1744.8314 | 63.1651 | 0 | 0 | 0 | 0 | 0 | 0 | 0 | 0 | 0 | 0 | 0.00019525 | 0.0037926 | 1.2001 | 8.2889 | 75.1826 | 0.15866 | 0.00010078 | 4.7626 | 4.7626 | 4.7626 | 9.9534e-08 | 1.1461e-06 | 23.9547 | 41.1129 | 698.0152 | 0 | 0 | 0 | 0.38784 | #N/A | #N/A
Folsom 1 HY | BANC | CA_BANC | CA | Hydro | Hydro | 215.1 | 0 |  | 1955-12-01 | 2050-12-31 | 113.6068 | 11.215 | 5.0496 | 157.7586 | 136.6318 | 580671.3595 | 0 | 0 | 0.32997 | 0 | 65.9682 | 65.9682 | 0 | 0 | 149 | 8611 | 0 | 0 | 0 | 0 | 107.5157 | 15.9365 | 4.8887 | -12.0139 | 1884.5093 | 66.6771 | 0 | 0 | 0 | 0 | 0 | 0 | 0 | 0 | 0 | 0 | 15953.6289 | 143298.4217 | 5493.0823 | 75103.9295 | 274242.038 | 0.3521 | 0.050745 | 0.86998 | 0.031824 | 0.83815 | 34032.6975 | 8652.6246 | 8426.5241 | 3147.2194 | 106320.2086 | 0 | 0 | 0 | 66.1288 | #N/A | #N/A
Fontanalytle Creek Powerhouse P 1 HY | CISC | CA_CISO | CA | Hydro | Hydro | 2.56 | 0 |  | 2023-01-31 | 2050-12-31 | 66.6787 | -7.78 | -4.2538 | 0.75327 | 0.84768 | 6314.9966 | 0 | 0 | 0.48059 | 0 | 0.42108 | 0.42108 | 0 | 0 | 5847 | 2913 | 0 | 0 | 0 | 134.2415 | 71.468 | -10.3451 | -4.8775 | -25.2343 | 1951.9281 | 72.5604 | 0 | 0 | 0 | 0 | 0 | 0 | 0 | 0 | 0 | 0 | 8.7873 | 0.036222 | 2.1 | 28.883 | 114.5638 | 0.15866 | 0.00010078 | 4.7626 | 4.7626 | 4.7626 | 133.8851 | 1.8567e-05 | 26.5342 | 264.6281 | 781.1445 | 0 | 0 | 0 | 0.42228 | #N/A | #N/A
Fontenelle 1 HY | WACM | RM_WACM | WY | Hydro | Hydro | 13 | 0 |  | 1968-05-01 | 2050-12-31 | 118.5971 | 43.5659 | -12.2117 | 8.7618 | 6.7683 | 59732.3193 | 0 | 0 | 0.52452 | 0 | 7.0841 | 7.0841 | 0 | 0 | 640 | 8120 | 0 | 0 | 0 | 0 | 113.292 | 34.6454 | -8.0439 | -24.124 | 2098.0547 | 152.1896 | 0 | 0 | 0 | 0 | 0 | 0 | 0 | 0 | 0 | 0 | 311.1533 | 418.8576 | 682.8061 | 1519.5107 | 5832.3944 | 0.075305 | 0.00032051 | 86.4793 | 43.2396 | 43.2397 | 133.1 | 0.25595 | 27369.3068 | 74608.4009 | 177064.5376 | 0 | 0 | 0 | 7.3633 | #N/A | #N/A
Foote Creek 1-4 | PAWY | BS_PACE | WY | Hourly Resource | WT-Onshore | 96.2 | 0 |  | 2021-03-24 | 2050-11-01 | 75.1236 | 8.2179 | -11.6701 | 96.2 | 96.2 | 405097.8939 | 0 | 0 | 0.48071 | 0 | 30.4324 | 30.4324 | 8760 | 0 | 8760 | 0 | 0 | 0 | 0 | 7312.4574 | 105.5119 | 26.795 | -7.9737 | -23.5176 | 2093.2537 | 142.8834 | 0 | 0 | 0 | 0 | 0 | 0 | 0 | 0 | 0 | 0 | 0 | 311374.4381 | 0 | 0 | 7312.4583 | 7.007 | 5.9428 | 85.5427 | 0.031824 | 85.5024 | 0 | 596020.645 | 0 | 0 | 534355.9079 | 0 | 0 | 0 | 31.5628 | #N/A | #N/A
Foothill Hydroelectric Recovery Plant 1 HY | CISC | CA_CISO | CA | Hydro | Hydro | 9.1 | 0 |  | 1981-01-01 | 2050-12-31 | 76.7078 | -3.2296 | -2.6041 | 4.1314 | 4.1314 | 22053.4476 | 0 | 0 | 0.60936 | 0 | 1.6917 | 1.6917 | 0 | 0 | 0 | 8760 | 0 | 0 | 0 | 486.8436 | 78.9055 | -4.7274 | -3.0576 | -25.7102 | 2000.2256 | 71.6214 | 0 | 0 | 0 | 0 | 0 | 0 | 0 | 0 | 0 | 0 | 25.2792 | 10.42 | 0.76625 | 502.8182 | 5549.2594 | 0.15866 | 0.00010078 | 4.7626 | 4.7626 | 4.7626 | 274.1399 | 0.0056059 | 1.7606 | 8196.5527 | 76821.0691 | 0 | 0 | 0 | 1.777 | #N/A | #N/A
Foothills 1 BA | AZPS | SW_AZPS | AZ | Pumped Storage | Energy Storage | 35 | -17.5 |  | 2022-06-01 | 2050-12-31 | 37.0079 | -33.607 | -8.4767 | 35 | 35 | 52306.7042 | 61043.1794 | 1.3698 | 0.1706 | 0.17002 | 1.4552 | 1.2852 | 8760 | 0 | 8760 | 0 | 0 | -0.013105 | 0.49236 | 0 | 44.7141 | -32.9779 | -8.9985 | -31.0007 | 1894.9241 | 64.3396 | 0.77871 | 0 | 0 | 0 | 0 | 0 | 0 | 0 | 0 | 0 | 43549.6959 | 165324.6684 | 48550.106 | 21120.7755 | 114130.9945 | 0.94841 | 0.0016464 | 11.9962 | 5.1679 | 6.8283 | 72644.1742 | 28.8482 | 340283.3144 | 108895.1016 | 382067.8001 | 0 | 0 | 0 | 2.3592 | #N/A | #N/A
Foothills 1 PV | AZPS | SW_AZPS | AZ | Hourly Resource | PV-Tracking | 19 | 0 |  | 2013-12-27 | 2050-12-31 | 18.9825 | -34.2238 | -7.8309 | 19 | 19 | 52988.6894 | 0 | 0 | 0.31837 | 0 | 1.0059 | 1.0059 | 8760 | 0 | 8760 | 0 | 0 | 0 | 0 | 6575.1896 | 44.5651 | -32.9756 | -9.1498 | -31.0645 | 1894.1506 | 64.4348 | 0 | 0 | 0 | 0 | 0 | 0 | 0 | 0 | 0 | 0 | 0 | 36685.1427 | 0 | 0 | 588.012 | 0.94841 | 0.0016464 | 11.9962 | 5.1679 | 6.8283 | 0 | 85.8857 | 0 | 0 | 1333.1383 | 0 | 0 | 0 | 1.0073 | #N/A | #N/A
Forbestown Hydro 1 HY | CIPV | CA_CISO | CA | Hydro | HydroRPS | 37.5 | 0 |  | 2021-12-18 | 2050-12-31 | 114.6991 | 9.0863 | 2.3523 | 30.6035 | 32.774 | 87261.7569 | 0 | 0 | 0.26628 | 0 | 10.0088 | 10.0088 | 0 | 0 | 456 | 8304 | 0 | 0 | 0 | 2188.0828 | 99.0095 | 9.2751 | 3.0439 | -26.1118 | 1850.149 | 68.1428 | 0 | 0 | 0 | 0 | 0 | 0 | 0 | 0 | 0 | 0 | 191.0456 | 23806.8083 | 34.6672 | 1250.1969 | 59331.785 | 0.15866 | 0.00010078 | 4.7626 | 4.7626 | 4.7626 | 2465.4383 | 2.1356 | 306.8398 | 16040.667 | 190510.9361 | 0 | 0 | 0 | 10.2182 | #N/A | #N/A
Forks_Butte2 | CIPV | CA_CISO | CA | Hydro | HydroRPS | 7.15 | 0 |  | 1992-03-16 | 2050-12-31 | 75.9354 | 15.2973 | 0.69647 | 0.32574 | 0.69146 | 3249.04 | 0 | 0 | 0.22343 | 0 | 0.24672 | 0.24672 | 0 | 0 | 1936 | 6824 | 0 | 0 | 0 | 47.0587 | 98.0236 | 9.546 | 1.787 | -25.3125 | 1811.6394 | 68.4541 | 0 | 0 | 0 | 0 | 0 | 0 | 0 | 0 | 0 | 0 | 20.9376 | 557.2583 | 5.6391 | 37.9265 | 839.014 | 0.15866 | 0.00010078 | 4.7626 | 4.7626 | 4.7626 | 256.9914 | 0.061218 | 56.5943 | 240.3986 | 1019.8883 | 0 | 0 | 0 | 0.24829 | #N/A | #N/A
Fort Churchill Solar Array (was Apple) 1 PV-T | SPPC | SW_NVE | NV | Hourly Resource | PV-Tracking | 19.5 | 0 |  | 2015-08-05 | 2040-08-04 | -13.2473 | -56.3704 | -6.2472 | 19.5 | 19.5 | 25262.6015 | 0 | 0 | 0.14789 | 0 | -0.33466 | -0.33466 | 8760 | 0 | 8760 | 0 | 0 | 0 | 0 | 10156.2625 | 25.2997 | -51.6813 | -9.7096 | -79.7073 | 1739.606 | 63.9666 | 0 | 0 | 0 | 0 | 0 | 0 | 0 | 0 | 0 | 0 | 0 | 1.3845 | 0 | 0 | 4.3656e-09 | 0.19614 | 0.00021973 | 4.6327 | 0.031824 | 4.6009 | 0 | 0.0020222 | 0 | 0 | 8.1423e-06 | 0 | 0 | 0 | -0.33466 | #N/A | #N/A
Fort Lupton Solar Jenkins 1 PV-T | WACM | RM_WACM | CO | Hourly Resource | PV-Tracking | 13 | 0 |  | 2016-06-01 | 2050-12-31 | 78.1295 | 22.8408 | 2.3754 | 13 | 13 | 30494.425 | 0 | 0 | 0.26778 | 0 | 2.3825 | 2.3825 | 8760 | 0 | 8760 | 0 | 0 | 0 | 0 | 0 | 140.4785 | 48.5092 | 5.2788 | -24.3629 | 2522.8918 | 214.3632 | 0 | 0 | 0 | 0 | 0 | 0 | 0 | 0 | 0 | 0 | 0 | 1654.341 | 0 | 0 | 1.3201e-05 | 0.075305 | 0.00032051 | 86.4793 | 43.2396 | 43.2397 | 0 | 1.8074 | 0 | 0 | 0.00018584 | 0 | 0 | 0 | 2.3825 | #N/A | #N/A
Fort Peck 1 HY | WAUW | NW_WAUW | MT | Hydro | Hydro | 45 | 0 |  | 1943-07-01 | 2050-12-31 | 88.1236 | 21.3137 | -21.5119 | 83.4673 | 83.0199 | 574842.2023 | 0 | 0 | 0.69075 | 0 | 50.6572 | 50.6572 | 0 | 0 | 1576 | 7184 | 0 | 0 | 0 | 0 | 87.7331 | 20.9501 | -19.9076 | -166.7062 | 1600.5057 | 98.2571 | 0 | 0 | 0 | 0 | 0 | 0 | 0 | 0 | 0 | 0 | 578.5211 | 28708.8936 | 1072.4984 | 21045.3425 | 36120.9027 | 19.0631 | 19.0631 | 88.6906 | 0.031824 | 88.6476 | 8717.0466 | 456694.5761 | 4317.9781 | 712.9047 | 1390024.0799 | 0 | 0 | 0 | 52.5176 | #N/A | #N/A
Fort Peck 2 HY | WAUW | NW_WAUW | MT | Hydro | Hydro | 18 | 0 |  | 1948-02-01 | 2050-12-31 | 88.1225 | 21.3135 | -21.5117 | 14.4837 | 14.4053 | 99745.2455 | 0 | 0 | 0.69092 | 0 | 8.7898 | 8.7898 | 0 | 0 | 1618 | 7142 | 0 | 0 | 0 | 0 | 87.7331 | 20.9501 | -19.9076 | -166.7062 | 1600.5057 | 98.2571 | 0 | 0 | 0 | 0 | 0 | 0 | 0 | 0 | 0 | 0 | 51.7953 | 377.4612 | 1347.3987 | 9082.7824 | 7439.5185 | 19.0631 | 19.0631 | 88.6906 | 0.031824 | 88.6476 | 11037.8731 | 82386.1004 | 19109.6731 | 329.0895 | 224242.9094 | 0 | 0 | 0 | 9.1269 | #N/A | #N/A
Fort Peck 3 HY | WAUW | NW_WAUW | MT | Hydro | Hydro | 45 | 0 |  | 1951-12-01 | 2050-12-31 | 88.1704 | 21.3139 | -21.4654 | 34.4926 | 34.3101 | 237544.0381 | 0 | 0 | 0.6907 | 0 | 20.9443 | 20.9443 | 0 | 0 | 1618 | 7142 | 0 | 0 | 0 | 0 | 87.7762 | 20.9501 | -19.8644 | -166.4615 | 1600.8055 | 98.284 | 0 | 0 | 0 | 0 | 0 | 0 | 0 | 0 | 0 | 0 | 7762.6173 | 65008.3216 | 3699.2426 | 14549.4971 | 29714.1679 | 19.0631 | 19.0631 | 88.6906 | 0.031824 | 88.6476 | 2373.2524 | 219958.0889 | 2196.0582 | 457.2348 | 578262.0239 | 0 | 0 | 0 | 21.7476 | #N/A | #N/A
Fort Rock I PV-NT | BPAT | NW_BPAT | OR | Hourly Resource | PV-NonTracking | 10 | 0 |  | 2020-03-01 | 2050-12-31 | 90.0876 | 29.7605 | 5.1091 | 10 | 10 | 24002.35 | 0 | 0 | 0.274 | 0 | 2.1623 | 2.1623 | 8760 | 0 | 8760 | 0 | 0 | 0 | 0 | 176.02 | 108.9622 | 15.3329 | 6.9388 | -38.8417 | 1864.7378 | 93.4369 | 0 | 0 | 0 | 0 | 0 | 0 | 0 | 0 | 0 | 0 | 0 | 0 | 0 | 0 | 56.67 | 0.13517 | 0.13517 | 0.67195 | 0.031824 | 0.68397 | 0 | 0 | 0 | 0 | 2628.7078 | 0 | 0 | 0 | 2.1649 | #N/A | #N/A
Fort Rock IV PV PV-NT | BPAT | NW_BPAT | OR | Hourly Resource | PV-NonTracking | 10 | 0 |  | 2020-06-01 | 2050-12-31 | 94.1873 | 30.7689 | 5.6436 | 10 | 10 | 25449.29 | 0 | 0 | 0.29052 | 0 | 2.397 | 2.397 | 8760 | 0 | 8760 | 0 | 0 | 0 | 0 | 182.23 | 108.8919 | 15.3329 | 6.8685 | -38.8395 | 1864.3358 | 93.3859 | 0 | 0 | 0 | 0 | 0 | 0 | 0 | 0 | 0 | 0 | 0 | 10 | 0 | 0 | 60.66 | 0.13517 | 0.13517 | 0.67195 | 0.031824 | 0.68397 | 0 | 0.010544 | 0 | 0 | 2858.051 | 0 | 0 | 0 | 2.3999 | #N/A | #N/A
Fortis Aura Provost DER Solar 1 PV-NT | AESO | AB_AESO | AB | Hourly Resource | PV-NonTracking | 22.5 | 0 |  | 2024-11-01 | 2051-12-31 | 74.5227 | 14.1123 | 4.9446 | 22.5 | 22.5 | 50103.0147 | 0 | 0 | 0.2542 | 0 | 3.7338 | 3.7338 | 8760 | 0 | 8760 | 0 | 0 | 0 | 0 | 189.4128 | 98.2233 | 10.8996 | 0.63314 | -26.2417 | 765.3538 | 68.8648 | 0 | 0 | 0 | 0 | 0 | 0 | 0 | 0 | 0 | 0 | 0 | 0 | 0 | 0 | 128.7978 | 1.8659 | 0.0078726 | 35.0857 | 35.06 | 35.06 | 0 | 0 | 0 | 0 | 2435.7526 | 0 | 0 | 0 | 3.7362 | #N/A | #N/A
Fortis Buford 538S DER Solar 1 PV-NT | AESO | AB_AESO | AB | Hourly Resource | PV-NonTracking | 18.4 | 0 |  | 2024-11-29 | 2051-12-31 | 73.3207 | 14.1031 | 3.8975 | 18.4 | 18.4 | 41058.4093 | 0 | 0 | 0.25473 | 0 | 3.0104 | 3.0104 | 8760 | 0 | 8760 | 0 | 0 | 0 | 0 | 69.6194 | 96.8754 | 10.8969 | -0.71203 | -26.0397 | 753.4841 | 68.2661 | 0 | 0 | 0 | 0 | 0 | 0 | 0 | 0 | 0 | 0 | 0 | 0 | 0 | 0 | 20.0498 | 1.8659 | 0.0078726 | 35.0857 | 35.06 | 35.06 | 0 | 0 | 0 | 0 | 342.6037 | 0 | 0 | 0 | 3.0108 | #N/A | #N/A
Fortis Duchess 339S DER Solar Battery 1 PV-NT | AESO | AB_AESO | AB | Hourly Resource | PV-NonTracking | 19.8 | 0 |  | 2024-09-01 | 2051-12-31 | 73.6734 | 14.1145 | 4.1883 | 19.8 | 19.8 | 44154.137 | 0 | 0 | 0.25457 | 0 | 3.253 | 3.253 | 8760 | 0 | 8760 | 0 | 0 | 0 | 0 | 103.1976 | 97.147 | 10.9027 | -0.44631 | -26.0198 | 762.6049 | 68.5049 | 0 | 0 | 0 | 0 | 0 | 0 | 0 | 0 | 0 | 0 | 0 | 0 | 0 | 0 | 49.8564 | 1.8659 | 0.0078726 | 35.0857 | 35.06 | 35.06 | 0 | 0 | 0 | 0 | 546.7762 | 0 | 0 | 0 | 3.2535 | #N/A | #N/A
Fortis Stony Plain 434S DER Solar 1 PV-NT | AESO | AB_AESO | AB | Hourly Resource | PV-NonTracking | 18.4 | 0 |  | 2024-05-29 | 2051-12-31 | 72.4435 | 14.1045 | 3.0639 | 18.4 | 18.4 | 41084.7151 | 0 | 0 | 0.25489 | 0 | 2.9763 | 2.9763 | 8760 | 0 | 8760 | 0 | 0 | 0 | 0 | 43.3136 | 95.6207 | 10.9079 | -1.9777 | -25.5697 | 757.9042 | 68.2114 | 0 | 0 | 0 | 0 | 0 | 0 | 0 | 0 | 0 | 0 | 0 | 0 | 0 | 0 | 10.1752 | 1.8659 | 0.0078726 | 35.0857 | 35.06 | 35.06 | 0 | 0 | 0 | 0 | 331.3582 | 0 | 0 | 0 | 2.9767 | #N/A | #N/A
Forty Mile Granlea Modification 1 WT | AESO | AB_AESO | AB | Hourly Resource | WT-Onshore | 25 | 0 |  | 2024-03-01 | 2051-12-31 | 73.0042 | -1.1266 | -5.9111 | 25 | 25 | 97374.0495 | 0 | 0 | 0.44463 | 0 | 7.1087 | 7.1087 | 8760 | 0 | 8760 | 0 | 0 | 0 | 0 | 38.325 | 91.7992 | 10.9011 | -5.7925 | -24.9766 | 749.3834 | 67.6017 | 0 | 0 | 0 | 0 | 0 | 0 | 0 | 0 | 0 | 0 | 0 | 4.575 | 0 | 0 | 38.325 | 1.8659 | 0.0078726 | 35.0857 | 35.06 | 35.06 | 0 | 292.8748 | 0 | 0 | 2337.1299 | 0 | 0 | 0 | 7.1113 | #N/A | #N/A
Forty Mile Granlea Solar Phase 2 PV-NT | AESO | AB_AESO | AB | Hourly Resource | PV-NonTracking | 220 | 0 |  | 2023-11-17 | 2054-12-31 | 72.7061 | 13.9897 | 3.52 | 220 | 220 | 491748.18 | 0 | 0 | 0.25516 | 0 | 35.7531 | 35.7531 | 8760 | 0 | 8760 | 0 | 0 | 0 | 0 | 0 | 96.3208 | 10.8421 | -1.2118 | -24.9969 | 762.6122 | 69.1293 | 0 | 0 | 0 | 0 | 0 | 0 | 0 | 0 | 0 | 0 | 0 | 0 | 0 | 0 | -0.00019218 | 1.8659 | 0.0078726 | 35.0857 | 35.06 | 35.06 | 0 | 0 | 0 | 0 | -0.0038875 | 0 | 0 | 0 | 35.7531 | #N/A | #N/A
Forty Mile Granlea WAGF | AESO | AB_AESO | AB | Hourly Resource | WT-Onshore | 200 | 0 |  | 2022-05-02 | 2050-12-31 | 65.776 | -2.9145 | -10.8459 | 200 | 200 | 778479.9426 | 0 | 0 | 0.44434 | 0 | 51.2053 | 51.2053 | 8760 | 0 | 8760 | 0 | 0 | 0 | 0 | 819.0534 | 89.8185 | 9.9168 | -6.7888 | -60.0435 | 760.3411 | 71.7258 | 0 | 0 | 0 | 0 | 0 | 0 | 0 | 0 | 0 | 0 | 0 | 195115.2913 | 0 | 0 | 819.053 | 1.8659 | 0.0078726 | 35.0857 | 35.06 | 35.06 | 0 | 2507.7781 | 0 | 0 | 16318.8667 | 0 | 0 | 0 | 51.2241 | #N/A | #N/A
Forty Mile MPC Wind 1 WT | AESO | AB_AESO | AB | Hourly Resource | WT-Onshore | 266 | 0 |  | 2023-09-01 | 2054-12-31 | 75.3854 | -3.755 | -2.2958 | 266 | 266 | 535968.7187 | 0 | 0 | 0.23001 | 0 | 40.4042 | 40.4042 | 8760 | 0 | 8760 | 0 | 0 | 0 | 0 | 0 | 96.3208 | 10.8421 | -1.2118 | -24.9969 | 762.6122 | 69.1293 | 0 | 0 | 0 | 0 | 0 | 0 | 0 | 0 | 0 | 0 | 0 | 4.6116 | 0 | 0 | -0.00020657 | 1.8659 | 0.0078726 | 35.0857 | 35.06 | 35.06 | 0 | 68.1176 | 0 | 0 | -0.01768 | 0 | 0 | 0 | 40.4043 | #N/A | #N/A
Forty Mile Wind Phase 2 1 WT | AESO | AB_AESO | AB | Hourly Resource | WT-Onshore | 134 | 0 |  | 2025-09-01 | 2051-12-31 | 71.8142 | -3.6446 | -5.9774 | 134 | 134 | 269999.2796 | 0 | 0 | 0.23001 | 0 | 19.3898 | 19.3898 | 8760 | 0 | 8760 | 0 | 0 | 0 | 0 | 0 | 95.2208 | 10.882 | -2.3518 | -24.9916 | 753.9581 | 69.2627 | 0 | 0 | 0 | 0 | 0 | 0 | 0 | 0 | 0 | 0 | 0 | 0.536 | 0 | 0 | -0.00027344 | 1.8659 | 0.0078726 | 35.0857 | 35.06 | 35.06 | 0 | 34.3128 | 0 | 0 | -0.0093808 | 0 | 0 | 0 | 19.3898 | #N/A | #N/A
Fossil Gulch 1 WT | IPMV | BS_IPCO | ID | Hourly Resource | WT-Onshore | 10.5 | 0 |  | 2005-02-01 | 2050-12-31 | 86.4673 | 14.2505 | 1.4088 | 10.5 | 10.5 | 21521.157 | 0 | 0 | 0.23398 | 0 | 1.8609 | 1.8609 | 8760 | 0 | 8760 | 0 | 0 | 0 | 0 | 20.2755 | 115.7467 | 25.2944 | 3.7618 | -29.2964 | 1935.3937 | 131.7981 | 0 | 0 | 0 | 0 | 0 | 0 | 0 | 0 | 0 | 0 | 0 | 18787.187 | 0 | 0 | 20.2755 | 0.015242 | 0.010783 | 14.1881 | 0.031824 | 14.1563 | 0 | 24.0912 | 0 | 0 | 0.0066157 | 0 | 0 | 0 | 1.8609 | #N/A | #N/A
Foster HY 1 HY | BPAT | NW_BPAT | OR | Hydro | Hydro | 20 | 0 |  | 1968-09-01 | 2050-12-31 | 107.8315 | 14.6295 | 8.503 | 9.486 | 12.1656 | 70288.916 | 0 | 0 | 0.40119 | 0 | 7.5794 | 7.5794 | 0 | 0 | 524 | 8236 | 0 | 0 | 0 | 0 | 112.4292 | 16.6788 | 9.0598 | -37.995 | 1869.9918 | 98.9141 | 0 | 0 | 0 | 0 | 0 | 0 | 0 | 0 | 0 | 0 | 3894.8858 | 16179.8838 | 1804.2766 | 592.0131 | 15445.3292 | 0.13517 | 0.13517 | 0.67195 | 0.031824 | 0.68397 | 192.4184 | 1210.5746 | 416.045 | 6.2295 | 18465.6922 | 0 | 0 | 0 | 7.5997 | #N/A | #N/A
Fpl Energy C Wind 1 WT | CISC | CA_CISO | CA | Hourly Resource | WT-Onshore | 38.97 | 0 |  | 2014-12-22 | 2050-12-31 | 64.1375 | -10.9781 | -8.5368 | 38.97 | 38.97 | 103434.2167 | 0 | 0 | 0.30299 | 0 | 6.634 | 6.634 | 8760 | 0 | 8760 | 0 | 0 | 0 | 0 | 2914.3326 | 66.5428 | -13.1416 | -7.0062 | -26.3212 | 1960.7288 | 70.595 | 0 | 0 | 0 | 0 | 0 | 0 | 0 | 0 | 0 | 0 | 0 | 5505.4665 | 0 | 0 | 607.5813 | 0.15866 | 0.00010078 | 4.7626 | 4.7626 | 4.7626 | 0 | 1.5797 | 0 | 0 | 0.15917 | 0 | 0 | 0 | 6.634 | #N/A | #N/A
Fpl Energy Montezuma Wind 1 WT | CIPB | CA_CISO | CA | Hourly Resource | WT-Onshore | 36.8 | 0 |  | 2011-01-25 | 2050-12-31 | 99.0213 | 1.2836 | -0.36857 | 36.8 | 36.8 | 96461.5563 | 0 | 0 | 0.29923 | 0 | 9.5517 | 9.5517 | 8760 | 0 | 8760 | 0 | 0 | 0 | 0 | 77.7584 | 95.0828 | 6.9918 | 1.4005 | -25.9448 | 1592.6792 | 60.0758 | 0 | 0 | 0 | 0 | 0 | 0 | 0 | 0 | 0 | 0 | 0 | 12405.4476 | 0 | 0 | 3.0179 | 0.15866 | 0.00010078 | 4.7626 | 4.7626 | 4.7626 | 0 | 3.1172 | 0 | 0 | 0.010481 | 0 | 0 | 0 | 9.5517 | #N/A | #N/A
Frank Hooper 1 HY | SPPC | SW_NVE | NV | Hydro | Hydro | 0.75 | 0 |  | 2016-06-23 | 2040-12-31 | 33.6367 | -48.3215 | -0.62292 | 0.75 | 0.75 | 2689.5838 | 0 | 0 | 0.40937 | 0 | 0.090469 | 0.090469 | 0 | 0 | 0 | 8760 | 0 | 0 | 0 | 0 | 32.7638 | -53.5438 | -0.38291 | -239.4509 | 1835.8076 | 79.049 | 0 | 0 | 0 | 0 | 0 | 0 | 0 | 0 | 0 | 0 | 94.2825 | 302.2203 | 0.9 | 0 | 6.2 | 0.19614 | 0.00021973 | 4.6327 | 0.031824 | 4.6009 | 640.6795 | 0.13196 | 0.16624 | 0 | 43.8424 | 0 | 0 | 0 | 0.091154 | #N/A | #N/A
Frankenheimer Power Plant 1 HY | CIPV | CA_CISO | CA | Hydro | Hydro | 5.3 | 0 |  | 2013-04-01 | 2050-12-31 | 90.0071 | -1.443 | 4.287 | 2.1146 | 0.14259 | 10802.6456 | 0 | 0 | 0.45673 | 0 | 0.97232 | 0.97232 | 0 | 0 | 3213 | 5547 | 0 | 0 | 0 | 91.8089 | 97.089 | 5.1917 | 5.2068 | -26.4727 | 1846.6826 | 66.0688 | 0 | 0 | 0 | 0 | 0 | 0 | 0 | 0 | 0 | 0 | 28.4289 | 1.198 | 0.19705 | 32.1019 | 111.2997 | 0.15866 | 0.00010078 | 4.7626 | 4.7626 | 4.7626 | 403.6905 | 0.00050042 | 13.56 | 274.7999 | 1117.6199 | 0 | 0 | 0 | 0.97413 | #N/A | #N/A
Franklin BESS paired with Solar BA | IPMV | BS_IPCO | ID | Pumped Storage | Energy Storage | 60 | -60 |  | 2024-06-01 | 2054-12-31 | 119.5549 | 32.8432 | 2.4467 | 60 | 60 | 92670.3659 | 108181.7865 | 7.665 | 0.17631 | 0.30128 | 8.6829 | 8.3816 | 8760 | 0 | 8760 | 0 | 0 | -0.023267 | 0.87669 | 0 | 113.912 | 25.1615 | 2.0599 | -28.1063 | 1884.6469 | 129.7661 | 1.1876 | 0 | 0 | 0 | 0 | 0 | 0 | 0 | 0 | 0 | 108804.4213 | 139162.7129 | 91254.1393 | 140616.3669 | 70690.2635 | 0.015242 | 0.010783 | 14.1881 | 0.031824 | 14.1563 | 1238.1788 | 28.5819 | 1250806.2459 | 45.6673 | 1954519.5747 | 0 | 0 | 0 | 11.8895 | #N/A | #N/A
Franklin Solar Paired With BESS PV | IPMV | BS_IPCO | ID | Hourly Resource | PV-Tracking | 100 | 0 |  | 2023-05-01 | 2050-12-31 | 88.5578 | 31.3319 | 1.4025 | 100 | 100 | 229417.3718 | 0 | 0 | 0.26189 | 0 | 20.3167 | 20.3167 | 8760 | 0 | 8760 | 0 | 0 | 0 | 0 | 537.6279 | 113.5611 | 25.1615 | 1.709 | -28.0662 | 1881.5402 | 129.4096 | 0 | 0 | 0 | 0 | 0 | 0 | 0 | 0 | 0 | 0 | 0 | 65.8146 | 0 | 0 | -1.0617e-05 | 0.015242 | 0.010783 | 14.1881 | 0.031824 | 14.1563 | 0 | 75.2355 | 0 | 0 | -0.00094184 | 0 | 0 | 0 | 20.3168 | #N/A | #N/A
Fraser Solar PV | PAUT | BS_PACE | UT | Hourly Resource | PV | 1 | 0 |  | 2019-11-13 | 2051-12-31 | 42.6466 | -14.6291 | -2.468 | 1 | 1 | 1576.6388 | 0 | 0 | 0.17998 | 0 | 0.067239 | 0.067239 | 8760 | 0 | 8760 | 0 | 0 | 0 | 0 | 709.813 | 79.4269 | -5.2109 | -2.0528 | -25.9157 | 1940.3265 | 94.8718 | 0 | 0 | 0 | 0 | 0 | 0 | 0 | 0 | 0 | 0 | 0 | 11.2588 | 0 | 0 | 714.5482 | 7.007 | 5.9428 | 85.5427 | 0.031824 | 85.5024 | 0 | 1126.2223 | 0 | 0 | 57454.3665 | 0 | 0 | 0 | 0.12582 | #N/A | #N/A
Freeway Springs 1 PV-NT | CISC | CA_CISO | CA | Hourly Resource | PV-NonTracking | 2 | 0 |  | 2017-01-25 | 2051-12-31 | 35.813 | -20.1914 | -4.3792 | 2 | 2 | 4887.196 | 0 | 0 | 0.27895 | 0 | 0.17503 | 0.17503 | 8760 | 0 | 8760 | 0 | 0 | 0 | 0 | 275.694 | 71.6575 | -11.2534 | -3.7796 | -25.5881 | 1995.6089 | 72.7109 | 0 | 0 | 0 | 0 | 0 | 0 | 0 | 0 | 0 | 0 | 0 | 0 | 0 | 0 | 0 | 0.15866 | 0.00010078 | 4.7626 | 4.7626 | 4.7626 | 0 | 0 | 0 | 0 | 0 | 0 | 0 | 0 | 0.17503 | #N/A | #N/A
Fremont Canyon 1 HY | WACM | RM_WACM | WY | Hydro | Hydro | 66.78 | 0 |  | 1960-12-01 | 2050-12-31 | 123.1391 | 41.1702 | -2.6223 | 49.4394 | 18.5699 | 222944.791 | 0 | 0 | 0.36358 | 0 | 27.4532 | 27.4532 | 0 | 0 | 122 | 8638 | 0 | 0 | 0 | 0 | 113.2087 | 28.8358 | -2.3177 | -28.2626 | 2187.3193 | 150.454 | 0 | 0 | 0 | 0 | 0 | 0 | 0 | 0 | 0 | 0 | 1556.5743 | 5841.4391 | 340.4358 | 7829.5773 | 49591.945 | 0.075305 | 0.00032051 | 86.4793 | 43.2396 | 43.2397 | 898.9752 | 2.8651 | 7585.3555 | 215729.5039 | 1255616.7197 | 0 | 0 | 0 | 28.9331 | #N/A | #N/A
Fremont Solar/Battery PV-T | PNM | SW_PNM | NM | Hourly Resource | PV-Tracking | 99 | 0 |  | 2026-01-01 | 2051-12-31 | 14.7297 | -33.1171 | -4.2878 | 99 | 99 | 195439.364 | 0 | 0 | 0.22536 | 0 | 2.8788 | 2.8788 | 8760 | 0 | 8760 | 0 | 0 | 0 | 0 | 2155.1318 | 48.5622 | -34.0012 | -4.1271 | -25.3636 | 1934.4196 | 73.7791 | 0 | 0 | 0 | 0 | 0 | 0 | 0 | 0 | 0 | 0 | 0 | 4169.9975 | 0 | 0 | 9.2667e-06 | 0.89269 | 0.0029891 | 22.2939 | 5.1679 | 17.1082 | 0 | 194.217 | 0 | 0 | 0.00055878 | 0 | 0 | 0 | 2.879 | #N/A | #N/A
French Meadows Hydro 1 HY | CIPV | CA_CISO | CA | Hydro | Hydro | 16 | 0 |  | 1966-01-01 | 2050-12-31 | 90.784 | 8.1733 | -4.0798 | 15.9 | 15.9 | 139283.9967 | 0 | 0 | 1 | 0 | 12.6448 | 12.6448 | 0 | 0 | 8760 | 0 | 0 | 0 | 0 | 0 | 90.784 | 8.1733 | -4.0798 | -27.0584 | 1725.9031 | 62.452 | 0 | 0 | 0 | 0 | 0 | 0 | 0 | 0 | 0 | 0 | 0 | 0 | 0 | 0 | 0 | 0.15866 | 0.00010078 | 4.7626 | 4.7626 | 4.7626 | 0 | 0 | 0 | 0 | 0 | 0 | 0 | 0 | 12.6448 | #N/A | #N/A
Fresno Community Solar PV-NT | CIPV | CA_CISO | CA | Hourly Resource | PV-NonTracking | 10 | 0 |  | 2023-05-29 | 2054-12-31 | 47.2596 | -8.5895 | 0.50798 | 10 | 10 | 22068.57 | 0 | 0 | 0.25192 | 0 | 1.043 | 1.043 | 8760 | 0 | 8760 | 0 | 0 | 0 | 0 | 846.86 | 98.4241 | 6.9384 | 4.7952 | -32.8825 | 2409.7017 | 100.0626 | 0 | 0 | 0 | 0 | 0 | 0 | 0 | 0 | 0 | 0 | 0 | 0 | 0 | 0 | 8.6147e-07 | 0.15866 | 0.00010078 | 4.7626 | 4.7626 | 4.7626 | 0 | 0 | 0 | 0 | 1.6249e-06 | 0 | 0 | 0 | 1.043 | #N/A | #N/A
Fresno Solar Agg PV-NT | CIPV | CA_CISO | CA | Hourly Resource | PV-NonTracking | 1.5 | 0 |  | 2015-10-21 | 2050-12-31 | 43.708 | -9.7943 | -2.1647 | 1.5 | 1.5 | 2994.426 | 0 | 0 | 0.22789 | 0 | 0.13088 | 0.13088 | 8760 | 0 | 8760 | 0 | 0 | 0 | 0 | 92.727 | 89.3043 | 3.2277 | -0.61394 | -26.1047 | 2046.3539 | 81.0336 | 0 | 0 | 0 | 0 | 0 | 0 | 0 | 0 | 0 | 0 | 0 | 0 | 0 | 0 | 2.8012e-08 | 0.15866 | 0.00010078 | 4.7626 | 4.7626 | 4.7626 | 0 | 0 | 0 | 0 | -1.5061e-06 | 0 | 0 | 0 | 0.13088 | #N/A | #N/A
Fresno Solar West 1 PV-NT | CIPV | CA_CISO | CA | Hourly Resource | PV-NonTracking | 1.5 | 0 |  | 2015-10-20 | 2051-12-31 | 43.708 | -9.7943 | -2.1647 | 1.5 | 1.5 | 2994.426 | 0 | 0 | 0.22789 | 0 | 0.13088 | 0.13088 | 8760 | 0 | 8760 | 0 | 0 | 0 | 0 | 92.727 | 89.3043 | 3.2277 | -0.61394 | -26.1047 | 2046.3539 | 81.0336 | 0 | 0 | 0 | 0 | 0 | 0 | 0 | 0 | 0 | 0 | 0 | 0 | 0 | 0 | -1.5534e-07 | 0.15866 | 0.00010078 | 4.7626 | 4.7626 | 4.7626 | 0 | 0 | 0 | 0 | -1.5063e-06 | 0 | 0 | 0 | 0.13088 | #N/A | #N/A
FRESS2G2_29455_EQ | CISC | CA_CISO | CA | Hourly Resource | PV-Tracking | 69 | 0 |  | 2014-07-31 | 2050-12-31 | 32.5037 | -19.0883 | -5.1743 | 69 | 69 | 188763.3058 | 0 | 0 | 0.31229 | 0 | 6.1355 | 6.1355 | 8760 | 0 | 8760 | 0 | 0 | 0 | 0 | 8204.9913 | 71.294 | -10.4023 | -4.9943 | -27.9021 | 1957.9806 | 72.8381 | 0 | 0 | 0 | 0 | 0 | 0 | 0 | 0 | 0 | 0 | 0 | 6424.8637 | 0 | 0 | 456.918 | 0.15866 | 0.00010078 | 4.7626 | 4.7626 | 4.7626 | 0 | 2.6441 | 0 | 0 | 0.26077 | 0 | 0 | 0 | 6.1355 | #N/A | #N/A
Friant Dam 1 HY | CIPV | CA_CISO | CA | Hydro | HydroRPS | 25 | 0 |  | 2016-03-01 | 2050-12-31 | 97.9303 | 10.9726 | 5.87 | 15.8218 | 2.8999 | 74308.7622 | 0 | 0 | 0.30382 | 0 | 7.2771 | 7.2771 | 0 | 0 | 0 | 8760 | 0 | 0 | 0 | 2859.3369 | 101.2504 | 7.5075 | 7.0524 | -37.8789 | 2515.0103 | 105.8817 | 0 | 0 | 0 | 0 | 0 | 0 | 0 | 0 | 0 | 0 | 224.8614 | 449.5197 | 6.9833 | 549.7376 | 6135.3982 | 0.15866 | 0.00010078 | 4.7626 | 4.7626 | 4.7626 | 1982.3416 | 0.14078 | 259.7224 | 9706.4989 | 47109.5671 | 0 | 0 | 0 | 7.3361 | #N/A | #N/A
Frick Summit Wind Repower WT | CIPB | CA_CISO | CA | Hourly Resource | WT-Onshore | 10 | 0 |  | 2021-07-02 | 2050-12-31 | 96.455 | 2.9877 | 1.9873 | 10 | 10 | 30783.09 | 0 | 0 | 0.35141 | 0 | 2.9692 | 2.9692 | 8760 | 0 | 8760 | 0 | 0 | 0 | 0 | 147.68 | 96.9416 | 7.1829 | 3.0681 | -25.945 | 1540.7179 | 61.6796 | 0 | 0 | 0 | 0 | 0 | 0 | 0 | 0 | 0 | 0 | 0 | 30783.09 | 0 | 0 | 147.68 | 0.15866 | 0.00010078 | 4.7626 | 4.7626 | 4.7626 | 0 | 2.8997 | 0 | 0 | 0.014201 | 0 | 0 | 0 | 2.9692 | #N/A | #N/A
Frontier Solar 1 PV-NT | CIPV | CA_CISO | CA | Hourly Resource | PV-NonTracking | 20 | 0 |  | 2019-02-05 | 2050-12-31 | 58.4263 | 5.1566 | -1.16 | 20 | 20 | 52377.8178 | 0 | 0 | 0.29896 | 0 | 3.0602 | 3.0602 | 8760 | 0 | 8760 | 0 | 0 | 0 | 0 | 316.6222 | 96.6581 | 7.2958 | 2.6718 | -25.6591 | 1984.9785 | 72.0602 | 0 | 0 | 0 | 0 | 0 | 0 | 0 | 0 | 0 | 0 | 0 | 16.28 | 0 | 0 | 4.9127e-06 | 0.15866 | 0.00010078 | 4.7626 | 4.7626 | 4.7626 | 0 | 0.012171 | 0 | 0 | 9.5085e-06 | 0 | 0 | 0 | 3.0602 | #N/A | #N/A
Ft Huachuca Phase II 1 PV-NT | TEPC | SW_TEPC | AZ | Hourly Resource | PV-NonTracking | 18 | 0 |  | 2017-01-18 | 2045-12-31 | 15.5581 | -30.8672 | -5.9316 | 18 | 18 | 42004.17 | 0 | 0 | 0.26639 | 0 | 0.6535 | 0.6535 | 8760 | 0 | 8760 | 0 | 0 | 0 | 0 | 0 | 47.99 | -32.5426 | -6.158 | -24.6674 | 1978.9426 | 68.5786 | 0 | 0 | 0 | 0 | 0 | 0 | 0 | 0 | 0 | 0 | 0 | 6715.3914 | 0 | 0 | -6.3941e-06 | 1.0826 | 0.065843 | 12.0843 | 5.1679 | 6.9163 | 0 | 1671.6987 | 0 | 0 | -3.144e-05 | 0 | 0 | 0 | 0.65518 | #N/A | #N/A
Fuerza Eolica San Matias 1 WT | CFE | CA_CFE | MX | Hourly Resource | WT-Onshore | 30 | 0 |  | 2020-01-09 | 2050-12-31 | 27.5642 | -41.6578 | -10.3422 | 30 | 30 | 66633.5326 | 0 | 0 | 0.25355 | 0 | 1.8367 | 1.8367 | 8760 | 0 | 8760 | 0 | 0 | 0 | 0 | 4785.8176 | 28.8843 | -48.542 | -9.2643 | -275.4941 | 568.9734 | 31.9825 | 0 | 0 | 0 | 0 | 0 | 0 | 0 | 0 | 0 | 0 | 0 | 18705.1709 | 0 | 0 | 6.4083 | 4.6199 | 1.2515 | 2.5478 | 0 | 2.5478 | 0 | 86009.5368 | 0 | 0 | 111.199 | 0 | 0 | 0 | 1.9228 | #N/A | #N/A
Gala Solar PV-T | PACW | NW_PACW | OR | Hourly Resource | PV-Tracking | 52 | 0 |  | 2017-10-31 | 2054-12-31 | 87.6997 | 26.6066 | 4.0118 | 52 | 52 | 124310.524 | 0 | 0 | 0.2729 | 0 | 10.902 | 10.902 | 8760 | 0 | 8760 | 0 | 0 | 0 | 0 | 1386.58 | 107.4305 | 15.8441 | 4.8958 | -37.8668 | 1807.319 | 93.2054 | 0 | 0 | 0 | 0 | 0 | 0 | 0 | 0 | 0 | 0 | 0 | 0 | 0 | 0 | -4.3306e-06 | 27.0174 | 18.7409 | 65.6973 | 0.031824 | 65.2925 | 0 | 0 | 0 | 0 | -0.00049786 | 0 | 0 | 0 | 10.902 | #N/A | #N/A
Galesville Dam Douglas County 1 HY | PACW | NW_PACW | WA | Hydro | Hydro | 1.6 | 0 |  | 1987-02-01 | 2034-12-31 | 114.5446 | 14.3389 | 4.5716 | 0.3376 | 0.3376 | 1200.0208 | 0 | 0 | 0.40577 | 0 | 0.13746 | 0.13746 | 0 | 0 | 0 | 8760 | 0 | 0 | 0 | 0 | 110.8514 | 18.0997 | 6.0611 | -35.2429 | 1776.5844 | 99.9993 | 0 | 0 | 0 | 0 | 0 | 0 | 0 | 0 | 0 | 0 | 370.1634 | 139.1782 | 345.7056 | 0 | 372.94 | 27.0174 | 18.7409 | 65.6973 | 0.031824 | 65.2925 | 14699.3462 | 2190.6488 | 15686.4058 | 0 | 28369.5959 | 0 | 0 | 0 | 0.1984 | #N/A | #N/A
Garden Plain Gdp1 1 WT | AESO | AB_AESO | AB | Hourly Resource | WT-Onshore | 131 | 0 |  | 2022-07-01 | 2050-12-31 | 68.1672 | -3.1197 | -10.1912 | 131 | 131 | 475777.162 | 0 | 0 | 0.4146 | 0 | 32.4324 | 32.4324 | 8760 | 0 | 8760 | 0 | 0 | 0 | 0 | 20.7338 | 89.5746 | 10.1218 | -7.2377 | -24.9996 | 742.0923 | 69.5466 | 0 | 0 | 0 | 0 | 0 | 0 | 0 | 0 | 0 | 0 | 0 | 88054.3155 | 0 | 0 | 20.7334 | 1.8659 | 0.0078726 | 35.0857 | 35.06 | 35.06 | 0 | 76.8185 | 0 | 0 | 0.038155 | 0 | 0 | 0 | 32.4325 | #N/A | #N/A
Garland A 1 PV-NT | CISC | CA_CISO | CA | Hourly Resource | PV-NonTracking | 20 | 0 |  | 2016-09-23 | 2050-12-31 | 33.8928 | -16.6413 | -5.7232 | 20 | 20 | 52249.8775 | 0 | 0 | 0.29823 | 0 | 1.7709 | 1.7709 | 8760 | 0 | 8760 | 0 | 0 | 0 | 0 | 1271.2624 | 70.9371 | -10.4085 | -5.3449 | -27.9138 | 1955.3656 | 72.7857 | 0 | 0 | 0 | 0 | 0 | 0 | 0 | 0 | 0 | 0 | 0 | 0 | 0 | 0 | 6.042e-06 | 0.15866 | 0.00010078 | 4.7626 | 4.7626 | 4.7626 | 0 | 0 | 0 | 0 | 9.8908e-06 | 0 | 0 | 0 | 1.7709 | #N/A | #N/A
Garland B BESS | CISC | CA_CISO | CA | Pumped Storage | Energy Storage | 88 | -88 |  | 2022-01-31 | 2050-12-31 | 52.1743 | -17.3812 | -5.9805 | 88 | 88 | 123059.4441 | 143533.4599 | 4.7985 | 0.15964 | 0.39989 | 4.3124 | 3.9125 | 8760 | 0 | 8760 | 0 | 0 | -0.030711 | 1.0352 | 0 | 71.3579 | -10.3736 | -4.959 | -27.9044 | 1957.2805 | 72.9181 | 1.1434 | 0 | 0 | 0 | 0 | 0 | 0 | 0 | 0 | 0 | 45212.6496 | 81482.0082 | 111639.8176 | 0 | 62718.2287 | 0.15866 | 0.00010078 | 4.7626 | 4.7626 | 4.7626 | 14.8934 | 10.895 | 34552.5374 | 0 | 1442.8494 | 0 | 0 | 0 | 4.3484 | #N/A | #N/A
Garland B1PV-NT180 | CISC | CA_CISO | CA | Hourly Resource | PV-NonTracking | 180 | 0 |  | 2016-10-27 | 2050-12-31 | 34.5155 | -16.5255 | -5.7683 | 180 | 180 | 465431.4962 | 0 | 0 | 0.29517 | 0 | 16.0646 | 16.0646 | 8760 | 0 | 8760 | 0 | 0 | 0 | 0 | 16249.5845 | 70.9435 | -10.3636 | -5.3835 | -27.9166 | 1955.5891 | 72.9207 | 0 | 0 | 0 | 0 | 0 | 0 | 0 | 0 | 0 | 0 | 0 | 0 | 0 | 0 | 225.8999 | 0.15866 | 0.00010078 | 4.7626 | 4.7626 | 4.7626 | 0 | 0 | 0 | 0 | 0.20151 | 0 | 0 | 0 | 16.0646 | #N/A | #N/A
Garland Canal Proj 1 HY | PAWY | BS_PACE | WY | Hydro | Hydro | 2.9 | 0 |  | 1983-09-01 | 2050-12-31 | 128.3864 | 35.1324 | 0.027638 | 0.6119 | 0.6119 | 2361.2178 | 0 | 0 | 0.44051 | 0 | 0.30315 | 0.30315 | 0 | 0 | 2 | 8758 | 0 | 0 | 0 | 0 | 112.5091 | 25.2632 | 0.55535 | -178.8224 | 1879.71 | 136.3129 | 0 | 0 | 0 | 0 | 0 | 0 | 0 | 0 | 0 | 0 | 836.5102 | 1315.2956 | 2648.3222 | 0 | 350.7038 | 7.007 | 5.9428 | 85.5427 | 0.031824 | 85.5024 | 3788.5975 | 7861.4144 | 159429.9238 | 0 | 76264.9926 | 0 | 0 | 0 | 0.55049 | #N/A | #N/A
Garnet Solar Power Generation Station 1 PV-NT | CISC | CA_CISO | CA | Hourly Resource | PV-NonTracking | 4 | 0 |  | 2014-12-23 | 2050-12-31 | 30.9181 | -20.0991 | -5.4972 | 4 | 4 | 10387.156 | 0 | 0 | 0.29644 | 0 | 0.32115 | 0.32115 | 8760 | 0 | 8760 | 0 | 0 | 0 | 0 | 670.46 | 67.1804 | -13.1776 | -6.3326 | -26.2565 | 1957.9484 | 70.6228 | 0 | 0 | 0 | 0 | 0 | 0 | 0 | 0 | 0 | 0 | 0 | 0 | 0 | 0 | 0 | 0.15866 | 0.00010078 | 4.7626 | 4.7626 | 4.7626 | 0 | 0 | 0 | 0 | 0 | 0 | 0 | 0 | 0.32115 | #N/A | #N/A
Garnet Wind Energy Center 1 WT | CISC | CA_CISO | CA | Hourly Resource | WT-Onshore | 6.5 | 0 |  | 2009-06-02 | 2050-12-31 | 65.7628 | -11.0494 | -6.8701 | 6.5 | 6.5 | 17256.5315 | 0 | 0 | 0.30307 | 0 | 1.1348 | 1.1348 | 8760 | 0 | 8760 | 0 | 0 | 0 | 0 | 481.247 | 67.2488 | -13.1776 | -6.2641 | -26.2504 | 1958.4138 | 70.6306 | 0 | 0 | 0 | 0 | 0 | 0 | 0 | 0 | 0 | 0 | 0 | 1195.4735 | 0 | 0 | 107.9065 | 0.15866 | 0.00010078 | 4.7626 | 4.7626 | 4.7626 | 0 | 0.31259 | 0 | 0 | 0.026826 | 0 | 0 | 0 | 1.1348 | #N/A | #N/A
Garnet Winds Aggregation 1 WT | CISC | CA_CISO | CA | Hourly Resource | WT-Onshore | 22.5 | 0 |  | 2011-02-21 | 2050-12-31 | 48.9753 | -24.6883 | -6.1958 | 22.5 | 22.5 | 27525.24 | 0 | 0 | 0.13965 | 0 | 1.3481 | 1.3481 | 8760 | 0 | 8760 | 0 | 0 | 0 | 0 | 1544.7825 | 67.2488 | -13.1776 | -6.2641 | -26.2504 | 1958.4138 | 70.6306 | 0 | 0 | 0 | 0 | 0 | 0 | 0 | 0 | 0 | 0 | 0 | 1007.7525 | 0 | 0 | 33.975 | 0.15866 | 0.00010078 | 4.7626 | 4.7626 | 4.7626 | 0 | 0.41266 | 0 | 0 | 0.019289 | 0 | 0 | 0 | 1.3481 | #N/A | #N/A
Gaskell West 1 PV-NT | CISC | CA_CISO | CA | Hourly Resource | PV-NonTracking | 20 | 0 |  | 2018-03-06 | 2050-12-31 | 34.6602 | -16.6772 | -5.5173 | 20 | 20 | 53848.9564 | 0 | 0 | 0.30736 | 0 | 1.8664 | 1.8664 | 8760 | 0 | 8760 | 0 | 0 | 0 | 0 | 1692.0436 | 71.1122 | -10.4085 | -5.1699 | -27.9086 | 1956.3219 | 72.8047 | 0 | 0 | 0 | 0 | 0 | 0 | 0 | 0 | 0 | 0 | 0 | 395.16 | 0 | 0 | 7.74 | 0.15866 | 0.00010078 | 4.7626 | 4.7626 | 4.7626 | 0 | 0.20049 | 0 | 0 | 0.0043066 | 0 | 0 | 0 | 1.8664 | #N/A | #N/A
GASKELL WEST 2a PV-NT | CISC | CA_CISO | CA | Hourly Resource | PV-NonTracking | 16 | 0 |  | 2023-03-06 | 2054-12-31 | 31.3477 | -18.214 | -5.1748 | 16 | 16 | 45467.408 | 0 | 0 | 0.3244 | 0 | 1.4253 | 1.4253 | 8760 | 0 | 8760 | 0 | 0 | 0 | 0 | 1220.24 | 71.0714 | -10.4085 | -5.2107 | -27.9152 | 1955.6697 | 72.8028 | 0 | 0 | 0 | 0 | 0 | 0 | 0 | 0 | 0 | 0 | 0 | 0 | 0 | 0 | 0 | 0.15866 | 0.00010078 | 4.7626 | 4.7626 | 4.7626 | 0 | 0 | 0 | 0 | 0 | 0 | 0 | 0 | 1.4253 | #N/A | #N/A
GASKELL WEST 2b PV-NT | CISC | CA_CISO | CA | Hourly Resource | PV-NonTracking | 29 | 0 |  | 2023-03-06 | 2054-12-31 | 31.3508 | -18.2135 | -5.1751 | 29 | 29 | 82405.2551 | 0 | 0 | 0.32438 | 0 | 2.5835 | 2.5835 | 8760 | 0 | 8760 | 0 | 0 | 0 | 0 | 2216.1074 | 71.0714 | -10.4085 | -5.2107 | -27.9152 | 1955.6697 | 72.8028 | 0 | 0 | 0 | 0 | 0 | 0 | 0 | 0 | 0 | 0 | 0 | 0 | 0 | 0 | 8.0094e-06 | 0.15866 | 0.00010078 | 4.7626 | 4.7626 | 4.7626 | 0 | 0 | 0 | 0 | -1.4021e-05 | 0 | 0 | 0 | 2.5835 | #N/A | #N/A
Gates Solar Station 1 PV-NT | CIPV | CA_CISO | CA | Hourly Resource | PV-NonTracking | 20 | 0 |  | 2013-06-24 | 2050-12-31 | 35.0148 | -17.7787 | -3.3591 | 20 | 20 | 49142.5601 | 0 | 0 | 0.28049 | 0 | 1.7207 | 1.7207 | 8760 | 0 | 8760 | 0 | 0 | 0 | 0 | 2320.26 | 84.8944 | -0.60397 | -1.1922 | -35.3414 | 2061.7559 | 82.5458 | 0 | 0 | 0 | 0 | 0 | 0 | 0 | 0 | 0 | 0 | 0 | 0 | 0 | 0 | 1.7346e-06 | 0.15866 | 0.00010078 | 4.7626 | 4.7626 | 4.7626 | 0 | 0 | 0 | 0 | 6.9884e-06 | 0 | 0 | 0 | 1.7207 | #N/A | #N/A
Gateway Energy Storage 1 BA | CISD | CA_CISO | CA | Pumped Storage | Energy Storage | 250 | -250 |  | 2020-06-08 | 2050-12-31 | 45.5948 | -25.2229 | -7.4504 | 250 | 250 | 326655.3096 | 380770.9403 | 9.8369 | 0.14916 | 1.0611 | 12.5811 | 11.52 | 8760 | 0 | 8760 | 0 | 0 | -0.081173 | 2.8788 | 0 | 65.2088 | -13.7584 | -7.7233 | -25.6599 | 1896.1473 | 67.8329 | 1.054 | 0 | 0 | 0 | 0 | 0 | 0 | 0 | 0 | 0 | 83574.2459 | 1460962.5239 | 177422.7923 | 0 | 709195.7888 | 0.15866 | 0.00010078 | 4.7626 | 4.7626 | 4.7626 | 9.5838 | 91.7605 | 9391.1505 | 0 | 9128.8063 | 0 | 0 | 0 | 12.5998 | #N/A | #N/A
Gem State 1 HY | PAID | BS_PACE | ID | Hydro | Hydro | 23.39 | 0 |  | 1988-11-01 | 2051-12-31 | 120.716 | 30.6705 | 3.328 | 18.5015 | 18.5015 | 81414.3473 | 0 | 0 | 0.50233 | 0 | 9.828 | 9.828 | 0 | 0 | 0 | 8760 | 0 | 0 | 0 | 1127.5807 | 117.2288 | 26.8795 | 3.6587 | -82.9345 | 2291.7749 | 145.0877 | 0 | 0 | 0 | 0 | 0 | 0 | 0 | 0 | 0 | 0 | 6746.4417 | 16813.6298 | 23310.3135 | 0 | 35089.6852 | 7.007 | 5.9428 | 85.5427 | 0.031824 | 85.5024 | 93977.3225 | 248540.8682 | 1470828.232 | 0 | 3542155.4781 | 0 | 0 | 0 | 15.1835 | #N/A | #N/A
Gemini 1 PV-T | NEVP | SW_NVE | NV | Hourly Resource | PV-Tracking | 690 | 0 |  | 2024-05-01 | 2049-12-31 | 13.1843 | -32.6171 | -6.9815 | 690 | 690 | 1890305.2207 | 0 | 0 | 0.31274 | 0 | 24.9223 | 24.9223 | 8760 | 0 | 8760 | 0 | 0 | 0 | 0 | 12263.5178 | 44.2695 | -33.7577 | -8.6634 | -25.8942 | 1876.5052 | 64.6359 | 0 | 0 | 0 | 0 | 0 | 0 | 0 | 0 | 0 | 0 | 0 | 1265.5812 | 0 | 0 | -2.3842e-05 | 0.19614 | 0.00021973 | 4.6327 | 0.031824 | 4.6009 | 0 | 1.5582 | 0 | 0 | 4.4319e-05 | 0 | 0 | 0 | 24.9223 | #N/A | #N/A
Gemini BESS | NEVP | SW_NVE | NV | Pumped Storage | Energy Storage | 380 | -380 |  | 2023-11-30 | 2049-12-31 | 31.6057 | -38.8657 | -8.4195 | 380 | 380 | 545086.8197 | 635913.8831 | 7.5003 | 0.16375 | 1.7715 | 22.3257 | 20.5542 | 8760 | 0 | 8760 | 0 | 0 | -0.13624 | 4.9787 | 0 | 44.8934 | -33.758 | -8.0391 | -25.2407 | 1880.7111 | 64.7581 | 0.79587 | 0 | 0 | 0 | 0 | 0 | 0 | 0 | 0 | 0 | 216900.3856 | 1414566.9879 | 260964.0349 | 325812.4132 | 820784.4042 | 0.19614 | 0.00021973 | 4.6327 | 0.031824 | 4.6009 | 32.9587 | 207.9838 | 1403.19 | 2452.7953 | 25131.8337 | 0 | 0 | 0 | 22.3549 | #N/A | #N/A
Gene Intake Pump-Total | CISC | CA_CISO | CA | Hourly Resource | MotorLoad | 120.6 | -6.7 |  | 1980-01-01 | 2050-01-01 | 65.0986 | -14.0889 | -10.628 | 120.6 | 120.6 | 0 | 321493.0699 | 20.9288 | 0 | 0 | -20.9288 | -20.9288 | 8760 | 0 | 8760 | 0 | 0 | 0 | 0 | 0 | 63.0221 | -13.1415 | -10.5269 | -22.9644 | 1890.6328 | 66.5025 | 0 | 0 | 0 | 0 | 0 | 0 | 0 | 0 | 0 | 0 | 0 | 0 | 0 | 0 | 0 | 0.15866 | 0.00010078 | 4.7626 | 4.7626 | 4.7626 | 0 | 0 | 0 | 0 | 0 | 0 | 0 | 0 | -20.9288 | #N/A | #N/A
Genesis Mccoy BESS 1 BA | CISC | CA_CISO | CA | Pumped Storage | Energy Storage | 230 | -230 |  | 2021-06-30 | 2050-12-31 | 44.1804 | -24.5319 | -9.4993 | 230 | 230 | 323454.4774 | 377287.6078 | 9.7238 | 0.16054 | 1.0511 | 11.5115 | 10.4604 | 8760 | 0 | 8760 | 0 | 0 | -0.08075 | 2.8412 | 0 | 62.1577 | -15.4152 | -9.1177 | -25.2433 | 1922.5282 | 68.3673 | 1.0252 | 0 | 0 | 0 | 0 | 0 | 0 | 0 | 0 | 0 | 61349.6526 | 213566.9551 | 107789.8566 | 0 | 373311.0143 | 0.15866 | 0.00010078 | 4.7626 | 4.7626 | 4.7626 | 7.9453 | 26.0858 | 6288.9178 | 0 | 90949.0671 | 0 | 0 | 0 | 11.6088 | #N/A | #N/A
GenesisSolarEnergy1 | CISC | CA_CISO | CA | Hourly Resource | Solar CSP | 250 | 0 |  | 2013-11-27 | 2050-12-31 | 25.126 | -22.054 | -7.1711 | 250 | 250 | 702364.6856 | 0 | 0 | 0.32071 | 0 | 17.6476 | 17.6476 | 8760 | 0 | 8760 | 0 | 0 | 0 | 0 | 12739.0642 | 62.3433 | -15.4331 | -8.9142 | -25.1795 | 1922.9176 | 68.4414 | 0 | 0 | 0 | 0 | 0 | 0 | 0 | 0 | 0 | 0 | 0 | 372449.683 | 0 | 0 | 3645.0001 | 0.15866 | 0.00010078 | 4.7626 | 4.7626 | 4.7626 | 0 | 77.684 | 0 | 0 | 0.9099 | 0 | 0 | 0 | 17.6477 | #N/A | #N/A
Georgetown Solar 1 PV-NT | AESO | AB_AESO | AB | Hourly Resource | PV-NonTracking | 230 | 0 |  | 2023-08-01 | 2054-12-31 | 72.7207 | 14.0003 | 3.5241 | 230 | 230 | 514100.3693 | 0 | 0 | 0.25516 | 0 | 37.3857 | 37.3857 | 8760 | 0 | 8760 | 0 | 0 | 0 | 0 | 0 | 96.35 | 10.8496 | -1.1901 | -24.9972 | 762.7495 | 69.1367 | 0 | 0 | 0 | 0 | 0 | 0 | 0 | 0 | 0 | 0 | 0 | 8784.1082 | 0 | 0 | -0.00057574 | 1.8659 | 0.0078726 | 35.0857 | 35.06 | 35.06 | 0 | 9.699 | 0 | 0 | -0.019489 | 0 | 0 | 0 | 37.3858 | #N/A | #N/A
Gestamp Solar 1 PV-NT | CISC | CA_CISO | CA | Hourly Resource | PV-NonTracking | 2 | 0 |  | 2012-05-08 | 2054-12-31 | 34.3848 | -15.3346 | -4.6144 | 2 | 2 | 5601.544 | 0 | 0 | 0.31972 | 0 | 0.19261 | 0.19261 | 8760 | 0 | 8760 | 0 | 0 | 0 | 0 | 39.176 | 73.2627 | -8.743 | -4.6848 | -25.2092 | 1965.8539 | 71.9873 | 0 | 0 | 0 | 0 | 0 | 0 | 0 | 0 | 0 | 0 | 0 | 0 | 0 | 0 | 0 | 0.15866 | 0.00010078 | 4.7626 | 4.7626 | 4.7626 | 0 | 0 | 0 | 0 | 0 | 0 | 0 | 0 | 0.19261 | #N/A | #N/A
Ghost Pine Nep1 1 WT | AESO | AB_AESO | AB | Hourly Resource | WT-Onshore | 16 | 0.75 |  | 2010-12-01 | 2050-12-31 | 66.2066 | -4.6682 | -10.5614 | 16 | 16 | 32238.72 | 0 | 0 | 0.23001 | 0 | 2.1344 | 2.1344 | 8760 | 0 | 8760 | 0 | 0 | 0 | 0 | 0 | 91.6119 | 10.4224 | -5.5011 | -24.9415 | 745.8913 | 70.3245 | 0 | 0 | 0 | 0 | 0 | 0 | 0 | 0 | 0 | 0 | 0 | 32238.72 | 0 | 0 | 0 | 1.8659 | 0.0078726 | 35.0857 | 35.06 | 35.06 | 0 | 24.2155 | 0 | 0 | 0 | 0 | 0 | 0 | 2.1344 | #N/A | #N/A
Ghost Pine Nep1 2 WT | AESO | AB_AESO | AB | Hourly Resource | WT-Onshore | 16 | 0.75 |  | 2010-12-01 | 2050-12-31 | 66.5468 | -4.6682 | -10.2212 | 16 | 16 | 32238.72 | 0 | 0 | 0.23001 | 0 | 2.1454 | 2.1454 | 8760 | 0 | 8760 | 0 | 0 | 0 | 0 | 0 | 91.7766 | 10.4224 | -5.3364 | -24.9416 | 747.2831 | 70.3098 | 0 | 0 | 0 | 0 | 0 | 0 | 0 | 0 | 0 | 0 | 0 | 32238.72 | 0 | 0 | 0 | 1.8659 | 0.0078726 | 35.0857 | 35.06 | 35.06 | 0 | 24.2155 | 0 | 0 | 0 | 0 | 0 | 0 | 2.1454 | #N/A | #N/A
Ghost Pine Nep1 3 WT | AESO | AB_AESO | AB | Hourly Resource | WT-Onshore | 13 | 0.6 |  | 2010-12-01 | 2050-12-31 | 66.4711 | -4.6682 | -10.2969 | 13 | 13 | 26193.96 | 0 | 0 | 0.23001 | 0 | 1.7411 | 1.7411 | 8760 | 0 | 8760 | 0 | 0 | 0 | 0 | 0 | 91.74 | 10.4224 | -5.373 | -24.9416 | 746.9785 | 70.3128 | 0 | 0 | 0 | 0 | 0 | 0 | 0 | 0 | 0 | 0 | 0 | 26193.96 | 0 | 0 | -7.9512e-06 | 1.8659 | 0.0078726 | 35.0857 | 35.06 | 35.06 | 0 | 19.6751 | 0 | 0 | -4.8452e-05 | 0 | 0 | 0 | 1.7412 | #N/A | #N/A
Ghost Pine Nep1 4 WT | AESO | AB_AESO | AB | Hourly Resource | WT-Onshore | 16 | 0.75 |  | 2010-12-01 | 2050-12-31 | 66.4043 | -4.6682 | -10.3637 | 16 | 16 | 32238.72 | 0 | 0 | 0.23001 | 0 | 2.1408 | 2.1408 | 8760 | 0 | 8760 | 0 | 0 | 0 | 0 | 0 | 91.7082 | 10.4224 | -5.4048 | -24.9416 | 746.7132 | 70.3158 | 0 | 0 | 0 | 0 | 0 | 0 | 0 | 0 | 0 | 0 | 0 | 32238.72 | 0 | 0 | 0 | 1.8659 | 0.0078726 | 35.0857 | 35.06 | 35.06 | 0 | 24.2155 | 0 | 0 | 0 | 0 | 0 | 0 | 2.1408 | #N/A | #N/A
Ghost Pine Nep1 5 WT | AESO | AB_AESO | AB | Hourly Resource | WT-Onshore | 21 | 0.975 |  | 2010-12-01 | 2050-12-31 | 67.465 | -4.6682 | -9.303 | 21 | 21 | 42313.3201 | 0 | 0 | 0.23001 | 0 | 2.8547 | 2.8547 | 8760 | 0 | 8760 | 0 | 0 | 0 | 0 | 0 | 92.2214 | 10.4224 | -4.8916 | -24.9418 | 750.9254 | 70.2723 | 0 | 0 | 0 | 0 | 0 | 0 | 0 | 0 | 0 | 0 | 0 | 42313.3201 | 0 | 0 | -7.5996e-05 | 1.8659 | 0.0078726 | 35.0857 | 35.06 | 35.06 | 0 | 31.7828 | 0 | 0 | 0.00020633 | 0 | 0 | 0 | 2.8547 | #N/A | #N/A
Giffen Solar Park 1 PV-NT | CIPV | CA_CISO | CA | Hourly Resource | PV-NonTracking | 20 | 0 |  | 2017-06-16 | 2050-12-31 | 40.7374 | -11.0928 | -4.2336 | 20 | 20 | 53800.88 | 0 | 0 | 0.30708 | 0 | 2.1917 | 2.1917 | 8760 | 0 | 8760 | 0 | 0 | 0 | 0 | 2186.68 | 90.992 | 3.2277 | 1.0738 | -27.3714 | 2188.7856 | 86.3675 | 0 | 0 | 0 | 0 | 0 | 0 | 0 | 0 | 0 | 0 | 0 | 829.5143 | 0 | 0 | -3.9465e-06 | 0.15866 | 0.00010078 | 4.7626 | 4.7626 | 4.7626 | 0 | 0.40684 | 0 | 0 | 3.6745e-06 | 0 | 0 | 0 | 2.1917 | #N/A | #N/A
Giffen Solar Station 1 PV-NT | CIPV | CA_CISO | CA | Hourly Resource | PV-NonTracking | 10 | 0 |  | 2012-07-25 | 2050-12-31 | 41.6327 | -9.6098 | -3.0842 | 10 | 10 | 22000.114 | 0 | 0 | 0.25114 | 0 | 0.91593 | 0.91593 | 8760 | 0 | 8760 | 0 | 0 | 0 | 0 | 451.386 | 91.7367 | 3.2277 | 1.8184 | -26.2054 | 2193.1882 | 86.4515 | 0 | 0 | 0 | 0 | 0 | 0 | 0 | 0 | 0 | 0 | 0 | 12039.5029 | 0 | 0 | 165.9536 | 0.15866 | 0.00010078 | 4.7626 | 4.7626 | 4.7626 | 0 | 2.4485 | 0 | 0 | 0.037361 | 0 | 0 | 0 | 0.91593 | #N/A | #N/A
Gila Bend | AZPS | SW_AZPS | AZ | Hourly Resource | PV-Tracking | 18 | 0 |  | 2014-06-02 | 2050-12-31 | 13.2529 | -32.2587 | -7.9047 | 18 | 18 | 46465.124 | 0 | 0 | 0.29468 | 0 | 0.6158 | 0.6158 | 8760 | 0 | 8760 | 0 | 0 | 0 | 0 | 533.2541 | 44.4758 | -31.8731 | -10.3417 | -26.0426 | 1888.7715 | 65.4944 | 0 | 0 | 0 | 0 | 0 | 0 | 0 | 0 | 0 | 0 | 0 | 22470.8309 | 0 | 0 | 8.5361 | 0.94841 | 0.0016464 | 11.9962 | 5.1679 | 6.8283 | 0 | 36.0939 | 0 | 0 | 358.8295 | 0 | 0 | 0 | 0.61619 | #N/A | #N/A
Gila Bend 2-2 BA | AZPS | SW_AZPS | AZ | Pumped Storage | Energy Storage | 16 | -16 |  | 2023-03-01 | 2054-12-31 | 35.1368 | -34.8217 | -10.8525 | 16 | 16 | 24005.2497 | 28015.5869 | 0.48387 | 0.17127 | 0.078031 | 0.86011 | 0.78208 | 8760 | 0 | 8760 | 0 | 0 | -0.0060155 | 0.20513 | 0 | 44.1318 | -31.8731 | -10.6856 | -26.0187 | 1878.7899 | 65.1613 | 0.79008 | 0 | 0 | 0 | 0 | 0 | 0 | 0 | 0 | 0 | 22961.7688 | 67645.4167 | 39630.0753 | 4950.3118 | 21022.8886 | 0.94841 | 0.0016464 | 11.9962 | 5.1679 | 6.8283 | 23032.7149 | 12.1528 | 124826.155 | 19226.9497 | 71368.9043 | 0 | 0 | 0 | 1.0986 | #N/A | #N/A
Gila Bend 2-2 PV | AZPS | SW_AZPS | AZ | Hourly Resource | PV | 18 | 0 |  | 2014-06-02 | 2054-12-31 | 12.5576 | -31.7569 | -8.0733 | 18 | 18 | 45673.398 | 0 | 0 | 0.28966 | 0 | 0.57355 | 0.57355 | 8760 | 0 | 8760 | 0 | 0 | 0 | 0 | 496.224 | 44.0169 | -31.8731 | -10.8005 | -26.0456 | 1878.0444 | 65.1338 | 0 | 0 | 0 | 0 | 0 | 0 | 0 | 0 | 0 | 0 | 0 | 1232.5907 | 0 | 0 | 17.01 | 0.94841 | 0.0016464 | 11.9962 | 5.1679 | 6.8283 | 0 | 49.6636 | 0 | 0 | 510.1518 | 0 | 0 | 0 | 0.57411 | #N/A | #N/A
Gila Bend BESS | AZPS | SW_AZPS | AZ | Pumped Storage | Energy Storage | 16 | -16 |  | 2022-06-01 | 2050-12-31 | 33.5163 | -35.4238 | -10.5365 | 16 | 16 | 23699.6603 | 27656.07 | 0.37968 | 0.16909 | 0.077034 | 0.96189 | 0.88485 | 8760 | 0 | 8760 | 0 | 0 | -0.0059346 | 0.20304 | 0 | 44.4758 | -31.8731 | -10.3417 | -26.0426 | 1888.7715 | 65.4944 | 0.8009 | 0 | 0 | 0 | 0 | 0 | 0 | 0 | 0 | 0 | 17432.3103 | 76634.8274 | 42903.0861 | 5520.7463 | 14064.6608 | 0.94841 | 0.0016464 | 11.9962 | 5.1679 | 6.8283 | 18032.1073 | 13.358 | 67433.9632 | 1712.853 | 30882.539 | 0 | 0 | 0 | 1.08 | #N/A | #N/A
Gillespie 1 Solar 1 PV | AZPS | SW_AZPS | AZ | Hourly Resource | PV-Tracking | 15 | 0 |  | 2013-12-31 | 2050-12-31 | 16.1043 | -33.0027 | -5.5144 | 15 | 15 | 38805.8555 | 0 | 0 | 0.29533 | 0 | 0.62494 | 0.62494 | 8760 | 0 | 8760 | 0 | 0 | 0 | 0 | 424.065 | 49.9403 | -31.928 | -4.8222 | -25.6288 | 1987.2653 | 70.6951 | 0 | 0 | 0 | 0 | 0 | 0 | 0 | 0 | 0 | 0 | 0 | 17111.6568 | 0 | 0 | 11.82 | 0.94841 | 0.0016464 | 11.9962 | 5.1679 | 6.8283 | 0 | 33.8861 | 0 | 0 | 3.3355 | 0 | 0 | 0 | 0.62498 | #N/A | #N/A
Glacier Winds Energy One 71 WT | NWMT | NW_NWMT | MT | Hourly Resource | WT-Onshore | 106.5 | 0 |  | 2008-10-01 | 2050-12-31 | 69.3329 | 5.4735 | -15.2583 | 106.5 | 106.5 | 359602.2894 | 0 | 0 | 0.38545 | 0 | 24.9323 | 24.9323 | 8760 | 0 | 8760 | 0 | 0 | 0 | 0 | 5845.0903 | 99.2858 | 20.9458 | -8.3506 | -117.088 | 1718.2096 | 108.6528 | 0 | 0 | 0 | 0 | 0 | 0 | 0 | 0 | 0 | 0 | 0 | 110454.4789 | 0 | 0 | 5600.2506 | 9.0549 | 8.0429 | 75.1759 | 0.031824 | 75.1075 | 0 | 340373.996 | 0 | 0 | 218619.3998 | 0 | 0 | 0 | 25.4913 | #N/A | #N/A
Glacier Winds Energy Two 69 WT | NWMT | NW_NWMT | MT | Hourly Resource | WT-Onshore | 103.5 | 0 |  | 2009-07-01 | 2050-12-31 | 69.4202 | 5.547 | -15.3955 | 103.5 | 103.5 | 347044.2063 | 0 | 0 | 0.38277 | 0 | 24.0919 | 24.0919 | 8760 | 0 | 8760 | 0 | 0 | 0 | 0 | 8108.9036 | 99.1313 | 20.9457 | -8.505 | -115.8638 | 1718.1578 | 108.5287 | 0 | 0 | 0 | 0 | 0 | 0 | 0 | 0 | 0 | 0 | 0 | 263595.4113 | 0 | 0 | 8054.5629 | 9.0549 | 8.0429 | 75.1759 | 0.031824 | 75.1075 | 0 | 307430.9258 | 0 | 0 | 394494.0071 | 0 | 0 | 0 | 24.7938 | #N/A | #N/A
Gleichen DG Solar 1 PV-NT | AESO | AB_AESO | AB | Hourly Resource | PV-NonTracking | 13.3 | 0 |  | 2023-10-31 | 2054-12-31 | 72.7207 | 14.0003 | 3.5241 | 13.3 | 13.3 | 29728.4132 | 0 | 0 | 0.25516 | 0 | 2.1619 | 2.1619 | 8760 | 0 | 8760 | 0 | 0 | 0 | 0 | 0 | 96.35 | 10.8496 | -1.1901 | -24.9972 | 762.7495 | 69.1367 | 0 | 0 | 0 | 0 | 0 | 0 | 0 | 0 | 0 | 0 | 0 | 82.9654 | 0 | 0 | 1.9139e-05 | 1.8659 | 0.0078726 | 35.0857 | 35.06 | 35.06 | 0 | 0.092249 | 0 | 0 | 0.00071915 | 0 | 0 | 0 | 2.1619 | #N/A | #N/A
Glen Canyon 1 HY | WALC | SW_WALC | AZ | Hydro | Hydro | 1296 | 0 |  | 1964-09-01 | 2050-12-31 | 50.6043 | -28.4568 | -12.3908 | 582.2617 | 569.543 | 3954964.4743 | 0 | 0 | 0.54005 | 0 | 200.1384 | 200.1384 | 0 | 0 | 99 | 8661 | 0 | 0 | 0 | 0 | 44.52 | -29.9728 | -12.1977 | -53.7279 | 1816.02 | 66.5356 | 0 | 0 | 0 | 0 | 0 | 0 | 0 | 0 | 0 | 0 | 213499.8738 | 381984.9505 | 220647.4649 | 105115.2346 | 590360.1272 | 5.7983 | 0.0036528 | 11.544 | 5.1679 | 6.7594 | 674839.9066 | 1511.3882 | 818320.8507 | 459257.7577 | 2490980.4081 | 0 | 0 | 0 | 204.5833 | #N/A | #N/A
Glen Canyon Solar A PV-T | WALC | SW_WALC | UT | Hourly Resource | PV-Tracking | 95 | 0 |  | 2024-01-01 | 2054-11-29 | 14.2443 | -29.3311 | -9.1585 | 95 | 95 | 229544.4614 | 0 | 0 | 0.27583 | 0 | 3.2697 | 3.2697 | 8760 | 0 | 8760 | 0 | 0 | 0 | 0 | 2300.7587 | 46.0585 | -28.6695 | -11.9626 | -80.7525 | 1820.2255 | 67.3727 | 0 | 0 | 0 | 0 | 0 | 0 | 0 | 0 | 0 | 0 | 0 | 53730.491 | 0 | 0 | 59.2983 | 5.7983 | 0.0036528 | 11.544 | 5.1679 | 6.7594 | 0 | 48.9601 | 0 | 0 | 0.054777 | 0 | 0 | 0 | 3.2697 | #N/A | #N/A
Glendo 1 HY | WACM | RM_WACM | WY | Hydro | Hydro | 38 | 0 |  | 1958-12-01 | 2050-12-31 | 153.3215 | 54.1102 | 0.96029 | 18.6125 | 0.001 | 77954.7336 | 0 | 0 | 0.23418 | 0 | 11.9521 | 11.9521 | 0 | 0 | 56 | 8704 | 0 | 0 | 0 | 0 | 118.1734 | 31.051 | 0.43183 | -31.8958 | 2277.9045 | 157.6421 | 0 | 0 | 0 | 0 | 0 | 0 | 0 | 0 | 0 | 0 | 784.5593 | 1214.6688 | 222.8311 | 1800.5577 | 12262.6106 | 0.075305 | 0.00032051 | 86.4793 | 43.2396 | 43.2397 | 101.3915 | 0.62647 | 5074.8436 | 89727.7263 | 465359.2887 | 0 | 0 | 0 | 12.5124 | #N/A | #N/A
Glenrock_1 | PAWY | BS_PACE | WY | Hourly Resource | WT-Onshore | 143 | 0 |  | 2019-12-31 | 2048-01-01 | 78.2691 | 6.0597 | -8.1284 | 143 | 143 | 562400.9306 | 0 | 0 | 0.44896 | 0 | 44.0186 | 44.0186 | 8760 | 0 | 8760 | 0 | 0 | 0 | 0 | 16655.8367 | 107.2978 | 25.8864 | -5.2792 | -71.1292 | 2166.5493 | 147.769 | 0 | 0 | 0 | 0 | 0 | 0 | 0 | 0 | 0 | 0 | 0 | 562400.9306 | 0 | 0 | 16655.8394 | 7.007 | 5.9428 | 85.5427 | 0.031824 | 85.5024 | 0 | 680205.4114 | 0 | 0 | 923254.5803 | 0 | 0 | 0 | 45.6221 | #N/A | #N/A
Golden Field Solar III BESS | CISC | CA_CISO | CA | Pumped Storage | Energy Storage | 150 | -150 |  | 2024-12-31 | 2050-12-31 | 56.0433 | -16.6943 | -5.7086 | 150 | 150 | 229807.1508 | 268243.6987 | 10.3875 | 0.17489 | 0 | 7.1375 | 7.1375 | 8760 | 0 | 8760 | 0 | 0 | 0 | 1.8853 | 0 | 71.6151 | -10.3663 | -4.7091 | -27.9045 | 1962.1656 | 72.9595 | 1.145 | 0 | 0 | 0 | 0 | 0 | 0 | 0 | 0 | 0 | 320.0142 | 74.8213 | 25813.1984 | 0 | 10229.3148 | 0.15866 | 0.00010078 | 4.7626 | 4.7626 | 4.7626 | 0.12945 | 0.033348 | 82008.0662 | 0 | 16412.9921 | 0 | 0 | 0 | 7.2359 | #N/A | #N/A
Golden Field Solar III PV | CISC | CA_CISO | CA | Hourly Resource | PV-NonTracking | 196 | 0 |  | 2020-12-21 | 2050-12-31 | 32.5172 | -19.1121 | -5.2213 | 196 | 196 | 531245.9863 | 0 | 0 | 0.30941 | 0 | 17.2746 | 17.2746 | 8760 | 0 | 8760 | 0 | 0 | 0 | 0 | 23801.513 | 71.3037 | -10.3627 | -5.0242 | -27.9039 | 1959.8015 | 72.9975 | 0 | 0 | 0 | 0 | 0 | 0 | 0 | 0 | 0 | 0 | 0 | 0 | 0 | 0 | 401.604 | 0.15866 | 0.00010078 | 4.7626 | 4.7626 | 4.7626 | 0 | 0 | 0 | 0 | 0.36643 | 0 | 0 | 0 | 17.2746 | #N/A | #N/A
Golden Fields Solar I | CISC | CA_CISO | CA | Hourly Resource | PV-Tracking | 54 | 0 |  | 2016-12-22 | 2050-12-31 | 31.4941 | -18.9738 | -5.695 | 54 | 54 | 147950.0248 | 0 | 0 | 0.31276 | 0 | 4.6596 | 4.6596 | 8760 | 0 | 8760 | 0 | 0 | 0 | 0 | 5345.7156 | 70.8608 | -10.4023 | -5.4275 | -27.9182 | 1954.7626 | 72.778 | 0 | 0 | 0 | 0 | 0 | 0 | 0 | 0 | 0 | 0 | 0 | 246.456 | 0 | 0 | 151.956 | 0.15866 | 0.00010078 | 4.7626 | 4.7626 | 4.7626 | 0 | 0.14003 | 0 | 0 | 0.124 | 0 | 0 | 0 | 4.6596 | #N/A | #N/A
Golden Hills A | CIPV | CA_CISO | CA | Hourly Resource | WT-Onshore | 85 | 0 |  | 2015-12-18 | 2050-12-31 | 97.3457 | 4.3225 | 1.702 | 85 | 85 | 262061.4762 | 0 | 0 | 0.35195 | 0 | 25.5106 | 25.5106 | 8760 | 0 | 8760 | 0 | 0 | 0 | 0 | 850.0693 | 96.8193 | 7.6137 | 2.515 | -25.8406 | 1896.7385 | 68.6783 | 0 | 0 | 0 | 0 | 0 | 0 | 0 | 0 | 0 | 0 | 0 | 37.57 | 0 | 0 | 0.00010822 | 0.15866 | 0.00010078 | 4.7626 | 4.7626 | 4.7626 | 0 | 0.028087 | 0 | 0 | 0.0027016 | 0 | 0 | 0 | 25.5106 | #N/A | #N/A
Golden Hills C 1 WT | CIPV | CA_CISO | CA | Hourly Resource | WT-Onshore | 46 | 0 |  | 2017-11-09 | 2050-12-31 | 98.3292 | 4.0502 | 1.4686 | 46 | 46 | 171206.1118 | 0 | 0 | 0.42487 | 0 | 16.8346 | 16.8346 | 8760 | 0 | 8760 | 0 | 0 | 0 | 0 | 550.436 | 96.4971 | 7.3522 | 2.4544 | -25.8074 | 1920.8788 | 70.3299 | 0 | 0 | 0 | 0 | 0 | 0 | 0 | 0 | 0 | 0 | 0 | 22.494 | 0 | 0 | -6.6997e-05 | 0.15866 | 0.00010078 | 4.7626 | 4.7626 | 4.7626 | 0 | 0.016817 | 0 | 0 | -0.0040331 | 0 | 0 | 0 | 16.8346 | #N/A | #N/A
Golden Hills Wind 2 WT | BPAT | NW_BPAT | OR | Hourly Resource | WT-Onshore | 200 | 0 |  | 2022-03-31 | 2050-12-31 | 78.3857 | 1.8686 | -1.2495 | 200 | 200 | 606468.1072 | 0 | 0 | 0.34616 | 0 | 47.5384 | 47.5384 | 8760 | 0 | 8760 | 0 | 0 | 0 | 0 | 1710.6905 | 106.4722 | 16.3985 | 3.3832 | -36.3007 | 1745.1899 | 97.1009 | 0 | 0 | 0 | 0 | 0 | 0 | 0 | 0 | 0 | 0 | 0 | 164.6 | 0 | 0 | 1367.0903 | 0.13517 | 0.13517 | 0.67195 | 0.031824 | 0.68397 | 0 | 4616.9846 | 0 | 0 | 130198.6232 | 0 | 0 | 0 | 47.6732 | #N/A | #N/A
Golden Springs Bldg Agg | CISC | CA_CISO | CA | Hourly Resource | PV-Tracking | 10.855 | 0 |  | 2017-01-25 | 2050-12-31 | 35.1964 | -18.6677 | -4.3782 | 10.855 | 10.855 | 19542.8093 | 0 | 0 | 0.20552 | 0 | 0.68784 | 0.68784 | 8760 | 0 | 8760 | 0 | 0 | 0 | 0 | 1216.2593 | 71.6575 | -11.2534 | -3.7796 | -25.5881 | 1995.6089 | 72.7109 | 0 | 0 | 0 | 0 | 0 | 0 | 0 | 0 | 0 | 0 | 0 | 14.1983 | 0 | 0 | 4.2986 | 0.15866 | 0.00010078 | 4.7626 | 4.7626 | 4.7626 | 0 | 0.0089568 | 0 | 0 | 0.0028037 | 0 | 0 | 0 | 0.68784 | #N/A | #N/A
Golden Valley 1 WT | IPTV | BS_IPCO | ID | Hourly Resource | WT-Onshore | 12 | 0 |  | 2010-11-23 | 2050-12-31 | 73.9843 | 7.2772 | 1.3289 | 12 | 12 | 19450.5239 | 0 | 0 | 0.18503 | 0 | 1.439 | 1.439 | 8760 | 0 | 8760 | 0 | 0 | 0 | 0 | 27.648 | 116.7032 | 25.6532 | 4.3594 | -28.7103 | 1945.9868 | 135.131 | 0 | 0 | 0 | 0 | 0 | 0 | 0 | 0 | 0 | 0 | 0 | 94.1501 | 0 | 0 | -1.7066e-05 | 0.015242 | 0.010783 | 14.1881 | 0.031824 | 14.1563 | 0 | 41.5505 | 0 | 0 | -0.00040757 | 0 | 0 | 0 | 1.4391 | #N/A | #N/A
Golden West 1 WT | PSCO | RM_PSCO | CO | Hourly Resource | WT-Onshore | 249.4 | 0 |  | 2015-10-12 | 2040-10-11 | 105.1213 | 23.2833 | 1.0405 | 249.4 | 249.4 | 777907.0761 | 0 | 0 | 0.35606 | 0 | 81.7746 | 81.7746 | 8760 | 0 | 8760 | 0 | 0 | 0 | 0 | 1963.7142 | 139.8245 | 49.1991 | 3.9349 | -24.9441 | 2534.8298 | 213.3021 | 0 | 0 | 0 | 0 | 0 | 0 | 0 | 0 | 0 | 0 | 0 | 769443.2553 | 0 | 0 | 1963.7141 | 0.42135 | 0.055066 | 119.3454 | 43.2396 | 76.1058 | 0 | 11986.1239 | 0 | 0 | 35326.0605 | 0 | 0 | 0 | 81.822 | #N/A | #N/A
GOLETA ENERGY STORAGE BA | CISC | CA_CISO | CA | Pumped Storage | Energy Storage | 70 | -70 |  | 2023-06-30 | 2054-12-31 | 60.5994 | -18.8696 | -2.9288 | 70 | 70 | 91816.5838 | 107031.2717 | 4.5831 | 0.14973 | 0.29827 | 2.8838 | 2.5856 | 8760 | 0 | 8760 | 0 | 0 | -0.022822 | 0.82766 | 0 | 79.7813 | -5.4734 | -1.4359 | -26.4348 | 2044.7549 | 73.2609 | 1.2039 | 0 | 0 | 0 | 0 | 0 | 0 | 0 | 0 | 0 | 10787.3363 | 13522.4139 | 36559.313 | 61.034 | 29547.9692 | 0.15866 | 0.00010078 | 4.7626 | 4.7626 | 4.7626 | 2.0802 | 2.3044 | 5467.5665 | 0.010071 | 1920.0136 | 0 | 0 | 0 | 2.8912 | #N/A | #N/A
Goodnoe Hills 17168 WT | PACW | NW_PACW | WA | Hourly Resource | WT-Onshore | 94 | 0 |  | 2008-05-31 | 2048-01-01 | 79.172 | 3.8702 | -0.88689 | 94 | 94 | 287949.3037 | 0 | 0 | 0.34969 | 0 | 22.7975 | 22.7975 | 8760 | 0 | 8760 | 0 | 0 | 0 | 0 | 4179.9474 | 107.5305 | 17.3526 | 3.4874 | -36.156 | 1762.5013 | 96.9317 | 0 | 0 | 0 | 0 | 0 | 0 | 0 | 0 | 0 | 0 | 0 | 287949.3037 | 0 | 0 | 4180.0412 | 27.0174 | 18.7409 | 65.6973 | 0.031824 | 65.2925 | 0 | 2600651.1059 | 0 | 0 | 359062.4451 | 0 | 0 | 0 | 25.7572 | #N/A | #N/A
Goose Lake 1 PV-NT | CIPV | CA_CISO | CA | Hourly Resource | PV-NonTracking | 12 | 0 |  | 2015-05-23 | 2050-12-31 | 34.7717 | -15.7731 | -5.068 | 12 | 12 | 34697.952 | 0 | 0 | 0.33008 | 0 | 1.2065 | 1.2065 | 8760 | 0 | 8760 | 0 | 0 | 0 | 0 | 34.26 | 79.9341 | -3.3659 | -3.3906 | -25.1301 | 2011.8035 | 76.5551 | 0 | 0 | 0 | 0 | 0 | 0 | 0 | 0 | 0 | 0 | 0 | 0 | 0 | 0 | -1.7782e-06 | 0.15866 | 0.00010078 | 4.7626 | 4.7626 | 4.7626 | 0 | 0 | 0 | 0 | -1.3344e-05 | 0 | 0 | 0 | 1.2065 | #N/A | #N/A
Gordon Butte Wind 1 WT | NWMT | NW_NWMT | MT | Hourly Resource | WT-Onshore | 9.59 | 0 |  | 2012-01-04 | 2050-12-31 | 78.1697 | 10.6312 | -4.1391 | 9.59 | 9.59 | 13070.6438 | 0 | 0 | 0.15559 | 0 | 1.0217 | 1.0217 | 8760 | 0 | 8760 | 0 | 0 | 0 | 0 | 119.3746 | 108.0354 | 22.8356 | -1.4908 | -54.3494 | 1607.641 | 111.716 | 0 | 0 | 0 | 0 | 0 | 0 | 0 | 0 | 0 | 0 | 0 | 13070.5383 | 0 | 0 | 119.7686 | 9.0549 | 8.0429 | 75.1759 | 0.031824 | 75.1075 | 0 | 101373.5303 | 0 | 0 | 9535.7024 | 0 | 0 | 0 | 1.1326 | #N/A | #N/A
Gordon M Shrum 1 HY | BCHA | BC_BCHA | BC | Hydro | Hydro | 2917 | 0 |  | 1967-12-01 | 2050-12-31 | 75.5102 | -9.8913 | -3.1044 | 2821.6001 | 2821.6001 | 13665238.7258 | 0 | 0 | 0.55286 | 0 | 1031.8646 | 1031.8646 | 0 | 0 | 332 | 8428 | 0 | 0 | 0 | 0 | 83.1935 | -1.3251 | -2.172 | -78.9082 | 1041.9998 | 86.2683 | 0 | 0 | 0 | 0 | 0 | 0 | 0 | 0 | 0 | 0 | 3406.9939 | 10541.1974 | 2553.3264 | 70542.73 | 135027.297 | 0.00013821 | 0.00013721 | 0.00014044 | 0.00013944 | 0.00013842 | 1.733 | 5.1346 | 1.2371 | 14.75 | 28.5505 | 0 | 0 | 0 | 1031.865 | #N/A | #N/A
Gorge 1 HY | SCL | NW_SCL | WA | Hydro | Hydro | 207.3 | 0 |  | 1924-01-01 | 2050-12-31 | 105.7988 | 18.0823 | 4.5754 | 117.1262 | 152.1192 | 946831.233 | 0 | 0 | 0.62118 | 0 | 100.1736 | 100.1736 | 0 | 0 | 175 | 8585 | 0 | 0 | 0 | 0 | 108.7499 | 17.5808 | 4.4785 | -34.9635 | 1560.9062 | 95.7669 | 0 | 0 | 0 | 0 | 0 | 0 | 0 | 0 | 0 | 0 | 503.2278 | 1141.475 | 1040.4299 | 129023.7811 | 7349.1016 | 0.13389 | 0.13389 | 0.49797 | 0.031824 | 0.45874 | 2979.0416 | 5692.5448 | 1405.0983 | 2812.2308 | 13158.3323 | 0 | 0 | 0 | 100.1997 | #N/A | #N/A
Goshen2-JollyHills-1 | PAID | BS_PACE | ID | Hourly Resource | WT-Onshore | 62.25 | 0 |  | 2010-09-01 | 2050-12-31 | 75.1075 | 9.4306 | -4.9041 | 62.25 | 62.25 | 138447.0092 | 0 | 0 | 0.25389 | 0 | 10.3984 | 10.3984 | 8760 | 0 | 8760 | 0 | 0 | 0 | 0 | 3386.2548 | 113.86 | 26.8795 | 0.2899 | -84.7901 | 2280.8518 | 144.2538 | 0 | 0 | 0 | 0 | 0 | 0 | 0 | 0 | 0 | 0 | 0 | 138447.0092 | 0 | 0 | 3386.317 | 7.007 | 5.9428 | 85.5427 | 0.031824 | 85.5024 | 0 | 478825.3158 | 0 | 0 | 204030.9898 | 0 | 0 | 0 | 11.0813 | #N/A | #N/A
Goshn IIjolly Hills 83 WT | PAID | BS_PACE | ID | Hourly Resource | WT-Onshore | 62.25 | 0 |  | 2010-09-01 | 2050-12-31 | 76.1413 | 9.8529 | -4.9927 | 62.25 | 62.25 | 138594.863 | 0 | 0 | 0.25416 | 0 | 10.5528 | 10.5528 | 8760 | 0 | 8760 | 0 | 0 | 0 | 0 | 3238.4633 | 113.8207 | 26.8795 | 0.25058 | -84.796 | 2280.6926 | 144.2334 | 0 | 0 | 0 | 0 | 0 | 0 | 0 | 0 | 0 | 0 | 0 | 15691.1502 | 0 | 0 | 479.7948 | 7.007 | 5.9428 | 85.5427 | 0.031824 | 85.5024 | 0 | 41699.9431 | 0 | 0 | 3780.2113 | 0 | 0 | 0 | 10.5983 | #N/A | #N/A
Grady Wind 1 WT | PNM | SW_PNM | NM | Hourly Resource | WT-Onshore | 200 | 0 |  | 2019-08-01 | 2050-12-31 | 33.6958 | -32.0348 | -14.557 | 200 | 200 | 888905.333 | 0 | 0 | 0.50737 | 0 | 29.9524 | 29.9524 | 8760 | 0 | 8760 | 0 | 0 | 0 | 0 | 8141.4663 | 41.1586 | -33.8936 | -11.6384 | -34.2608 | 1849.7295 | 69.8075 | 0 | 0 | 0 | 0 | 0 | 0 | 0 | 0 | 0 | 0 | 0 | 221873.6755 | 0 | 0 | 892.6729 | 0.89269 | 0.0029891 | 22.2939 | 5.1679 | 17.1082 | 0 | 743.7037 | 0 | 0 | 4009.363 | 0 | 0 | 0 | 29.9572 | #N/A | #N/A
Granby Hydro 1 HY | WACM | RM_WACM | CO | Hydro | Hydro | 1.2 | 0 |  | 2016-05-20 | 2050-12-31 | 149.4078 | 58.5436 | 5.5471 | 0.7176 | 0.7176 | 3828.3926 | 0 | 0 | 0.60902 | 0 | 0.57199 | 0.57199 | 0 | 0 | 1 | 8759 | 0 | 0 | 0 | 0 | 142.166 | 50.6128 | 4.8627 | -24.5536 | 2569.5083 | 210.0045 | 0 | 0 | 0 | 0 | 0 | 0 | 0 | 0 | 0 | 0 | 119.9035 | 147.3955 | 250.4915 | 596.8154 | 871.2966 | 0.075305 | 0.00032051 | 86.4793 | 43.2396 | 43.2397 | 313.4651 | 0.1091 | 11274.4264 | 31105.9713 | 56045.528 | 0 | 0 | 0 | 0.67073 | #N/A | #N/A
Grand Coulee | BPAT | NW_BPAT | WA | Hydro | Hydro | 6456.8999 | 0 |  | 1975-09-01 | 2050-12-31 | 101.8802 | 13.6059 | 2.4944 | 4793.4444 | 5031.7153 | 22862804.6213 | 0 | 0 | 0.50473 | 0 | 2329.268 | 2329.268 | 0 | 0 | 9 | 8751 | 0 | 0 | 0 | 0 | 108.9609 | 18.5575 | 3.7129 | -34.0863 | 1732.8801 | 99.3578 | 0 | 0 | 0 | 0 | 0 | 0 | 0 | 0 | 0 | 0 | 9287.0506 | 1172317.4014 | 5471.8607 | 438179.4111 | 2334903.896 | 0.13517 | 0.13517 | 0.67195 | 0.031824 | 0.68397 | 1004.7375 | 434287.7826 | 20280.8353 | 30891.7771 | 2467536.279 | 0 | 0 | 0 | 2332.222 | #N/A | #N/A
Grand Coulee: Pump Powerhouse HY 1 PS | BPAT | NW_BPAT | WA | Hourly Resource | PumpedStorage | 314 | -314 |  | 1973-10-01 | 2050-12-31 | 110.4183 | 14.7336 | 1.894 | 314 | 314 | 30766.0001 | 1156879.0001 | 127.7166 | 0.011185 | 0 | -124.2954 | -124.2954 | 8760 | 0 | 8760 | 0 | 0 | 0 | 0 | 0 | 109.1906 | 18.5899 | 3.9101 | -34.1981 | 1752.4663 | 99.7679 | 0 | 0 | 0 | 0 | 0 | 0 | 0 | 0 | 0 | 0 | 0 | 0 | 0 | 0 | 0 | 0.13517 | 0.13517 | 0.67195 | 0.031824 | 0.68397 | 0 | 0 | 0 | 0 | 0 | 0 | 0 | 0 | -124.2954 | #N/A | #N/A
Grand View PV Solar Two 1 PV-T | IPTV | BS_IPCO | ID | Hourly Resource | PV-Tracking | 80 | 0 |  | 2016-12-31 | 2050-12-31 | 85.2382 | 28.5521 | 1.6468 | 80 | 80 | 193189.2802 | 0 | 0 | 0.27567 | 0 | 16.4671 | 16.4671 | 8760 | 0 | 8760 | 0 | 0 | 0 | 0 | 153.52 | 113.8142 | 24.6543 | 2.4693 | -29.8913 | 1899.0771 | 126.148 | 0 | 0 | 0 | 0 | 0 | 0 | 0 | 0 | 0 | 0 | 0 | 171942.1328 | 0 | 0 | 153.5202 | 0.015242 | 0.010783 | 14.1881 | 0.031824 | 14.1563 | 0 | 49.9102 | 0 | 0 | 0.044777 | 0 | 0 | 0 | 16.4672 | #N/A | #N/A
Granite 1 HY | PAUT | BS_PACE | UT | Hydro | Hydro | 4 | 0 |  | 1986-12-01 | 2035-12-31 | 115.2111 | 33.9776 | 2.8238 | 2.424 | 2.424 | 8860.388 | 0 | 0 | 0.41727 | 0 | 1.0208 | 1.0208 | 0 | 0 | 4 | 8756 | 0 | 0 | 0 | 0 | 116.2205 | 27.0041 | 2.5259 | -25.9911 | 2190.8953 | 147.6789 | 0 | 0 | 0 | 0 | 0 | 0 | 0 | 0 | 0 | 0 | 3577.2876 | 4671.2362 | 3614.0123 | 0 | 580.0678 | 7.007 | 5.9428 | 85.5427 | 0.031824 | 85.5024 | 31570.3014 | 47870.9933 | 231303.7278 | 0 | 112410.101 | 0 | 0 | 0 | 1.444 | #N/A | #N/A
Granite Mountain East 1 PV-T | PAUT | BS_PACE | UT | Hourly Resource | PV-Tracking | 80 | 0 |  | 2016-09-21 | 2036-09-20 | 50.9372 | -0.86108 | -5.3705 | 80 | 80 | 190177.5086 | 0 | 0 | 0.27137 | 0 | 9.6871 | 9.6871 | 8760 | 0 | 8760 | 0 | 0 | 0 | 0 | 12018.0421 | 106.7195 | 24.608 | -4.5791 | -24.5443 | 2300.2764 | 146.8204 | 0 | 0 | 0 | 0 | 0 | 0 | 0 | 0 | 0 | 0 | 0 | 178412.4566 | 0 | 0 | 12018.0917 | 7.007 | 5.9428 | 85.5427 | 0.031824 | 85.5024 | 0 | 87560.098 | 0 | 0 | 427247.6337 | 0 | 0 | 0 | 10.2019 | #N/A | #N/A
Granite Mountain West 1 PV-T | PAUT | BS_PACE | UT | Hourly Resource | PV-Tracking | 50.4 | 0 |  | 2016-09-30 | 2036-09-29 | 50.9306 | -1.0036 | -5.276 | 50.4 | 50.4 | 118318.5935 | 0 | 0 | 0.26799 | 0 | 6.026 | 6.026 | 8760 | 0 | 8760 | 0 | 0 | 0 | 0 | 6985.5501 | 106.7903 | 24.608 | -4.5083 | -24.545 | 2302.123 | 146.8699 | 0 | 0 | 0 | 0 | 0 | 0 | 0 | 0 | 0 | 0 | 0 | 108464.6817 | 0 | 0 | 6985.6387 | 7.007 | 5.9428 | 85.5427 | 0.031824 | 85.5024 | 0 | 53972.9829 | 0 | 0 | 232763.5825 | 0 | 0 | 0 | 6.3128 | #N/A | #N/A
Granite Peak Solar 1 PV-T | PAUT | BS_PACE | UT | Hourly Resource | PV-Tracking | 3 | 0 |  | 2015-08-21 | 2035-08-20 | 49.1417 | 1.5429 | -5.5179 | 3 | 3 | 5725.473 | 0 | 0 | 0.21786 | 0 | 0.28136 | 0.28136 | 8760 | 0 | 8760 | 0 | 0 | 0 | 0 | 261.723 | 105.2624 | 24.7422 | -6.1703 | -23.9463 | 2281.7529 | 144.764 | 0 | 0 | 0 | 0 | 0 | 0 | 0 | 0 | 0 | 0 | 0 | 296.4778 | 0 | 0 | 262.239 | 7.007 | 5.9428 | 85.5427 | 0.031824 | 85.5024 | 0 | 1511.0391 | 0 | 0 | 11451.6386 | 0 | 0 | 0 | 0.29432 | #N/A | #N/A
Grants Solar Sakaleris Boulevard Solar 1 PV-T | PNM | SW_PNM | NM | Hourly Resource | PV-Tracking | 4.5 | 0 |  | 2019-12-26 | 2051-12-31 | 14.3182 | -32.7585 | -5.2276 | 4.5 | 4.5 | 12366.027 | 0 | 0 | 0.3137 | 0 | 0.17706 | 0.17706 | 8760 | 0 | 8760 | 0 | 0 | 0 | 0 | 72.171 | 47.7941 | -34.0097 | -4.8868 | -25.6388 | 1942.7871 | 73.069 | 0 | 0 | 0 | 0 | 0 | 0 | 0 | 0 | 0 | 0 | 0 | 3883.5227 | 0 | 0 | 13.392 | 0.89269 | 0.0029891 | 22.2939 | 5.1679 | 17.1082 | 0 | 22.9417 | 0 | 0 | 0.016665 | 0 | 0 | 0 | 0.17708 | #N/A | #N/A
Graphite Solar I PV | PAUT | BS_PACE | UT | Hourly Resource | PV-Tracking | 80 | 2.7 |  | 2022-05-17 | 2037-06-24 | 62.9248 | 12.8582 | -2.2684 | 80 | 80 | 203780.8817 | 0 | 0 | 0.29078 | 0 | 12.8229 | 12.8229 | 8760 | 0 | 8760 | 0 | 0 | 0 | 0 | 2170.7185 | 116.301 | 30.094 | -0.48348 | -25.4079 | 2212.6421 | 152.5185 | 0 | 0 | 0 | 0 | 0 | 0 | 0 | 0 | 0 | 0 | 0 | 51385.7407 | 0 | 0 | 2170.7187 | 7.007 | 5.9428 | 85.5427 | 0.031824 | 85.5024 | 0 | 114142.8376 | 0 | 0 | 54425.2667 | 0 | 0 | 0 | 12.9915 | #N/A | #N/A
Grasshopper Flat Hydro 1 HY | CIPV | CA_CISO | CA | Hydro | Hydro | 1.1 | 0 |  | 1987-08-15 | 2050-12-31 | 93.1084 | 9.5453 | 1.7019 | 0.5709 | 0.5709 | 1868.4941 | 0 | 0 | 0.37362 | 0 | 0.17397 | 0.17397 | 0 | 0 | 1 | 8759 | 0 | 0 | 0 | 107.866 | 100.1704 | 10.5609 | 2.9189 | -25.262 | 1807.3409 | 71.1712 | 0 | 0 | 0 | 0 | 0 | 0 | 0 | 0 | 0 | 0 | 43.5831 | 3.5992 | 8.3446 | 227.9034 | 847.2653 | 0.15866 | 0.00010078 | 4.7626 | 4.7626 | 4.7626 | 523.3458 | 0.001633 | 109.2096 | 3848.3679 | 10172.7607 | 0 | 0 | 0 | 0.18863 | #N/A | #N/A
Grasslands 4 PV-NT | CIPV | CA_CISO | CA | Hourly Resource | PV-NonTracking | 1 | 0 |  | 2013-08-05 | 2051-12-31 | 66.6829 | 5.0829 | 4.2424 | 1 | 1 | 2363.636 | 0 | 0 | 0.26982 | 0 | 0.15761 | 0.15761 | 8760 | 0 | 8760 | 0 | 0 | 0 | 0 | 81.082 | 103.9417 | 8.0792 | 9.1719 | -28.1147 | 1996.25 | 72.7053 | 0 | 0 | 0 | 0 | 0 | 0 | 0 | 0 | 0 | 0 | 0 | 0 | 0 | 0 | 0 | 0.15866 | 0.00010078 | 4.7626 | 4.7626 | 4.7626 | 0 | 0 | 0 | 0 | 0 | 0 | 0 | 0 | 0.15761 | #N/A | #N/A
Grasslands PV-NT Agg PV-NT | CIPV | CA_CISO | CA | Hourly Resource | PV-NonTracking | 1 | 0 |  | 2013-07-01 | 2050-12-31 | 66.6829 | 5.0829 | 4.2424 | 1 | 1 | 2363.636 | 0 | 0 | 0.26982 | 0 | 0.15761 | 0.15761 | 8760 | 0 | 8760 | 0 | 0 | 0 | 0 | 81.082 | 103.9417 | 8.0792 | 9.1719 | -28.1147 | 1996.25 | 72.7053 | 0 | 0 | 0 | 0 | 0 | 0 | 0 | 0 | 0 | 0 | 0 | 0 | 0 | 0 | 0 | 0.15866 | 0.00010078 | 4.7626 | 4.7626 | 4.7626 | 0 | 0 | 0 | 0 | 0 | 0 | 0 | 0 | 0.15761 | #N/A | #N/A
Gray Hawk Solar Fixed PV 1 PV-T | TEPC | SW_TEPC | AZ | Hourly Resource | PV-Tracking | 46 | 0 |  | 2018-06-13 | 2043-06-13 | 9.3928 | -34.6482 | -8.0714 | 46 | 46 | 119737.9701 | 0 | 0 | 0.29715 | 0 | 1.1247 | 1.1247 | 8760 | 0 | 8760 | 0 | 0 | 0 | 0 | 621.6741 | 40.5756 | -35.1606 | -10.9544 | -27.2336 | 1839.3121 | 63.6907 | 0 | 0 | 0 | 0 | 0 | 0 | 0 | 0 | 0 | 0 | 0 | 94668.7176 | 0 | 0 | 231.4973 | 1.0826 | 0.065843 | 12.0843 | 5.1679 | 6.9163 | 0 | 15622.6651 | 0 | 0 | 1631.992 | 0 | 0 | 0 | 1.1419 | #N/A | #N/A
Grayland Wind Coastal 4 WT | BPAT | NW_BPAT | WA | Hourly Resource | WT-Onshore | 6 | 0 |  | 2010-09-15 | 2050-12-31 | 106.3155 | 13.6891 | 6.4589 | 6 | 6 | 16712.796 | 0 | 0 | 0.31798 | 0 | 1.7768 | 1.7768 | 8760 | 0 | 8760 | 0 | 0 | 0 | 0 | 10.104 | 110.5722 | 17.5992 | 6.2825 | -36.2538 | 1708.2815 | 97.6115 | 0 | 0 | 0 | 0 | 0 | 0 | 0 | 0 | 0 | 0 | 0 | 87.69 | 0 | 0 | 0.186 | 0.13517 | 0.13517 | 0.67195 | 0.031824 | 0.68397 | 0 | 3527.6352 | 0 | 0 | 4.755 | 0 | 0 | 0 | 1.7804 | #N/A | #N/A
Grazing Yak 1 PV | WACM | RM_WACM | CO | Hourly Resource | PV-NonTracking | 35 | 0 |  | 2019-12-01 | 2050-12-31 | 73.362 | 18.9152 | 1.1223 | 35 | 35 | 91362.309 | 0 | 0 | 0.29799 | 0 | 6.7025 | 6.7025 | 8760 | 0 | 8760 | 0 | 0 | 0 | 0 | 1088.5109 | 139.5098 | 48.3885 | 4.4308 | -23.5469 | 2523.6587 | 212.2664 | 0 | 0 | 0 | 0 | 0 | 0 | 0 | 0 | 0 | 0 | 0 | 25808.0177 | 0 | 0 | 1088.511 | 0.075305 | 0.00032051 | 86.4793 | 43.2396 | 43.2397 | 0 | 9.0056 | 0 | 0 | 39.5041 | 0 | 0 | 0 | 6.7026 | #N/A | #N/A
Great Divide Solar 1 OT | NWMT | NW_NWMT | MT | Hourly Resource | PV-NonTracking | 3 | 0 |  | 2017-10-01 | 2050-12-31 | 91.7754 | 34.3431 | 2.148 | 3 | 3 | 4760.6838 | 0 | 0 | 0.18115 | 0 | 0.43691 | 0.43691 | 8760 | 0 | 8760 | 0 | 0 | 0 | 0 | 159.0252 | 107.024 | 19.3478 | 0.98566 | -90.3362 | 1685.1187 | 107.764 | 0 | 0 | 0 | 0 | 0 | 0 | 0 | 0 | 0 | 0 | 0 | 363.7103 | 0 | 0 | 149.4732 | 9.0549 | 8.0429 | 75.1759 | 0.031824 | 75.1075 | 0 | 29530.067 | 0 | 0 | 11815.4889 | 0 | 0 | 0 | 0.47826 | #N/A | #N/A
Greater_Imperial_Solar_ECO_138kV 1 PV | CISD | CA_CISO | CA | Hourly Resource | PV | 110 | 0 |  | 2030-05-01 | 2051-12-31 | 28.5116 | -18.8011 | -6.8146 | 110 | 110 | 260963.2656 | 0 | 0 | 0.27082 | 0 | 7.4405 | 7.4405 | 8760 | 0 | 8760 | 0 | 0 | 0 | 0 | 1788.4541 | 63.3629 | -14.2525 | -9.0751 | -25.1519 | 1898.4243 | 67.4642 | 0 | 0 | 0 | 0 | 0 | 0 | 0 | 0 | 0 | 0 | 0 | 0 | 0 | 0 | -9.2899e-06 | 0.15866 | 0.00010078 | 4.7626 | 4.7626 | 4.7626 | 0 | 0 | 0 | 0 | 2.3316e-05 | 0 | 0 | 0 | 7.4405 | #N/A | #N/A
Greater_Imperial_Solar_ECO_138kV 2 PV | CISD | CA_CISO | CA | Hourly Resource | PV | 72 | 0 |  | 2030-05-01 | 2051-12-31 | 28.5325 | -18.8007 | -6.8175 | 72 | 72 | 170745.7175 | 0 | 0 | 0.27072 | 0 | 4.8718 | 4.8718 | 8760 | 0 | 8760 | 0 | 0 | 0 | 0 | 1237.2268 | 63.3629 | -14.2525 | -9.0751 | -25.1519 | 1898.4243 | 67.4642 | 0 | 0 | 0 | 0 | 0 | 0 | 0 | 0 | 0 | 0 | 0 | 0 | 0 | 0 | -4.3015e-06 | 0.15866 | 0.00010078 | 4.7626 | 4.7626 | 4.7626 | 0 | 0 | 0 | 0 | -4.9089e-06 | 0 | 0 | 0 | 4.8718 | #N/A | #N/A
Greater_Imperial_Solar_Imperial Valley_230kV PV | CISD | CA_CISO | CA | Hourly Resource | PV | 200 | 0 |  | 2030-05-01 | 2051-12-31 | 26.1214 | -20.7505 | -6.5805 | 200 | 200 | 576516.8002 | 0 | 0 | 0.32906 | 0 | 15.0595 | 15.0595 | 8760 | 0 | 8760 | 0 | 0 | 0 | 0 | 0 | 63.3386 | -14.3797 | -8.9723 | -24.9697 | 1886.7711 | 67.0653 | 0 | 0 | 0 | 0 | 0 | 0 | 0 | 0 | 0 | 0 | 0 | 0 | 0 | 0 | 9.3225e-05 | 0.15866 | 0.00010078 | 4.7626 | 4.7626 | 4.7626 | 0 | 0 | 0 | 0 | -0.00019516 | 0 | 0 | 0 | 15.0595 | #N/A | #N/A
Greater_Imperial_Wind_ECO_138kV WT | CISD | CA_CISO | CA | Hourly Resource | WT-Onshore | 64 | 0 |  | 2032-05-01 | 2051-12-31 | 59.7059 | -12.1238 | -8.4073 | 64 | 64 | 198268.8789 | 0 | 0 | 0.35365 | 0 | 11.8378 | 11.8378 | 8760 | 0 | 8760 | 0 | 0 | 0 | 0 | 988.7205 | 63.3629 | -14.2525 | -9.0751 | -25.1519 | 1898.4243 | 67.4642 | 0 | 0 | 0 | 0 | 0 | 0 | 0 | 0 | 0 | 0 | 0 | 0 | 0 | 0 | 0 | 0.15866 | 0.00010078 | 4.7626 | 4.7626 | 4.7626 | 0 | 0 | 0 | 0 | 0 | 0 | 0 | 0 | 11.8378 | #N/A | #N/A
Greater_Imperial_Wind_New Sub - Suncrest 1 WT | CISD | CA_CISO | CA | Hourly Resource | WT-Onshore | 200 | 0 |  | 2030-05-01 | 2051-12-31 | 55.0704 | -11.5331 | -6.163 | 200 | 200 | 423640.8175 | 0 | 0 | 0.2418 | 0 | 23.3301 | 23.3301 | 8760 | 0 | 8760 | 0 | 0 | 0 | 0 | 5221.3832 | 65.2338 | -13.9661 | -7.4907 | -25.3736 | 1915.8329 | 68.4148 | 0 | 0 | 0 | 0 | 0 | 0 | 0 | 0 | 0 | 0 | 0 | 0 | 0 | 0 | 7.6927e-05 | 0.15866 | 0.00010078 | 4.7626 | 4.7626 | 4.7626 | 0 | 0 | 0 | 0 | 0.0028204 | 0 | 0 | 0 | 23.3301 | #N/A | #N/A
Greater_Imperial_Wind_New Sub - Suncrest 2 WT | CISD | CA_CISO | CA | Hourly Resource | WT-Onshore | 200 | 0 |  | 2032-05-01 | 2051-12-31 | 55.1115 | -11.5322 | -6.1664 | 200 | 200 | 423423.9379 | 0 | 0 | 0.24168 | 0 | 23.3355 | 23.3355 | 8760 | 0 | 8760 | 0 | 0 | 0 | 0 | 5438.2627 | 65.2338 | -13.9661 | -7.4907 | -25.3736 | 1915.8329 | 68.4148 | 0 | 0 | 0 | 0 | 0 | 0 | 0 | 0 | 0 | 0 | 0 | 0 | 0 | 0 | 7.6927e-05 | 0.15866 | 0.00010078 | 4.7626 | 4.7626 | 4.7626 | 0 | 0 | 0 | 0 | 0.0028204 | 0 | 0 | 0 | 23.3355 | #N/A | #N/A
Greater_Kramer_Solar_Calcite_230kV 1 PV | CISC | CA_CISO | CA | Hourly Resource | PV | 140 | 0 |  | 2026-05-01 | 2051-12-31 | 19.3748 | -34.7568 | -5.9802 | 140 | 140 | 374237.5614 | 0 | 0 | 0.30515 | 0 | 7.2508 | 7.2508 | 8760 | 0 | 8760 | 0 | 0 | 0 | 0 | 48664.6379 | 60.6852 | -19.531 | -6.4744 | -31.6124 | 1913.9247 | 74.2112 | 0 | 0 | 0 | 0 | 0 | 0 | 0 | 0 | 0 | 0 | 0 | 0 | 0 | 0 | 1109.2727 | 0.15866 | 0.00010078 | 4.7626 | 4.7626 | 4.7626 | 0 | 0 | 0 | 0 | 4745.493 | 0 | 0 | 0 | 7.2555 | #N/A | #N/A
Greater_Kramer_Solar_Calcite_230kV 2 PV | CISC | CA_CISO | CA | Hourly Resource | PV | 260 | 0 |  | 2028-05-01 | 2051-12-31 | 20.2017 | -34.5943 | -6.0342 | 260 | 260 | 682477.8936 | 0 | 0 | 0.29965 | 0 | 13.7872 | 13.7872 | 8760 | 0 | 8760 | 0 | 0 | 0 | 0 | 102911.9067 | 60.6852 | -19.531 | -6.4744 | -31.6124 | 1913.9247 | 74.2112 | 0 | 0 | 0 | 0 | 0 | 0 | 0 | 0 | 0 | 0 | 0 | 0 | 0 | 0 | 282.5021 | 0.15866 | 0.00010078 | 4.7626 | 4.7626 | 4.7626 | 0 | 0 | 0 | 0 | 689.5179 | 0 | 0 | 0 | 13.7879 | #N/A | #N/A
Greater_Kramer_Solar_Coolwater_115kV 1 PV | CISC | CA_CISO | CA | Hourly Resource | PV | 192 | 0 |  | 2028-05-01 | 2051-12-31 | 12.182 | -38.2406 | -9.8464 | 192 | 192 | 512361.9232 | 0 | 0 | 0.30463 | 0 | 6.2416 | 6.2416 | 8760 | 0 | 8760 | 0 | 0 | 0 | 0 | 67618.237 | 57.4244 | -21.1115 | -8.1546 | -31.2832 | 1922.2091 | 74.471 | 0 | 0 | 0 | 0 | 0 | 0 | 0 | 0 | 0 | 0 | 0 | 0 | 0 | 0 | 254.5921 | 0.15866 | 0.00010078 | 4.7626 | 4.7626 | 4.7626 | 0 | 0 | 0 | 0 | 0.35289 | 0 | 0 | 0 | 6.2416 | #N/A | #N/A
Greater_Kramer_Solar_Coolwater_115kV 2 PV | CISC | CA_CISO | CA | Hourly Resource | PV | 158 | 0 |  | 2030-05-01 | 2051-12-31 | 12.2688 | -38.1721 | -9.8416 | 158 | 158 | 420649.7259 | 0 | 0 | 0.30392 | 0 | 5.1609 | 5.1609 | 8760 | 0 | 8760 | 0 | 0 | 0 | 0 | 56625.6144 | 57.4244 | -21.1115 | -8.1546 | -31.2832 | 1922.2091 | 74.471 | 0 | 0 | 0 | 0 | 0 | 0 | 0 | 0 | 0 | 0 | 0 | 0 | 0 | 0 | 157.3226 | 0.15866 | 0.00010078 | 4.7626 | 4.7626 | 4.7626 | 0 | 0 | 0 | 0 | 0.21819 | 0 | 0 | 0 | 5.1609 | #N/A | #N/A
Greater_Kramer_Solar_Kramer_230kV 1 PV | CISC | CA_CISO | CA | Hourly Resource | PV | 275 | 0 |  | 2024-05-01 | 2051-12-31 | 9.1791 | -47.1536 | -7.2502 | 275 | 275 | 690021.8895 | 0 | 0 | 0.28643 | 0 | 6.3338 | 6.3338 | 8760 | 0 | 8760 | 0 | 0 | 0 | 0 | 140678.8597 | 56.8595 | -22.5589 | -7.2721 | -38.4775 | 1897.557 | 76.6171 | 0 | 0 | 0 | 0 | 0 | 0 | 0 | 0 | 0 | 0 | 0 | 0 | 0 | 0 | 1028.4123 | 0.15866 | 0.00010078 | 4.7626 | 4.7626 | 4.7626 | 0 | 0 | 0 | 0 | 1.4139 | 0 | 0 | 0 | 6.3338 | #N/A | #N/A
Greater_Kramer_Solar_Kramer_230kV 2 PV | CISC | CA_CISO | CA | Hourly Resource | PV | 57 | 0 |  | 2025-05-01 | 2051-12-31 | 9.5287 | -47.4478 | -7.3312 | 57 | 57 | 141574.6309 | 0 | 0 | 0.28353 | 0 | 1.349 | 1.349 | 8760 | 0 | 8760 | 0 | 0 | 0 | 0 | 30606.9794 | 56.8595 | -22.5589 | -7.2721 | -38.4775 | 1897.557 | 76.6171 | 0 | 0 | 0 | 0 | 0 | 0 | 0 | 0 | 0 | 0 | 0 | 0 | 0 | 0 | 159.5752 | 0.15866 | 0.00010078 | 4.7626 | 4.7626 | 4.7626 | 0 | 0 | 0 | 0 | 0.21943 | 0 | 0 | 0 | 1.349 | #N/A | #N/A
Greater_Kramer_Solar_Kramer_230kV 3 PV | CISC | CA_CISO | CA | Hourly Resource | PV | 279 | 0 |  | 2025-05-01 | 2051-12-31 | 9.8947 | -47.7347 | -7.4141 | 279 | 279 | 685702.4491 | 0 | 0 | 0.28056 | 0 | 6.7848 | 6.7848 | 8760 | 0 | 8760 | 0 | 0 | 0 | 0 | 157081.2258 | 56.8595 | -22.5589 | -7.2721 | -38.4775 | 1897.557 | 76.6171 | 0 | 0 | 0 | 0 | 0 | 0 | 0 | 0 | 0 | 0 | 0 | 0 | 0 | 0 | 507.0657 | 0.15866 | 0.00010078 | 4.7626 | 4.7626 | 4.7626 | 0 | 0 | 0 | 0 | 0.70352 | 0 | 0 | 0 | 6.7848 | #N/A | #N/A
Greater_Kramer_Solar_Roadway_115kV 1 PV | CISC | CA_CISO | CA | Hourly Resource | PV | 200 | 0 |  | 2024-05-01 | 2051-12-31 | 25.3582 | -21.6529 | -7.2754 | 200 | 200 | 596902.9346 | 0 | 0 | 0.3407 | 0 | 15.1364 | 15.1364 | 8760 | 0 | 8760 | 0 | 0 | 0 | 0 | 7243.0651 | 62.8469 | -15.061 | -8.7827 | -25.1261 | 1926.6079 | 68.6903 | 0 | 0 | 0 | 0 | 0 | 0 | 0 | 0 | 0 | 0 | 0 | 0 | 0 | 0 | -1.8347e-05 | 0.15866 | 0.00010078 | 4.7626 | 4.7626 | 4.7626 | 0 | 0 | 0 | 0 | -0.00029285 | 0 | 0 | 0 | 15.1364 | #N/A | #N/A
Greater_Kramer_Solar_Roadway_115kV 2 PV | CISC | CA_CISO | CA | Hourly Resource | PV | 21 | 0 |  | 2028-05-01 | 2051-12-31 | 33.9095 | -24.8162 | -5.2681 | 21 | 21 | 52915.3831 | 0 | 0 | 0.28765 | 0 | 1.7943 | 1.7943 | 8760 | 0 | 8760 | 0 | 0 | 0 | 0 | 10519.9469 | 66.6521 | -14.839 | -5.1995 | -38.0143 | 1960.8477 | 72.7827 | 0 | 0 | 0 | 0 | 0 | 0 | 0 | 0 | 0 | 0 | 0 | 0 | 0 | 0 | 26.817 | 0.15866 | 0.00010078 | 4.7626 | 4.7626 | 4.7626 | 0 | 0 | 0 | 0 | 0.037191 | 0 | 0 | 0 | 1.7943 | #N/A | #N/A
Greater_Kramer_Wind_Coolwater_115kV WT | CISC | CA_CISO | CA | Hourly Resource | WT-Onshore | 210 | 0 |  | 2030-05-01 | 2051-12-31 | 62.1148 | -24.8891 | -9.4971 | 210 | 210 | 402693.4601 | 0 | 0 | 0.2189 | 0 | 25.0132 | 25.0132 | 8760 | 0 | 8760 | 0 | 0 | 0 | 0 | 56461.2486 | 56.097 | -22.5589 | -8.0346 | -38.6228 | 1849.8845 | 75.7325 | 0 | 0 | 0 | 0 | 0 | 0 | 0 | 0 | 0 | 0 | 0 | 0 | 0 | 0 | 225.0962 | 0.15866 | 0.00010078 | 4.7626 | 4.7626 | 4.7626 | 0 | 0 | 0 | 0 | 643.6283 | 0 | 0 | 0 | 25.0139 | #N/A | #N/A
Greater_Kramer_Wind_New Sub - Lugo - Pisgah WT | CISC | CA_CISO | CA | Hourly Resource | WT-Onshore | 150 | 0 |  | 2032-05-01 | 2051-12-31 | 63.6852 | -26.3104 | -7.7493 | 150 | 150 | 282071.0905 | 0 | 0 | 0.21467 | 0 | 17.9637 | 17.9637 | 8760 | 0 | 8760 | 0 | 0 | 0 | 0 | 45896.56 | 60.6852 | -19.531 | -6.4744 | -31.6124 | 1913.9247 | 74.2112 | 0 | 0 | 0 | 0 | 0 | 0 | 0 | 0 | 0 | 0 | 0 | 0 | 0 | 0 | 6.78e-05 | 0.15866 | 0.00010078 | 4.7626 | 4.7626 | 4.7626 | 0 | 0 | 0 | 0 | -0.0075299 | 0 | 0 | 0 | 17.9637 | #N/A | #N/A
Green Beanworks B 1 PV-NT | CISC | CA_CISO | CA | Hourly Resource | PV-NonTracking | 3 | 0 |  | 2018-12-28 | 2051-12-31 | 34.5974 | -19.0338 | -3.6774 | 3 | 3 | 8035.344 | 0 | 0 | 0.30576 | 0 | 0.278 | 0.278 | 8760 | 0 | 8760 | 0 | 0 | 0 | 0 | 425.736 | 72.2261 | -10.8883 | -3.5761 | -25.6844 | 1989.2776 | 72.4272 | 0 | 0 | 0 | 0 | 0 | 0 | 0 | 0 | 0 | 0 | 0 | 0 | 0 | 0 | -3.3469e-07 | 0.15866 | 0.00010078 | 4.7626 | 4.7626 | 4.7626 | 0 | 0 | 0 | 0 | 2.3384e-06 | 0 | 0 | 0 | 0.278 | #N/A | #N/A
Green Beanworks C 1 PV-NT | CISC | CA_CISO | CA | Hourly Resource | PV-NonTracking | 3 | 0 |  | 2018-08-18 | 2050-12-31 | 34.3186 | -15.2874 | -4.6078 | 3 | 3 | 8411.64 | 0 | 0 | 0.32008 | 0 | 0.28868 | 0.28868 | 8760 | 0 | 8760 | 0 | 0 | 0 | 0 | 49.44 | 73.2627 | -8.743 | -4.6848 | -25.2092 | 1965.8539 | 71.9873 | 0 | 0 | 0 | 0 | 0 | 0 | 0 | 0 | 0 | 0 | 0 | 0 | 0 | 0 | 2.7067e-07 | 0.15866 | 0.00010078 | 4.7626 | 4.7626 | 4.7626 | 0 | 0 | 0 | 0 | 2.3391e-06 | 0 | 0 | 0 | 0.28868 | #N/A | #N/A
Green Beanworks D 1 PV-NT | CISC | CA_CISO | CA | Hourly Resource | PV-NonTracking | 3 | 0 |  | 2018-08-25 | 2051-12-31 | 34.3848 | -15.3346 | -4.6144 | 3 | 3 | 8402.316 | 0 | 0 | 0.31972 | 0 | 0.28891 | 0.28891 | 8760 | 0 | 8760 | 0 | 0 | 0 | 0 | 58.764 | 73.2627 | -8.743 | -4.6848 | -25.2092 | 1965.8539 | 71.9873 | 0 | 0 | 0 | 0 | 0 | 0 | 0 | 0 | 0 | 0 | 0 | 0 | 0 | 0 | -3.3469e-07 | 0.15866 | 0.00010078 | 4.7626 | 4.7626 | 4.7626 | 0 | 0 | 0 | 0 | 2.3384e-06 | 0 | 0 | 0 | 0.28891 | #N/A | #N/A
Green Holdings 2 | PSCO | RM_PSCO | CO | Hourly Resource | WT-Onshore | 81 | 10.8 |  | 2003-12-01 | 2039-01-18 | 106.5501 | 31.0008 | -5.3187 | 81 | 81 | 320445.9831 | 0 | 0 | 0.45161 | 0 | 34.1435 | 34.1435 | 8760 | 0 | 8760 | 0 | 0 | 0 | 0 | 566.6538 | 134.2678 | 48.5552 | -0.97789 | -24.9767 | 2507.825 | 211.2761 | 0 | 0 | 0 | 0 | 0 | 0 | 0 | 0 | 0 | 0 | 0 | 295982.534 | 0 | 0 | 566.653 | 0.42135 | 0.055066 | 119.3454 | 43.2396 | 76.1058 | 0 | 6327.2192 | 0 | 0 | 16886.723 | 0 | 0 | 0 | 34.1668 | #N/A | #N/A
Green Meadow Solar 1 OT | NWMT | NW_NWMT | MT | Hourly Resource | PV-NonTracking | 3 | 0 |  | 2018-06-30 | 2050-12-31 | 92.8919 | 37.0856 | 1.0654 | 3 | 3 | 4914.3812 | 0 | 0 | 0.187 | 0 | 0.45651 | 0.45651 | 8760 | 0 | 8760 | 0 | 0 | 0 | 0 | 81.9808 | 106.2162 | 20.1775 | -0.65189 | -222.2278 | 1593.7177 | 112.47 | 0 | 0 | 0 | 0 | 0 | 0 | 0 | 0 | 0 | 0 | 0 | 369.7352 | 0 | 0 | 70.4488 | 9.0549 | 8.0429 | 75.1759 | 0.031824 | 75.1075 | 0 | 30240.9823 | 0 | 0 | 6946.2029 | 0 | 0 | 0 | 0.49369 | #N/A | #N/A
Green Mountain 1 HY | WACM | RM_WACM | CO | Hydro | Hydro | 26 | 0 |  | 1943-05-01 | 2050-12-31 | 206.062 | 90.9549 | 6.2683 | 6.575 | 4.0464 | 32691.1909 | 0 | 0 | 0.21952 | 0 | 6.7364 | 6.7364 | 0 | 0 | 252 | 8508 | 0 | 0 | 0 | 0 | 141.7089 | 50.9763 | 4.042 | -24.4828 | 2556.2856 | 209.3399 | 0 | 0 | 0 | 0 | 0 | 0 | 0 | 0 | 0 | 0 | 659.9341 | 695.9781 | 740.8091 | 2285.8982 | 10430.9775 | 0.075305 | 0.00032051 | 86.4793 | 43.2396 | 43.2397 | 447.5169 | 0.3275 | 34404.8507 | 121470.3865 | 327888.4044 | 0 | 0 | 0 | 7.2206 | #N/A | #N/A
Green Peter 1 HY | BPAT | NW_BPAT | WA | Hydro | Hydro | 80 | 0 |  | 1967-07-01 | 2051-12-31 | 106.7255 | 14.4829 | 7.2988 | 54.4767 | 42.5895 | 184796.7034 | 0 | 0 | 0.2293 | 0 | 19.7225 | 19.7225 | 0 | 0 | 274 | 8486 | 0 | 0 | 0 | 2926.7969 | 112.1111 | 16.6786 | 8.742 | -37.9547 | 1861.7118 | 98.6786 | 0 | 0 | 0 | 0 | 0 | 0 | 0 | 0 | 0 | 0 | 45.5695 | 261.7645 | 223.6313 | 563.0815 | 3784.7983 | 0.13517 | 0.13517 | 0.67195 | 0.031824 | 0.68397 | 0.035512 | 1722.3316 | 798.1895 | 25.0693 | 71828.511 | 0 | 0 | 0 | 19.7969 | #N/A | #N/A
Green River Energy Center PV-T | PAUT | BS_PACE | UT | Hourly Resource | PV-Tracking | 400 | 0 |  | 2026-06-15 | 2046-05-30 | 72.4265 | 17.11 | 0.79382 | 400 | 400 | 919282.5469 | 0 | 0 | 0.26235 | 0 | 66.5804 | 66.5804 | 8760 | 0 | 8760 | 0 | 0 | 0 | 0 | 12004.2526 | 114.8915 | 26.9387 | 1.2623 | -25.9936 | 2149.1306 | 145.6645 | 0 | 0 | 0 | 0 | 0 | 0 | 0 | 0 | 0 | 0 | 0 | 29984.0736 | 0 | 0 | 11918.8229 | 7.007 | 5.9428 | 85.5427 | 0.031824 | 85.5024 | 0 | 439298.8987 | 0 | 0 | 211502.2972 | 0 | 0 | 0 | 67.2313 | #N/A | #N/A
Green Solar LLC PV-T | PACW | NW_PACW | OR | Hourly Resource | PV-Tracking | 2.9 | 0 |  | 2024-03-15 | 2043-11-29 | 91.4657 | 26.6724 | 5.5203 | 2.9 | 2.9 | 6211.1769 | 0 | 0 | 0.2445 | 0 | 0.56811 | 0.56811 | 8760 | 0 | 8760 | 0 | 0 | 0 | 0 | 322.5958 | 109.5958 | 16.1759 | 6.7294 | -37.901 | 1842.0804 | 95.4873 | 0 | 0 | 0 | 0 | 0 | 0 | 0 | 0 | 0 | 0 | 0 | 776.1366 | 0 | 0 | 297.2092 | 27.0174 | 18.7409 | 65.6973 | 0.031824 | 65.2925 | 0 | 98002.1269 | 0 | 0 | 15205.2211 | 0 | 0 | 0 | 0.68132 | #N/A | #N/A
Green Springs HY 1 HY | PACW | NW_PACW | OR | Hydro | Hydro | 17.19 | 8 |  | 1960-05-01 | 2050-12-31 | 99.1162 | 12.2329 | 6.1512 | 17.3 | 17.3 | 68758.9995 | 0 | 0 | 0.45371 | 0 | 6.8151 | 6.8151 | 0 | 0 | 0 | 8760 | 0 | 0 | 0 | 0 | 107.4081 | 14.016 | 6.7016 | -39.5852 | 1858.7896 | 90.5051 | 0 | 0 | 0 | 0 | 0 | 0 | 0 | 0 | 0 | 0 | 9540.3415 | 3992.2582 | 14814.9351 | 3.8233 | 18673.643 | 27.0174 | 18.7409 | 65.6973 | 0.031824 | 65.2925 | 305157.5327 | 148451.0411 | 839335.6599 | 0.0032906 | 1360205.9641 | 0 | 0 | 0 | 9.4683 | #N/A | #N/A
Greenfield Wind 1 WT | NWMT | NW_NWMT | MT | Hourly Resource | WT-Onshore | 25 | 0 |  | 2015-12-31 | 2050-12-31 | 64.6661 | 3.649 | -15.7549 | 25 | 25 | 56070.5692 | 0 | 0 | 0.25603 | 0 | 3.6259 | 3.6259 | 8760 | 0 | 8760 | 0 | 0 | 0 | 0 | 1054.531 | 98.377 | 20.9597 | -9.2733 | -106.5043 | 1674.5261 | 107.4244 | 0 | 0 | 0 | 0 | 0 | 0 | 0 | 0 | 0 | 0 | 0 | 3267.2541 | 0 | 0 | 739.6032 | 9.0549 | 8.0429 | 75.1759 | 0.031824 | 75.1075 | 0 | 47637.0817 | 0 | 0 | 53069.5093 | 0 | 0 | 0 | 3.7266 | #N/A | #N/A
Greenville Solar 1 PV-T | PAUT | BS_PACE | UT | Hourly Resource | PV-Tracking | 2.2 | 0 |  | 2015-10-29 | 2035-07-30 | 49.6489 | 1.1583 | -4.4559 | 2.2 | 2.2 | 4090.9903 | 0 | 0 | 0.21228 | 0 | 0.20311 | 0.20311 | 8760 | 0 | 8760 | 0 | 0 | 0 | 0 | 147.9764 | 106.8974 | 24.7422 | -4.5353 | -24.416 | 2297.8723 | 146.0488 | 0 | 0 | 0 | 0 | 0 | 0 | 0 | 0 | 0 | 0 | 0 | 204.155 | 0 | 0 | 148.3372 | 7.007 | 5.9428 | 85.5427 | 0.031824 | 85.5024 | 0 | 1083.5798 | 0 | 0 | 6305.9447 | 0 | 0 | 0 | 0.2105 | #N/A | #N/A
Gridley Main Two 1 PV-NT | CIPV | CA_CISO | CA | Hourly Resource | PV-NonTracking | 2.5 | 0 |  | 2013-04-01 | 2050-12-31 | 64.5314 | 6.2411 | 2.6538 | 2.5 | 2.5 | 5680.8425 | 0 | 0 | 0.2594 | 0 | 0.36659 | 0.36659 | 8760 | 0 | 8760 | 0 | 0 | 0 | 0 | 109.1125 | 101.6993 | 9.3042 | 5.7046 | -26.443 | 1905.307 | 70.717 | 0 | 0 | 0 | 0 | 0 | 0 | 0 | 0 | 0 | 0 | 0 | 693.43 | 0 | 0 | 1.585 | 0.15866 | 0.00010078 | 4.7626 | 4.7626 | 4.7626 | 0 | 0.24564 | 0 | 0 | 0.00049679 | 0 | 0 | 0 | 0.36659 | #N/A | #N/A
Grizzly 1 HY | CIPV | CA_CISO | CA | Hydro | HydroRPS | 20 | 0 |  | 1993-01-01 | 2050-12-31 | 131.9753 | -2.7195 | 0.98512 | 13.4894 | 6.1714 | 19731.7538 | 0 | 0 | 0.11036 | 0 | 2.6041 | 2.6041 | 0 | 0 | 0 | 8760 | 0 | 0 | 0 | 27.8133 | 98.0062 | 8.366 | 2.9497 | -27.7074 | 1778.006 | 66.6032 | 0 | 0 | 0 | 0 | 0 | 0 | 0 | 0 | 0 | 0 | 20.4373 | 144.6896 | 20.7602 | 705.6723 | 11972.0757 | 0.15866 | 0.00010078 | 4.7626 | 4.7626 | 4.7626 | 133.1993 | 0.039069 | 256.7602 | 14168.0227 | 136662.4872 | 0 | 0 | 0 | 2.7553 | #N/A | #N/A
Grizzly Bear Creek 1 WT | AESO | AB_AESO | AB | Hourly Resource | WT-Onshore | 152 | 0 |  | 2022-12-01 | 2054-12-31 | 70.5886 | -5.2124 | -6.9277 | 152 | 152 | 471942.2149 | 0 | 0 | 0.35444 | 0 | 33.3137 | 33.3137 | 8760 | 0 | 8760 | 0 | 0 | 0 | 0 | 110.2 | 97.447 | 10.6026 | 0.15387 | -24.963 | 797.156 | 73.8011 | 0 | 0 | 0 | 0 | 0 | 0 | 0 | 0 | 0 | 0 | 0 | 384.1529 | 0 | 0 | 110.2008 | 1.8659 | 0.0078726 | 35.0857 | 35.06 | 35.06 | 0 | 292.3614 | 0 | 0 | 3588.721 | 0 | 0 | 0 | 33.3176 | #N/A | #N/A
Grove Solar Center 1 PV-NT | IPTV | BS_IPCO | ID | Hourly Resource | PV-NonTracking | 6 | 0 |  | 2016-12-31 | 2050-12-31 | 86.4061 | 29.469 | 1.4445 | 6 | 6 | 13503.762 | 0 | 0 | 0.25692 | 0 | 1.1668 | 1.1668 | 8760 | 0 | 8760 | 0 | 0 | 0 | 0 | 10.938 | 112.0594 | 24.07 | 1.2989 | -29.7914 | 1881.1486 | 122.4891 | 0 | 0 | 0 | 0 | 0 | 0 | 0 | 0 | 0 | 0 | 0 | 2626.4396 | 0 | 0 | 10.938 | 0.015242 | 0.010783 | 14.1881 | 0.031824 | 14.1563 | 0 | 1.8302 | 0 | 0 | 0.0033325 | 0 | 0 | 0 | 1.1668 | #N/A | #N/A
Guernsey 1 HY | WACM | RM_WACM | WY | Hydro | Hydro | 6.4 | 0 |  | 1927-12-01 | 2050-12-31 | 126.5493 | 41.6088 | 1.0061 | 4.2526 | 0.001 | 16548.4364 | 0 | 0 | 0.26987 | 0 | 2.0942 | 2.0942 | 0 | 0 | 434 | 8326 | 0 | 0 | 0 | 0 | 118.867 | 31.2203 | 0.95616 | -28.0255 | 2296.614 | 158.4987 | 0 | 0 | 0 | 0 | 0 | 0 | 0 | 0 | 0 | 0 | 187.9608 | 387.1286 | 200.808 | 413.213 | 2344.2501 | 0.075305 | 0.00032051 | 86.4793 | 43.2396 | 43.2397 | 21.711 | 0.20631 | 7140.5546 | 24450.1888 | 89197.1478 | 0 | 0 | 0 | 2.215 | #N/A | #N/A
GUERNSEY_D1_34461_8 | CIPV | CA_CISO | CA | Hourly Resource | PV-NonTracking | 20 | 0 |  | 2013-09-18 | 2050-12-31 | 39.0053 | -13.3458 | -2.7263 | 20 | 20 | 45159.2735 | 0 | 0 | 0.25776 | 0 | 1.7615 | 1.7615 | 8760 | 0 | 8760 | 0 | 0 | 0 | 0 | 1093.2665 | 91.8273 | 2.9224 | 2.2144 | -26.3548 | 2256.1812 | 90.3825 | 0 | 0 | 0 | 0 | 0 | 0 | 0 | 0 | 0 | 0 | 0 | 1188.4591 | 0 | 0 | 7.88 | 0.15866 | 0.00010078 | 4.7626 | 4.7626 | 4.7626 | 0 | 0.49504 | 0 | 0 | 0.0029171 | 0 | 0 | 0 | 1.7615 | #N/A | #N/A
H M Jackson 1 HY | BPAT | NW_BPAT | WA | Hydro | Hydro | 112 | 0 |  | 1984-06-01 | 2051-12-31 | 100.1151 | 14.2401 | 6.0473 | 89.712 | 89.712 | 453030.4855 | 0 | 0 | 0.57646 | 0 | 45.3552 | 45.3552 | 0 | 0 | 0 | 8760 | 0 | 0 | 0 | 9075.8021 | 111.107 | 17.479 | 6.9374 | -35.0157 | 1592.6056 | 97.1512 | 0 | 0 | 0 | 0 | 0 | 0 | 0 | 0 | 0 | 0 | 204.6552 | 2236.7267 | 428.0095 | 1276.2683 | 7604.0573 | 0.13517 | 0.13517 | 0.67195 | 0.031824 | 0.68397 | 1543.8756 | 27054.6612 | 897.8021 | 1188.5225 | 150568.3912 | 0 | 0 | 0 | 45.5364 | #N/A | #N/A
Haas1 | CIPV | CA_CISO | CA | Hydro | Hydro | 144 | 0 |  | 1958-01-01 | 2050-12-31 | 134.4086 | 5.0871 | 2.5838 | 116.7451 | 100.202 | 358915.6072 | 0 | 0 | 0.28131 | 0 | 48.2413 | 48.2413 | 0 | 0 | 217 | 8543 | 0 | 0 | 0 | 4803.3248 | 92.8336 | 3.7816 | 2.3614 | -26.3877 | 2212.9604 | 89.886 | 0 | 0 | 0 | 0 | 0 | 0 | 0 | 0 | 0 | 0 | 600.019 | 144398.0095 | 110.8498 | 2347.6755 | 230040.149 | 0.15866 | 0.00010078 | 4.7626 | 4.7626 | 4.7626 | 1668.9817 | 10.4648 | 3889.5504 | 26804.6294 | 912862.3678 | 0 | 0 | 0 | 49.1866 | #N/A | #N/A
Haiwee 1 HY | LDWP | CA_LDWP | CA | Hydro | Hydro | 5.6 | 0 |  | 1927-01-01 | 2050-12-31 | 84.9888 | 11.0363 | -7.9335 | 0.15324 | 1.8938 | 690.8038 | 0 | 0 | 0.0024205 | 0 | 0.058711 | 0.058711 | 0 | 0 | 0 | 8760 | 0 | 0 | 0 | 0 | 85.3202 | 4.5436 | -5.914 | -16.0189 | 2016.8301 | 67.7909 | 0 | 0 | 0 | 0 | 0 | 0 | 0 | 0 | 0 | 0 | 4.7696 | 3.5045 | 60.1253 | 61.9847 | 524.5424 | 0.51018 | 0.0002031 | 10.9758 | 5.1679 | 5.9579 | 37.6535 | 0.025875 | 397.2228 | 54.388 | 1181.8958 | 0 | 0 | 0 | 0.060382 | #N/A | #N/A
Halkirk Wind Power Facility H 4 WT | AESO | AB_AESO | AB | Hourly Resource | WT-Onshore | 75 | 0 |  | 2012-12-01 | 2050-12-31 | 63.6137 | -5.0111 | -9.7888 | 75 | 75 | 182839.6305 | 0 | 0 | 0.27829 | 0 | 11.6311 | 11.6311 | 8760 | 0 | 8760 | 0 | 0 | 0 | 0 | 564.845 | 90.4166 | 10.3393 | -6.6132 | -29.5709 | 743.854 | 69.7062 | 0 | 0 | 0 | 0 | 0 | 0 | 0 | 0 | 0 | 0 | 0 | 182839.6305 | 0 | 0 | 564.8452 | 1.8659 | 0.0078726 | 35.0857 | 35.06 | 35.06 | 0 | 112.0283 | 0 | 0 | 9785.8113 | 0 | 0 | 0 | 11.641 | #N/A | #N/A
Halkirk Wind Power Facility H 7 WT | AESO | AB_AESO | AB | Hourly Resource | WT-Onshore | 75 | 0 |  | 2012-12-01 | 2050-12-31 | 63.5267 | -5.0137 | -9.7867 | 75 | 75 | 183016.2176 | 0 | 0 | 0.27856 | 0 | 11.6264 | 11.6264 | 8760 | 0 | 8760 | 0 | 0 | 0 | 0 | 388.2579 | 90.4127 | 10.3393 | -6.6172 | -29.57 | 743.8528 | 69.7073 | 0 | 0 | 0 | 0 | 0 | 0 | 0 | 0 | 0 | 0 | 0 | 183016.2176 | 0 | 0 | 388.2581 | 1.8659 | 0.0078726 | 35.0857 | 35.06 | 35.06 | 0 | 112.1226 | 0 | 0 | 8585.3681 | 0 | 0 | 0 | 11.6351 | #N/A | #N/A
Halsey Hydro 1 HY | CIPV | CA_CISO | CA | Hydro | Hydro | 13.5 | 0 |  | 1916-12-31 | 2050-12-31 | 101.4681 | 5.6364 | 6.2392 | 6.9302 | 3.6402 | 38569.9717 | 0 | 0 | 0.49639 | 0 | 3.9136 | 3.9136 | 0 | 0 | 0 | 8760 | 0 | 0 | 0 | 429.494 | 102.882 | 9.7938 | 6.3977 | -33.9378 | 1985.0895 | 72.5925 | 0 | 0 | 0 | 0 | 0 | 0 | 0 | 0 | 0 | 0 | 114.6849 | 2700.5069 | 19.4739 | 364.7879 | 7400.9694 | 0.15866 | 0.00010078 | 4.7626 | 4.7626 | 4.7626 | 1114.0999 | 0.41822 | 165.3654 | 3891.0654 | 14501.4892 | 0 | 0 | 0 | 3.9333 | #N/A | #N/A
Hancock 1 HY | PSEI | NW_PSEI | WA | Hydro | Hydro | 6 | 0 |  | 2017-02-14 | 2050-12-31 | 76.6504 | 12.5228 | 2.5371 | 1.9772 | 3.1195 | 14815.5011 | 0 | 0 | 0.28188 | 0 | 1.1356 | 1.1356 | 0 | 0 | 452 | 8308 | 0 | 0 | 0 | 0 | 111.3558 | 17.9044 | 6.7609 | -35.4848 | 1686.387 | 100.0905 | 0 | 0 | 0 | 0 | 0 | 0 | 0 | 0 | 0 | 0 | 675.9527 | 1645.5791 | 904.1139 | 27.3308 | 2285.8574 | 10.1999 | 8.7761 | 20.3774 | 0.031824 | 42.9118 | 29656.9857 | 59674.5257 | 52343.5815 | 3.1502 | 175112.29 | 0 | 0 | 0 | 1.4524 | #N/A | #N/A
Hand Hills Hhw1 1 WT | AESO | AB_AESO | AB | Hourly Resource | WT-Onshore | 145 | 0 |  | 2022-09-30 | 2054-12-31 | 75.3205 | -4.7447 | -2.6415 | 145 | 145 | 450313.1603 | 0 | 0 | 0.35452 | 0 | 33.9178 | 33.9178 | 8760 | 0 | 8760 | 0 | 0 | 0 | 0 | 0 | 96.35 | 10.8496 | -1.1901 | -24.9972 | 762.7495 | 69.1367 | 0 | 0 | 0 | 0 | 0 | 0 | 0 | 0 | 0 | 0 | 0 | 819.0953 | 0 | 0 | 0.00073314 | 1.8659 | 0.0078726 | 35.0857 | 35.06 | 35.06 | 0 | 279.4282 | 0 | 0 | 0.022458 | 0 | 0 | 0 | 33.9181 | #N/A | #N/A
Hanger 160 Brighton 1 PV-NT | PSCO | RM_PSCO | CO | Hourly Resource | PV-NonTracking | 1.7 | 0 |  | 2012-12-07 | 2050-12-31 | 73.4912 | 17.8314 | 1.9704 | 1.7 | 1.7 | 4249.8267 | 0 | 0 | 0.28538 | 0 | 0.31233 | 0.31233 | 8760 | 0 | 8760 | 0 | 0 | 0 | 0 | 71.842 | 141.3005 | 49.3942 | 5.2157 | -25.7823 | 2535.2893 | 215.2434 | 0 | 0 | 0 | 0 | 0 | 0 | 0 | 0 | 0 | 0 | 0 | 23.1064 | 0 | 0 | 61.9956 | 0.42135 | 0.055066 | 119.3454 | 43.2396 | 76.1058 | 0 | 26.2164 | 0 | 0 | 442.7648 | 0 | 0 | 0 | 0.31279 | #N/A | #N/A
Happy Jack 1 WT | WACM | RM_WACM | WY | Hourly Resource | WT-Onshore | 29.39 | 0 |  | 2008-09-01 | 2050-12-31 | 82.4536 | 6.8377 | -0.62233 | 29.39 | 29.39 | 90119.5836 | 0 | 0 | 0.35004 | 0 | 7.4307 | 7.4307 | 8760 | 0 | 8760 | 0 | 0 | 0 | 0 | 113.563 | 122.4762 | 32.9822 | 2.8035 | -25.2718 | 2426.0056 | 165.5791 | 0 | 0 | 0 | 0 | 0 | 0 | 0 | 0 | 0 | 0 | 0 | 73345.234 | 0 | 0 | 113.563 | 0.075305 | 0.00032051 | 86.4793 | 43.2396 | 43.2397 | 0 | 25.6513 | 0 | 0 | 914.2169 | 0 | 0 | 0 | 7.4316 | #N/A | #N/A
Happy Valley BESS I 1 BA | IPTV | BS_IPCO | ID | Pumped Storage | Energy Storage | 77 | -77 |  | 2025-06-01 | 2051-12-31 | 127.073 | 35.5756 | 6.3833 | 77 | 77 | 110429.7507 | 128830.2848 | 9.5695 | 0.16372 | 0.35889 | 11.2644 | 10.9056 | 8760 | 0 | 8760 | 0 | 0 | -0.027601 | 1.1487 | 0 | 116.9503 | 24.495 | 5.7647 | -31.2298 | 1938.1024 | 127.7695 | 1.228 | 0 | 0 | 0 | 0 | 0 | 0 | 0 | 0 | 0 | 3657.9153 | 1660.1164 | 75223.0068 | 161724.3135 | 85219.5104 | 0.015242 | 0.010783 | 14.1881 | 0.031824 | 14.1563 | 1343.0546 | 223.4036 | 1101767.3045 | 53.7593 | 1991526.4198 | 0 | 0 | 0 | 14.3594 | #N/A | #N/A
Harbour Pointe BA1 BA | BPAT | NW_BPAT | WA | Pumped Storage | Energy Storage | 2 | -2 |  | 2014-05-01 | 2050-12-31 | 121.1104 | 21.1171 | 9.8244 | 2 | 2 | 2515.5601 | 2931.2471 | 0.24983 | 0.14358 | 0.0081702 | 0.16 | 0.15183 | 8760 | 0 | 8760 | 0 | 0 | -0.00062353 | 0.027953 | 0 | 112.4376 | 17.5176 | 8.2294 | -35.5546 | 1619.342 | 98.0017 | 1.2434 | 0 | 0 | 0 | 0 | 0 | 0 | 0 | 0 | 0 | 6520.5578 | 5025.6163 | 2964.3361 | 159.7 | 5543.1038 | 0.13517 | 0.13517 | 0.67195 | 0.031824 | 0.68397 | 73.6574 | 1196.3604 | 5212.6058 | 0.061926 | 4580.2326 | 0 | 0 | 0 | 0.17107 | #N/A | #N/A
Harquahala (300PV + 300BESS) 1 BA | AZPS | SW_AZPS | AZ | Pumped Storage | Energy Storage | 300 | -300 |  | 2025-03-01 | 2051-12-31 | 46.2576 | -24.3803 | -9.7032 | 300 | 300 | 432420.2222 | 504494.3619 | 12.8857 | 0.16454 | 1.4054 | 17.568 | 16.1626 | 8760 | 0 | 8760 | 0 | 0 | -0.10811 | 4.0064 | 0 | 60.0906 | -16.8214 | -9.7786 | -25 | 1925.3224 | 72.1124 | 0.79208 | 0 | 0 | 0 | 0 | 0 | 0 | 0 | 0 | 0 | 106712.7961 | 152828.5015 | 68973.1157 | 110766.6608 | 272586.9937 | 0.94841 | 0.0016464 | 11.9962 | 5.1679 | 6.8283 | 145795.273 | 35.095 | 599486.772 | 590911.7067 | 1809640.113 | 0 | 0 | 0 | 20.7138 | #N/A | #N/A
Harquahala (300PV + 300BESS) 1 PV | AZPS | SW_AZPS | AZ | Hourly Resource | PV | 300 | 0 |  | 2025-03-01 | 2051-12-31 | 34.394 | -24.5042 | -9.2343 | 300 | 300 | 636980.3265 | 0 | 0 | 0.24238 | 0 | 21.9083 | 21.9083 | 8760 | 0 | 8760 | 0 | 0 | 0 | 0 | 203362.2736 | 60.0906 | -16.8214 | -9.7786 | -25 | 1925.3224 | 72.1124 | 0 | 0 | 0 | 0 | 0 | 0 | 0 | 0 | 0 | 0 | 0 | 0 | 0 | 0 | 2807.2217 | 0.94841 | 0.0016464 | 11.9962 | 5.1679 | 6.8283 | 0 | 0 | 0 | 0 | 7055.9711 | 0 | 0 | 0 | 21.9154 | #N/A | #N/A
Harriet Lake 1 HY | PGE | NW_PGE | OR | Hydro | Hydro | 0.68 | 0 |  | 2016-02-01 | 2050-12-31 | 101.0145 | 14.9274 | 4.6303 | 0.56848 | 0.56848 | 2667.383 | 0 | 0 | 0.53563 | 0 | 0.26945 | 0.26945 | 0 | 0 | 0 | 8760 | 0 | 0 | 0 | 0 | 109.1533 | 17.1653 | 5.2975 | -36.4049 | 1789.522 | 97.4711 | 0 | 0 | 0 | 0 | 0 | 0 | 0 | 0 | 0 | 0 | 105.3438 | 127.2434 | 177.643 | 16.1118 | 315.0744 | 0.37688 | 0.20869 | 12.0258 | 0.031824 | 12.3093 | 581.5471 | 636.5101 | 4790.7427 | 5.9983 | 16306.9544 | 0 | 0 | 0 | 0.29177 | #N/A | #N/A
Harris 1 PV-NT | CIPV | CA_CISO | CA | Hourly Resource | PV-NonTracking | 1.25 | 0 |  | 2014-11-27 | 2050-12-31 | 66.9537 | 6.8999 | 2.8988 | 1.25 | 1.25 | 1980.4388 | 0 | 0 | 0.18086 | 0 | 0.1326 | 0.1326 | 8760 | 0 | 8760 | 0 | 0 | 0 | 0 | 58.9225 | 101.5483 | 9.0647 | 5.793 | -27.2244 | 1893.3085 | 69.8782 | 0 | 0 | 0 | 0 | 0 | 0 | 0 | 0 | 0 | 0 | 0 | 0 | 0 | 0 | -1.4188e-07 | 0.15866 | 0.00010078 | 4.7626 | 4.7626 | 4.7626 | 0 | 0 | 0 | 0 | -4.0099e-07 | 0 | 0 | 0 | 0.1326 | #N/A | #N/A
Harry Allen Solar 3 PV-T | NEVP | SW_NVE | NV | Hourly Resource | PV-Tracking | 100 | 0 |  | 2021-02-26 | 2041-06-01 | 13.14 | -32.7746 | -6.8543 | 100 | 100 | 277886.83 | 0 | 0 | 0.31722 | 0 | 3.6514 | 3.6514 | 8760 | 0 | 8760 | 0 | 0 | 0 | 0 | 274.4699 | 44.4609 | -33.7064 | -8.5232 | -25.5258 | 1878.5398 | 64.7259 | 0 | 0 | 0 | 0 | 0 | 0 | 0 | 0 | 0 | 0 | 0 | 3681.3248 | 0 | 0 | 3.8696e-05 | 0.19614 | 0.00021973 | 4.6327 | 0.031824 | 4.6009 | 0 | 2.0967 | 0 | 0 | -4.6696e-05 | 0 | 0 | 0 | 3.6514 | #N/A | #N/A
Harvest Wind | BPAT | NW_BPAT | WA | Hourly Resource | WT-Onshore | 98.9 | 0 |  | 2010-01-01 | 2050-12-31 | 85.7013 | 12.8625 | -1.8832 | 98.9 | 98.9 | 291827.8949 | 0 | 0 | 0.33684 | 0 | 25.01 | 25.01 | 8760 | 0 | 8760 | 0 | 0 | 0 | 0 | 171.5914 | 116.8178 | 27.1449 | 2.9824 | -18.4527 | 1784.2493 | 96.3803 | 0 | 0 | 0 | 0 | 0 | 0 | 0 | 0 | 0 | 0 | 0 | 291288.3019 | 0 | 0 | 171.592 | 0.13517 | 0.13517 | 0.67195 | 0.031824 | 0.68397 | 0 | 3145.0699 | 0 | 0 | 20222.8396 | 0 | 0 | 0 | 25.0334 | #N/A | #N/A
Hat Creek 1 HY | CIPV | CA_CISO | CA | Hydro | HydroRPS | 8.5 | 0 |  | 1921-01-01 | 2050-12-31 | 93.9189 | 9.4884 | -0.098811 | 3.4418 | 4.5653 | 31758.0153 | 0 | 0 | 0.72507 | 0 | 2.9827 | 2.9827 | 0 | 0 | 2355 | 6405 | 0 | 0 | 0 | 246.703 | 94.7275 | 8.1782 | -0.14125 | -25.4175 | 1756.8613 | 69.3677 | 0 | 0 | 0 | 0 | 0 | 0 | 0 | 0 | 0 | 0 | 45.5789 | 1875.2488 | 1.8572 | 108.2845 | 1985.3683 | 0.15866 | 0.00010078 | 4.7626 | 4.7626 | 4.7626 | 368.5269 | 0.25659 | 44.7011 | 2720.2672 | 12035.2172 | 0 | 0 | 0 | 2.9978 | #N/A | #N/A
Hat Creek 2 HY | CIPV | CA_CISO | CA | Hydro | HydroRPS | 8.5 | 0 |  | 1921-01-01 | 2050-12-31 | 96.6516 | 8.6629 | 0.028736 | 4.9492 | 5.163 | 41042.292 | 0 | 0 | 0.80779 | 0 | 3.9668 | 3.9668 | 0 | 0 | 2416 | 6344 | 0 | 0 | 0 | 460.1439 | 94.87 | 8.1782 | 0.0012395 | -25.4049 | 1756.7614 | 69.4001 | 0 | 0 | 0 | 0 | 0 | 0 | 0 | 0 | 0 | 0 | 61.825 | 2035.6662 | 1.527 | 111.087 | 2243.1895 | 0.15866 | 0.00010078 | 4.7626 | 4.7626 | 4.7626 | 694.1931 | 0.28779 | 16.0222 | 1811.1249 | 9207.9283 | 0 | 0 | 0 | 3.9785 | #N/A | #N/A
Hatch Solar Energy Center 1 PV-T | EPE | SW_EPE | NM | Hourly Resource | PV-Tracking | 5 | 0 |  | 2011-07-08 | 2036-07-08 | 27.4161 | -28.5233 | -2.344 | 5 | 5 | 10902.9573 | 0 | 0 | 0.24893 | 0 | 0.29892 | 0.29892 | 8760 | 0 | 8760 | 0 | 0 | 0 | 0 | 1221.7378 | 54.5044 | -29.9971 | -2.189 | -27.9941 | 2026.6901 | 74.758 | 0 | 0 | 0 | 0 | 0 | 0 | 0 | 0 | 0 | 0 | 0 | 10902.9573 | 0 | 0 | 1221.8328 | 25.7912 | 14.221 | 42.7558 | 5.1679 | 37.1905 | 0 | 89148.7462 | 0 | 0 | 8171.4031 | 0 | 0 | 0 | 0.39624 | #N/A | #N/A
Hatchet Creek 1 HY | CIPV | CA_CISO | CA | Hydro | Hydro | 6.89 | 0 |  | 2017-06-01 | 2050-12-31 | 72.2301 | 13.1568 | 1.9242 | 1.6146 | 2.7943 | 13422.187 | 0 | 0 | 0.22238 | 0 | 0.96949 | 0.96949 | 0 | 0 | 270 | 8490 | 0 | 0 | 0 | 140.114 | 100.2561 | 10.5609 | 3.0046 | -25.2658 | 1809.5394 | 71.191 | 0 | 0 | 0 | 0 | 0 | 0 | 0 | 0 | 0 | 0 | 60.084 | 2221.0374 | 16.2954 | 141.9949 | 3525.4838 | 0.15866 | 0.00010078 | 4.7626 | 4.7626 | 4.7626 | 637.0818 | 0.23857 | 138.002 | 923.0102 | 4238.2192 | 0 | 0 | 0 | 0.97542 | #N/A | #N/A
Hatchet Ridge Wind Farm | CIPV | CA_CISO | CA | Hourly Resource | WT-Onshore | 102 | 0 |  | 2010-11-19 | 2050-12-31 | 84.0353 | 2.1725 | 1.4037 | 102 | 102 | 294740.4057 | 0 | 0 | 0.32986 | 0 | 24.7686 | 24.7686 | 8760 | 0 | 8760 | 0 | 0 | 0 | 0 | 4638.4788 | 96.2737 | 7.4637 | 2.1195 | -27.2304 | 1790.2286 | 72.493 | 0 | 0 | 0 | 0 | 0 | 0 | 0 | 0 | 0 | 0 | 0 | 0 | 0 | 0 | 1100.3096 | 0.15866 | 0.00010078 | 4.7626 | 4.7626 | 4.7626 | 0 | 0 | 0 | 0 | 5627.9045 | 0 | 0 | 0 | 24.7742 | #N/A | #N/A
Hauser Agg HY | NWMT | NW_NWMT | MT | Hydro | Hydro | 16.95 | 0 |  | 1911-12-31 | 2050-12-31 | 106.0584 | 20.8459 | -2.5966 | 13.8037 | 14 | 118645.0055 | 0 | 0 | 0.96743 | 0 | 12.5833 | 12.5833 | 0 | 0 | 7039 | 1721 | 0 | 0 | 0 | 0 | 104.2051 | 20.1613 | -2.6467 | -237.5698 | 1574.2175 | 111.2538 | 0 | 0 | 0 | 0 | 0 | 0 | 0 | 0 | 0 | 0 | 359.5332 | 624.0436 | 923.6282 | 1 | 1551.1851 | 9.0549 | 8.0429 | 75.1759 | 0.031824 | 75.1075 | 20636.8083 | 10074.0981 | 39267.6821 | 2.4589 | 76321.067 | 0 | 0 | 0 | 12.7296 | #N/A | #N/A
Hawk Energy Storage Center CE | CISC | CA_CISO | NV | Pumped Storage | Energy Storage | 500 | -500 |  | 2024-01-02 | 2051-12-31 | 41.7918 | -25.8917 | -7.7858 | 500 | 500 | 677492.1242 | 789990.7069 | 17.043 | 0.15468 | 2.2012 | 27.2428 | 25.0416 | 8760 | 0 | 8760 | 0 | 0 | -0.16875 | 6.3993 | 0 | 58.2281 | -20.5764 | -7.886 | -25.1927 | 1898.1852 | 66.2984 | 0.93954 | 0 | 0 | 0 | 0 | 0 | 0 | 0 | 0 | 0 | 149.007 | 0 | 18700.2163 | 9.1553e-05 | 33236.6466 | 0.15866 | 0.00010078 | 4.7626 | 4.7626 | 4.7626 | 0.060854 | 0 | 71588 | 0.00082269 | 166013.1842 | 0 | 0 | 0 | 27.4804 | #N/A | #N/A
Hay Canyon 48 WT | BPAT | NW_BPAT | OR | Hourly Resource | WT-Onshore | 100.8 | 0 |  | 2009-04-01 | 2050-12-31 | 56.2346 | -19.305 | -1.9464 | 100.8 | 100.8 | 292464.7673 | 0 | 0 | 0.33121 | 0 | 16.4466 | 16.4466 | 8760 | 0 | 8760 | 0 | 0 | 0 | 0 | 7270.542 | 97.873 | 8.204 | 2.9785 | -36.28 | 1736.3743 | 102.378 | 0 | 0 | 0 | 0 | 0 | 0 | 0 | 0 | 0 | 0 | 0 | 292364.3052 | 0 | 0 | 7270.5958 | 0.13517 | 0.13517 | 0.67195 | 0.031824 | 0.68397 | 0 | 1727.8158 | 0 | 0 | 86396.2865 | 0 | 0 | 0 | 16.5348 | #N/A | #N/A
Hayford Grid BA | SPPC | SW_NVE | NV | Pumped Storage | Energy Storage | 100 | -100 |  | 2028-11-29 | 2051-12-31 | 9.8648 | -62.5155 | -6.2605 | 100 | 100 | 160607.3944 | 187538.1051 | -2.0767 | 0.18334 | 0.52222 | 7.5877 | 7.0655 | 8760 | 0 | 8760 | 0 | 0 | -0.040396 | 1.4551 | 0 | 27.968 | -51.9982 | -6.7244 | -45.7119 | 1769.287 | 64.4163 | 0.72817 | 0 | 0 | 0 | 0 | 0 | 0 | 0 | 0 | 0 | 45546.3178 | 39210.5842 | 72854.9124 | 57092.1182 | 89625.3368 | 0.19614 | 0.00021973 | 4.6327 | 0.031824 | 4.6009 | 10825.3722 | 13.8922 | 49589.8909 | 10149.4777 | 133241.5988 | 0 | 0 | 0 | 7.7916 | #N/A | #N/A
Haypress Lower 1 HY | CIPV | CA_CISO | CA | Hydro | HydroRPS | 12.5 | 0 |  | 2021-03-09 | 2050-12-31 | 70.6994 | 18.8801 | -2.2391 | 3.3698 | 1.4736 | 14315.9081 | 0 | 0 | 0.14644 | 0 | 1.0121 | 1.0121 | 0 | 0 | 50 | 8710 | 0 | 0 | 0 | 1456.7322 | 100.5911 | 15.021 | -1.1204 | -56.9693 | 1795.2054 | 74.3331 | 0 | 0 | 0 | 0 | 0 | 0 | 0 | 0 | 0 | 0 | 123.2357 | 1470.333 | 5.9282 | 183.3693 | 4381.8895 | 0.15866 | 0.00010078 | 4.7626 | 4.7626 | 4.7626 | 1317.6949 | 0.23977 | 79.3802 | 1164.8918 | 6594.3277 | 0 | 0 | 0 | 1.0213 | #N/A | #N/A
Hays Hys1 1 PV-NT | AESO | AB_AESO | AB | Hourly Resource | PV-Tracking | 23 | 0 |  | 2021-06-24 | 2050-12-31 | 69.5727 | 14.8051 | 0.90682 | 23 | 23 | 41191.5279 | 0 | 0 | 0.20444 | 0 | 2.8658 | 2.8658 | 8760 | 0 | 8760 | 0 | 0 | 0 | 0 | 8.878 | 93.2716 | 9.3122 | -2.7311 | -24.685 | 774.4541 | 71.2949 | 0 | 0 | 0 | 0 | 0 | 0 | 0 | 0 | 0 | 0 | 0 | 36465.655 | 0 | 0 | 8.878 | 1.8659 | 0.0078726 | 35.0857 | 35.06 | 35.06 | 0 | 29.1314 | 0 | 0 | 150.0206 | 0 | 0 | 0 | 2.866 | #N/A | #N/A
Hayworth Solar Farm 1 PV-NT | CIPV | CA_CISO | CA | Hourly Resource | PV-NonTracking | 26.66 | 0 |  | 2015-12-23 | 2050-12-31 | 33.6538 | -15.1766 | -5.6049 | 26.66 | 26.66 | 61117.8096 | 0 | 0 | 0.2617 | 0 | 2.0568 | 2.0568 | 8760 | 0 | 8760 | 0 | 0 | 0 | 0 | 33.7782 | 79.2766 | -3.3627 | -4.0513 | -25.0676 | 1997.8848 | 76.1293 | 0 | 0 | 0 | 0 | 0 | 0 | 0 | 0 | 0 | 0 | 0 | 11.2239 | 0 | 0 | 2.9104e-08 | 0.15866 | 0.00010078 | 4.7626 | 4.7626 | 4.7626 | 0 | 0.008391 | 0 | 0 | 1.3606e-05 | 0 | 0 | 0 | 2.0568 | #N/A | #N/A
Hazel A 1 PV-NT | CISC | CA_CISO | CA | Hourly Resource | PV-NonTracking | 2.99 | 0 |  | 2019-11-11 | 2050-12-31 | 35.3501 | -17.5621 | -5.1512 | 2.99 | 2.99 | 8996.318 | 0 | 0 | 0.34347 | 0 | 0.31802 | 0.31802 | 8760 | 0 | 8760 | 0 | 0 | 0 | 0 | 268.4243 | 71.1092 | -10.3626 | -5.2188 | -25.2212 | 1946.6659 | 72.375 | 0 | 0 | 0 | 0 | 0 | 0 | 0 | 0 | 0 | 0 | 0 | 0 | 0 | 0 | 5.8935e-07 | 0.15866 | 0.00010078 | 4.7626 | 4.7626 | 4.7626 | 0 | 0 | 0 | 0 | 8.9382e-06 | 0 | 0 | 0 | 0.31802 | #N/A | #N/A
Hazelton A 1 HY | IPMV | BS_IPCO | ID | Hydro | Hydro | 8.37 | 0 |  | 1990-04-26 | 2050-12-31 | 136.7192 | 40.1324 | 5.015 | 5.444 | 0.44434 | 23843.0326 | 0 | 0 | 0.38883 | 0 | 3.2598 | 3.2598 | 0 | 0 | 509 | 8251 | 0 | 0 | 0 | 0 | 116.7069 | 25.6589 | 4.3574 | -28.7173 | 1939.7964 | 134.9374 | 0 | 0 | 0 | 0 | 0 | 0 | 0 | 0 | 0 | 0 | 928.3894 | 3398.3537 | 303.9408 | 882.2445 | 4313.5958 | 0.015242 | 0.010783 | 14.1881 | 0.031824 | 14.1563 | 6.4552 | 5.8916 | 5860.4264 | 0.34332 | 40437.3827 | 0 | 0 | 0 | 3.3061 | #N/A | #N/A
Hazelton B 1 HY | IPMV | BS_IPCO | ID | Hydro | Hydro | 3.79 | 0 |  | 1993-05-08 | 2050-12-31 | 132.4265 | 38.3317 | 4.2106 | 7.6 | 7.6 | 23066.0001 | 0 | 0 | 0.34646 | 0 | 3.0546 | 3.0546 | 0 | 0 | 0 | 8760 | 0 | 0 | 0 | 0 | 116.3662 | 25.647 | 4.0286 | -28.5953 | 1924.2335 | 134.4085 | 0 | 0 | 0 | 0 | 0 | 0 | 0 | 0 | 0 | 0 | 163.8689 | 280.6381 | 389.2664 | 953.5688 | 5910.7257 | 0.015242 | 0.010783 | 14.1881 | 0.031824 | 14.1563 | 8.062 | 5.3459 | 9166.8855 | 0.32751 | 95679.6882 | 0 | 0 | 0 | 3.1594 | #N/A | #N/A
Hazelton B 2 HY | IPMV | BS_IPCO | ID | Hydro | Hydro | 3.79 | 0 |  | 1993-05-08 | 2051-12-31 | 123.6193 | 30.3428 | 4.4797 | 2.2323 | 2.2323 | 10224.8167 | 0 | 0 | 0.52287 | 0 | 1.264 | 1.264 | 0 | 0 | 0 | 8760 | 0 | 0 | 0 | 177.5961 | 116.656 | 25.647 | 4.3184 | -28.7391 | 1938.0605 | 134.7676 | 0 | 0 | 0 | 0 | 0 | 0 | 0 | 0 | 0 | 0 | 56.5666 | 67.1592 | 6690.6742 | 121.7713 | 11720.8183 | 0.015242 | 0.010783 | 14.1881 | 0.031824 | 14.1563 | 24.4792 | 75.382 | 278069.4702 | 20.8052 | 471119.7839 | 0 | 0 | 0 | 2.0133 | #N/A | #N/A
Headgate Rock 1 HY | WALC | SW_WALC | AZ | Hydro | Hydro | 19.5 | 0 |  | 1993-12-01 | 2050-12-31 | 49.8605 | -35.5323 | -11.2157 | 15.1869 | 12.9404 | 66974.0439 | 0 | 0 | 0.30582 | 0 | 3.3394 | 3.3394 | 0 | 0 | 312 | 8448 | 0 | 0 | 0 | 0 | 36.6959 | -38.8165 | -11.1782 | -32.1532 | 1845.3743 | 64.8485 | 0 | 0 | 0 | 0 | 0 | 0 | 0 | 0 | 0 | 0 | 13051.9103 | 17332.4408 | 2387.94 | 3740.8972 | 23471.0778 | 5.7983 | 0.0036528 | 11.544 | 5.1679 | 6.7594 | 77900.1768 | 66.9812 | 33436.1211 | 24245.6795 | 74175.9075 | 0 | 0 | 0 | 3.5492 | #N/A | #N/A
Heart Mountain 1 HY | WACM | RM_WACM | WY | Hydro | Hydro | 5 | 0 |  | 1947-12-01 | 2050-12-31 | 119.6992 | 36.5808 | 0.10064 | 5.3271 | 0.23937 | 22669.9133 | 0 | 0 | 0.32349 | 0 | 2.7136 | 2.7136 | 0 | 0 | 134 | 8626 | 0 | 0 | 0 | 0 | 113.4474 | 25.4019 | 1.3549 | -131.2483 | 1925.1183 | 135.4656 | 0 | 0 | 0 | 0 | 0 | 0 | 0 | 0 | 0 | 0 | 266.5722 | 597.3821 | 280.6587 | 624.7273 | 3627.7566 | 0.075305 | 0.00032051 | 86.4793 | 43.2396 | 43.2397 | 168.6252 | 0.32654 | 9419.2601 | 40098.0654 | 113007.0544 | 0 | 0 | 0 | 2.8763 | #N/A | #N/A
Heber Solar 1 PV-T | IID | CA_IID | CA | Hourly Resource | PV-Tracking | 10 | 0 |  | 2013-06-01 | 2050-12-31 | 27.8463 | -21.3093 | -12.7512 | 10 | 10 | 23001.9953 | 0 | 0 | 0.26258 | 0 | 0.64052 | 0.64052 | 8760 | 0 | 8760 | 0 | 0 | 0 | 0 | 3930.4847 | 56.626 | -14.7848 | -15.2798 | -29.4415 | 1744.0962 | 63.7126 | 0 | 0 | 0 | 0 | 0 | 0 | 0 | 0 | 0 | 0 | 0 | 14166.5268 | 0 | 0 | 595.4746 | 0.30887 | 0.0049745 | 15.5549 | 5.1679 | 10.3853 | 0 | 6.39 | 0 | 0 | 17.9199 | 0 | 0 | 0 | 0.64055 | #N/A | #N/A
Hecate Energy Desert Storage 1 BA | CISC | CA_CISO | CA | Pumped Storage | Energy Storage | 10 | -10 |  | 2023-04-30 | 2054-12-31 | 46.3886 | -20.949 | -7.6165 | 10 | 10 | 13536 | 15783.529 | 0.43305 | 0.15452 | 0.043979 | 0.49399 | 0.45001 | 8760 | 0 | 8760 | 0 | 0 | -0.0033713 | 0.11977 | 0 | 65.7211 | -13.326 | -7.6434 | -25.1993 | 1928.7699 | 69.3296 | 1.0758 | 0 | 0 | 0 | 0 | 0 | 0 | 0 | 0 | 0 | 2425.3705 | 1900.1211 | 8710.3242 | 0 | 1612.6836 | 0.15866 | 0.00010078 | 4.7626 | 4.7626 | 4.7626 | 0.38445 | 0.30359 | 1872.7532 | 0 | 0.36098 | 0 | 0 | 0 | 0.49586 | #N/A | #N/A
Hecate Santa Teresa 1 PV-T | EPE | SW_EPE | NM | Hourly Resource | PV-Tracking | 100 | 0 |  | 2024-06-30 | 2044-06-30 | 24.9323 | -27.7723 | -3.5506 | 100 | 100 | 261304.4788 | 0 | 0 | 0.29829 | 0 | 6.5149 | 6.5149 | 8760 | 0 | 8760 | 0 | 0 | 0 | 0 | 22915.9212 | 52.4241 | -29.9663 | -4.3002 | -27.6678 | 1967.6031 | 72.7552 | 0 | 0 | 0 | 0 | 0 | 0 | 0 | 0 | 0 | 0 | 0 | 179756.0631 | 0 | 0 | 19969.384 | 25.7912 | 14.221 | 42.7558 | 5.1679 | 37.1905 | 0 | 1585367.5213 | 0 | 0 | 302740.7221 | 0 | 0 | 0 | 8.403 | #N/A | #N/A
Hecate Santa Teresa 2 PV-T | EPE | SW_EPE | NM | Hourly Resource | PV-Tracking | 50 | 0 |  | 2024-06-30 | 2044-06-30 | 20.2471 | -30.0314 | -4.6633 | 50 | 50 | 74572.9758 | 0 | 0 | 0.17026 | 0 | 1.5099 | 1.5099 | 8760 | 0 | 8760 | 0 | 0 | 0 | 0 | 22198.9717 | 52.5684 | -30.0063 | -4.1159 | -27.4715 | 1985.8539 | 73.2253 | 0 | 0 | 0 | 0 | 0 | 0 | 0 | 0 | 0 | 0 | 0 | 3406.984 | 0 | 0 | 20777.468 | 25.7912 | 14.221 | 42.7558 | 5.1679 | 37.1905 | 0 | 250643.8068 | 0 | 0 | 789953.796 | 0 | 0 | 0 | 2.5505 | #N/A | #N/A
Hellroaring Hydro Agg HY | BPAT | NW_BPAT | WA | Hydro | Hydro | 0.4 | 0 |  | 1916-01-01 | 2050-12-31 | 95.3622 | 15.5942 | 0.13785 | 0.4 | 0.4 | 2364.5676 | 0 | 0 | 0.67482 | 0 | 0.22549 | 0.22549 | 0 | 0 | 1 | 8759 | 0 | 0 | 0 | 0 | 109.0046 | 20.8275 | 1.4866 | -107.072 | 1807.1097 | 107.2603 | 0 | 0 | 0 | 0 | 0 | 0 | 0 | 0 | 0 | 0 | 3.204 | 7.476 | 3.5745 | 6.0683 | 17.5725 | 0.13517 | 0.13517 | 0.67195 | 0.031824 | 0.68397 | 12.1051 | 95.0258 | 20.3272 | 0.010837 | 265.0111 | 0 | 0 | 0 | 0.22588 | #N/A | #N/A
Hells Canyon 1 HY | IPTV | BS_IPCO | ID | Hydro | Hydro | 391.5 | 0 |  | 1967-12-01 | 2050-12-31 | 94.4467 | 15.7544 | -0.13967 | 327.5888 | 309.6689 | 2196276.79 | 0 | 0 | 0.57769 | 0 | 207.4311 | 207.4311 | 0 | 0 | 135 | 8625 | 0 | 0 | 0 | 0 | 108.5065 | 20.4157 | 1.4003 | -30.721 | 1792.1168 | 106.8139 | 0 | 0 | 0 | 0 | 0 | 0 | 0 | 0 | 0 | 0 | 28076.7141 | 119508.9906 | 2583.8603 | 20867.3973 | 437309.9138 | 0.015242 | 0.010783 | 14.1881 | 0.031824 | 14.1563 | 314.2355 | 276.0231 | 38310.538 | 7.9233 | 4036561.2395 | 0 | 0 | 0 | 211.5066 | #N/A | #N/A
Helms Pump Gen Unit 1 PS | CIPV | CA_CISO | CA | Pumped Storage | PumpedStorage | 407 | -407 |  | 1984-01-01 | 2050-12-31 | 78.4582 | -5.5677 | 2.2696 | 407 | 407 | 618280.603 | 721642.9843 | 39.1999 | 0.17342 | 0 | 26.7283 | 26.7283 | 8760 | 0 | 8760 | 0 | 0 | 0 | 4.7976 | 0 | 99.8793 | 8.1301 | 5.0586 | -36.3826 | 2457.9539 | 104.3382 | 1.3162 | 0 | 0 | 0 | 0 | 0 | 0 | 0 | 0 | 0 | 234346.3981 | 2245096.8464 | 179913.5016 | 0 | 1334654.2727 | 0.15866 | 0.00010078 | 4.7626 | 4.7626 | 4.7626 | 333.6847 | 147.6354 | 37671.002 | 0 | 151099.5831 | 0 | 0 | 0 | 26.9175 | #N/A | #N/A
Helms Pump Gen Unit 2 PS | CIPV | CA_CISO | CA | Pumped Storage | PumpedStorage | 407 | -407 |  | 1984-01-01 | 2050-12-31 | 60.1221 | -11.1143 | 0.84372 | 407 | 407 | 416349.6594 | 548620.862 | 17.1808 | 0.11678 | 0 | 23.6545 | 23.6545 | 8760 | 0 | 8760 | 0 | 0 | 0 | 3.4733 | 0 | 99.8914 | 8.1301 | 5.0708 | -36.3381 | 2458.2202 | 104.3505 | 1.3122 | 0 | 0 | 0 | 0 | 0 | 0 | 0 | 0 | 0 | 462114.5491 | 2300197.0919 | 149331.7776 | 0 | 978082.6006 | 0.15866 | 0.00010078 | 4.7626 | 4.7626 | 4.7626 | 31.851 | 163.4011 | 3712.9465 | 0 | 2248.6385 | 0 | 0 | 0 | 23.6607 | #N/A | #N/A
Helms Pump Gen Unit 3 PS | CIPV | CA_CISO | CA | Pumped Storage | PumpedStorage | 404 | -404 |  | 1984-01-01 | 2050-12-31 | 45.2581 | -13.4399 | 0.2076 | 404 | 404 | 304298.1029 | 460692.4822 | 6.3726 | 0.085983 | 0 | 21.8768 | 21.8768 | 8760 | 0 | 8760 | 0 | 0 | 0 | 2.5392 | 0 | 99.9051 | 8.1301 | 5.0844 | -36.399 | 2459.0337 | 104.3628 | 1.3121 | 0 | 0 | 0 | 0 | 0 | 0 | 0 | 0 | 0 | 517986.2597 | 2395756.424 | 288659.3872 | 0 | 555099.8101 | 0.15866 | 0.00010078 | 4.7626 | 4.7626 | 4.7626 | 57.3084 | 167.8418 | 3709.1523 | 0 | 68.907 | 0 | 0 | 0 | 21.8808 | #N/A | #N/A
Hemingway Standalone BESS BA | IPTV | BS_IPCO | ID | Pumped Storage | Energy Storage | 80 | -80 |  | 2023-08-01 | 2054-12-31 | 122.8434 | 34.9079 | 4.915 | 80 | 80 | 118643.5742 | 138451.2591 | 10.4362 | 0.1693 | 0.38564 | 10.7099 | 10.3243 | 8760 | 0 | 8760 | 0 | 0 | -0.029712 | 1.1789 | 0 | 115.9222 | 24.664 | 4.5677 | -31.2162 | 1901.5542 | 127.6593 | 1.2242 | 0 | 0 | 0 | 0 | 0 | 0 | 0 | 0 | 0 | 173406.6717 | 255138.4832 | 121869.8854 | 151705.9651 | 137634.5491 | 0.015242 | 0.010783 | 14.1881 | 0.031824 | 14.1563 | 520.9636 | 1702.8412 | 1072322.214 | 119.7812 | 3203937.2834 | 0 | 0 | 0 | 14.9885 | #N/A | #N/A
Henrietta D Energy Storage 1 BA | CIPV | CA_CISO | CA | Pumped Storage | Energy Storage | 10 | -10 |  | 2021-11-04 | 2051-12-31 | 70.3651 | -2.8238 | -1.8951 | 10 | 10 | 14999.0063 | 17504.7128 | 0.75841 | 0.17122 | 0.048756 | 0.77031 | 0.72155 | 8760 | 0 | 8760 | 0 | 0 | -0.0037586 | 0.12392 | 0 | 89.9658 | 2.8864 | 0.38886 | -25.6149 | 2166.217 | 87.4188 | 1.2541 | 0 | 0 | 0 | 0 | 0 | 0 | 0 | 0 | 0 | 332.9971 | 277.5717 | 7988.7096 | 0 | 2454.5215 | 0.15866 | 0.00010078 | 4.7626 | 4.7626 | 4.7626 | 0.94089 | 0.060482 | 15883.5642 | 0 | 756.0657 | 0 | 0 | 0 | 0.78695 | #N/A | #N/A
Henrietta Solar Project 1 PV-NT | CIPV | CA_CISO | CA | Hourly Resource | PV-Tracking | 100 | 0 |  | 2016-08-19 | 2050-12-31 | 38.1302 | -12.7064 | -3.4138 | 100 | 100 | 223231.7751 | 0 | 0 | 0.25483 | 0 | 8.5119 | 8.5119 | 8760 | 0 | 8760 | 0 | 0 | 0 | 0 | 3506.6248 | 90.3389 | 3.2562 | 0.39218 | -27.2831 | 2190.2874 | 88.6405 | 0 | 0 | 0 | 0 | 0 | 0 | 0 | 0 | 0 | 0 | 0 | 2520.2271 | 0 | 0 | 1.397e-07 | 0.15866 | 0.00010078 | 4.7626 | 4.7626 | 4.7626 | 0 | 1.2318 | 0 | 0 | 9.8841e-05 | 0 | 0 | 0 | 8.5119 | #N/A | #N/A
High 5 Solar BESS 1 BA | CISC | CA_CISO | CA | Pumped Storage | Energy Storage | 50 | -50 |  | 2021-12-08 | 2050-12-31 | 46.6262 | -22.2439 | -6.0458 | 50 | 50 | 63764.2575 | 74310.8887 | 1.9906 | 0.14558 | 0.20711 | 2.4567 | 2.2496 | 8760 | 0 | 8760 | 0 | 0 | -0.01582 | 0.49712 | 0 | 68.6676 | -12.5467 | -5.4763 | -39.7771 | 1944.1786 | 71.6211 | 1.1133 | 0 | 0 | 0 | 0 | 0 | 0 | 0 | 0 | 0 | 35782.4866 | 57848.2714 | 65580.0321 | 1.3773 | 25117.0077 | 0.15866 | 0.00010078 | 4.7626 | 4.7626 | 4.7626 | 3463.0948 | 7.8408 | 10789.6607 | 0.00046262 | 10052.4904 | 0 | 0 | 0 | 2.481 | #N/A | #N/A
High 5 Solar PV-NT | CISC | CA_CISO | CA | Hourly Resource | PV-NonTracking | 100 | 0 |  | 2021-08-06 | 2050-12-31 | 40.1372 | -18.4406 | -6.2312 | 100 | 100 | 239741.1844 | 0 | 0 | 0.27368 | 0 | 9.6225 | 9.6225 | 8760 | 0 | 8760 | 0 | 0 | 0 | 0 | 55235.1155 | 68.3823 | -12.5467 | -5.7615 | -40.0786 | 1944.9124 | 71.7796 | 0 | 0 | 0 | 0 | 0 | 0 | 0 | 0 | 0 | 0 | 0 | 0 | 0 | 0 | 832.3037 | 0.15866 | 0.00010078 | 4.7626 | 4.7626 | 4.7626 | 0 | 0 | 0 | 0 | 0.95447 | 0 | 0 | 0 | 9.6225 | #N/A | #N/A
High Line Canal Hydro 1 HY | CIPV | CA_CISO | CA | Hydro | Hydro | 0.5 | 0 |  | 2014-06-11 | 2050-12-31 | 91.5781 | 8.3732 | 1.0265 | 0.2595 | 0.2595 | 845.253 | 0 | 0 | 0.37183 | 0 | 0.077408 | 0.077408 | 0 | 0 | 1 | 8759 | 0 | 0 | 0 | 53.0925 | 97.2222 | 8.8291 | 1.7026 | -25.9621 | 1781.6228 | 67.5568 | 0 | 0 | 0 | 0 | 0 | 0 | 0 | 0 | 0 | 0 | 19.362 | 1.4985 | 5.885 | 99.5695 | 387.0515 | 0.15866 | 0.00010078 | 4.7626 | 4.7626 | 4.7626 | 232.2537 | 0.00066466 | 115.6939 | 1696.9709 | 4610.2154 | 0 | 0 | 0 | 0.084063 | #N/A | #N/A
High Lonesome Mesa Wind Farm 1 WT | PNM | SW_PNM | NM | Hourly Resource | WT-Onshore | 99 | 0 |  | 2009-06-01 | 2040-12-31 | 33.6649 | -36.2618 | -13.0163 | 99 | 99 | 355686.799 | 0 | 0 | 0.41014 | 0 | 11.9741 | 11.9741 | 8760 | 0 | 8760 | 0 | 0 | 0 | 0 | 7451.0417 | 43.9965 | -33.9307 | -8.7634 | -38.7468 | 1758.863 | 71.5214 | 0 | 0 | 0 | 0 | 0 | 0 | 0 | 0 | 0 | 0 | 0 | 69899.3071 | 0 | 0 | 2044.3088 | 0.89269 | 0.0029891 | 22.2939 | 5.1679 | 17.1082 | 0 | 338.3483 | 0 | 0 | 46212.8997 | 0 | 0 | 0 | 12.0207 | #N/A | #N/A
High Mesa 1 WT | IPMV | BS_IPCO | ID | Hourly Resource | WT-Onshore | 40 | 0 |  | 2012-12-08 | 2050-12-31 | 84.9002 | 14.7553 | -0.24127 | 40 | 40 | 76212.6401 | 0 | 0 | 0.2175 | 0 | 6.4705 | 6.4705 | 8760 | 0 | 8760 | 0 | 0 | 0 | 0 | 3.52 | 114.7672 | 25.227 | 2.8496 | -29.3528 | 1931.4911 | 131.0086 | 0 | 0 | 0 | 0 | 0 | 0 | 0 | 0 | 0 | 0 | 0 | 76212.6401 | 0 | 0 | 3.5199 | 0.015242 | 0.010783 | 14.1881 | 0.031824 | 14.1563 | 0 | 81.1599 | 0 | 0 | 0.0015743 | 0 | 0 | 0 | 6.4706 | #N/A | #N/A
High Top Solar PV-T | BPAT | NW_BPAT | WA | Hourly Resource | PV-Tracking | 80 | 0 |  | 2024-04-01 | 2051-12-31 | 90.2803 | 28.2033 | 5.6553 | 80 | 80 | 180482.6795 | 0 | 0 | 0.25754 | 0 | 16.294 | 16.294 | 8760 | 0 | 8760 | 0 | 0 | 0 | 0 | 904.2006 | 112.1011 | 18.1071 | 7.3034 | -35.3953 | 1818.8606 | 101.1606 | 0 | 0 | 0 | 0 | 0 | 0 | 0 | 0 | 0 | 0 | 0 | 0 | 0 | 0 | 82.2006 | 0.13517 | 0.13517 | 0.67195 | 0.031824 | 0.68397 | 0 | 0 | 0 | 0 | 6931.6075 | 0 | 0 | 0 | 16.301 | #N/A | #N/A
High Winds Energy Center 1 WT | CIPB | CA_CISO | CA | Hourly Resource | WT-Onshore | 162 | 0 |  | 2003-12-23 | 2050-12-31 | 97.5051 | 1.2768 | -1.7849 | 162 | 162 | 424983.0247 | 0 | 0 | 0.29947 | 0 | 41.438 | 41.438 | 8760 | 0 | 8760 | 0 | 0 | 0 | 0 | 0 | 94.3949 | 6.9918 | 0.71262 | -25.8934 | 1555.9457 | 59.3617 | 0 | 0 | 0 | 0 | 0 | 0 | 0 | 0 | 0 | 0 | 0 | 424983.0247 | 0 | 0 | -0.00054613 | 0.15866 | 0.00010078 | 4.7626 | 4.7626 | 4.7626 | 0 | 35.4194 | 0 | 0 | -0.030894 | 0 | 0 | 0 | 41.438 | #N/A | #N/A
High_Plains | PAWY | BS_PACE | WY | Hourly Resource | WT-Onshore | 122.1 | 0 |  | 2009-09-13 | 2049-01-01 | 74.7213 | 6.4588 | -11.7532 | 122.1 | 122.1 | 439235.6304 | 0 | 0 | 0.41066 | 0 | 32.8203 | 32.8203 | 8760 | 0 | 8760 | 0 | 0 | 0 | 0 | 57519.1813 | 102.1922 | 23.486 | -7.9844 | -24.9997 | 2092.6506 | 143.4362 | 0 | 0 | 0 | 0 | 0 | 0 | 0 | 0 | 0 | 0 | 0 | 439235.6305 | 0 | 0 | 57519.1811 | 7.007 | 5.9428 | 85.5427 | 0.031824 | 85.5024 | 0 | 418340.3003 | 0 | 0 | 3551442.6172 | 0 | 0 | 0 | 36.79 | #N/A | #N/A
Hilda Wind Hld1 1 WT | AESO | AB_AESO | AB | Hourly Resource | WT-Onshore | 100 | 0 |  | 2022-11-04 | 2054-12-31 | 74.9859 | -6.6859 | 4.5029 | 100 | 100 | 232830.5011 | 0 | 0 | 0.26579 | 0 | 17.459 | 17.459 | 8760 | 0 | 8760 | 0 | 0 | 0 | 0 | 974.7988 | 101.2275 | 10.8646 | 3.6724 | -26.2945 | 795.9116 | 70.8568 | 0 | 0 | 0 | 0 | 0 | 0 | 0 | 0 | 0 | 0 | 0 | 83.1 | 0 | 0 | 690.0686 | 1.8659 | 0.0078726 | 35.0857 | 35.06 | 35.06 | 0 | 0.097861 | 0 | 0 | 11945.206 | 0 | 0 | 0 | 17.4709 | #N/A | #N/A
Hills Creek HY 1 HY | BPAT | NW_BPAT | OR | Hydro | Hydro | 30 | 0 |  | 1962-02-01 | 2050-12-31 | 103.1178 | 14.806 | 3.9565 | 17.5234 | 14.3642 | 111947.1964 | 0 | 0 | 0.36512 | 0 | 11.5438 | 11.5438 | 0 | 0 | 254 | 8506 | 0 | 0 | 0 | 0 | 108.1437 | 16.2963 | 5.1569 | -36.3177 | 1782.005 | 94.6998 | 0 | 0 | 0 | 0 | 0 | 0 | 0 | 0 | 0 | 0 | 5119.0266 | 19048.5012 | 2095.4928 | 911.1021 | 21105.4293 | 0.13517 | 0.13517 | 0.67195 | 0.031824 | 0.68397 | 214.3066 | 515.1888 | 136.6409 | 8.5222 | 11070.1908 | 0 | 0 | 0 | 11.5557 | #N/A | #N/A
Hollister Solar 1 PV-NT | CIPV | CA_CISO | CA | Hourly Resource | PV-NonTracking | 1.5 | 0 |  | 2015-04-17 | 2050-12-31 | 67.5641 | 4.9156 | 3.5832 | 1.5 | 1.5 | 3956.8425 | 0 | 0 | 0.30113 | 0 | 0.26734 | 0.26734 | 8760 | 0 | 8760 | 0 | 0 | 0 | 0 | 85.887 | 99.4359 | 5.1917 | 7.5537 | -26.914 | 1933.3196 | 68.664 | 0 | 0 | 0 | 0 | 0 | 0 | 0 | 0 | 0 | 0 | 0 | 0 | 0 | 0 | -1.5061e-07 | 0.15866 | 0.00010078 | 4.7626 | 4.7626 | 4.7626 | 0 | 0 | 0 | 0 | -2.6043e-06 | 0 | 0 | 0 | 0.26734 | #N/A | #N/A
Holloman Solar Facility Hpv1 PV-T | EPE | SW_EPE | NM | Hourly Resource | PV-Tracking | 5 | 0 |  | 2018-10-01 | 2048-10-01 | 23.7102 | -27.995 | -2.9766 | 5 | 5 | 13259.5659 | 0 | 0 | 0.30273 | 0 | 0.31439 | 0.31439 | 8760 | 0 | 8760 | 0 | 0 | 0 | 0 | 615.8042 | 52.7849 | -30.0049 | -3.9008 | -27.7783 | 1966.7583 | 72.8755 | 0 | 0 | 0 | 0 | 0 | 0 | 0 | 0 | 0 | 0 | 0 | 12366.114 | 0 | 0 | 606.8721 | 25.7912 | 14.221 | 42.7558 | 5.1679 | 37.1905 | 0 | 96780.7768 | 0 | 0 | 5318.8994 | 0 | 0 | 0 | 0.41649 | #N/A | #N/A
Holter 1 HY | NWMT | NW_NWMT | MT | Hydro | Hydro | 44 | 9.59 |  | 1918-12-01 | 2050-12-31 | 95.5837 | 17.1877 | -3.6194 | 43.3785 | 38.3974 | 342817.8558 | 0 | 0 | 0.73839 | 0 | 32.7678 | 32.7678 | 0 | 0 | 1188 | 7572 | 0 | 0 | 0 | 0 | 103.6055 | 20.2086 | -3.2937 | -219.3428 | 1567.9728 | 110.3404 | 0 | 0 | 0 | 0 | 0 | 0 | 0 | 0 | 0 | 0 | 10243.7759 | 7429.3577 | 7825.2726 | 259.6975 | 9540.2471 | 9.0549 | 8.0429 | 75.1759 | 0.031824 | 75.1075 | 109893.2369 | 41810.7456 | 526751.0455 | 15.8638 | 556843.8155 | 0 | 0 | 0 | 34.0031 | #N/A | #N/A
Hooper Solar 1 PV-T | PSCO | RM_PSCO | CO | Hourly Resource | PV-Tracking | 50 | 0 |  | 2015-12-23 | 2036-09-30 | 73.2973 | 19.7237 | 0.85398 | 50 | 50 | 117541.6954 | 0 | 0 | 0.26836 | 0 | 8.6155 | 8.6155 | 8760 | 0 | 8760 | 0 | 0 | 0 | 0 | 2585.3047 | 143.6128 | 52.7384 | 4.1838 | -25.5624 | 2509.166 | 215.446 | 0 | 0 | 0 | 0 | 0 | 0 | 0 | 0 | 0 | 0 | 0 | 117541.6954 | 0 | 0 | 2585.3047 | 0.42135 | 0.055066 | 119.3454 | 43.2396 | 76.1058 | 0 | 1868.962 | 0 | 0 | 41273.1651 | 0 | 0 | 0 | 8.6586 | #N/A | #N/A
Hoover A1 HY | TH_Mead | SW_TH_Mead | AZ | Hydro | Hydro | 1037 | 0 |  | 1941-10-01 | 2050-12-31 | 63.2618 | -31.9749 | -9.072 | 567.1355 | 477.5629 | 1723286.5294 | 0 | 0 | 0.27514 | 0 | 109.0183 | 109.0183 | 0 | 0 | 0 | 8760 | 0 | 0 | 0 | 0 | 44.678 | -33.6727 | -8.3399 | -26.4806 | 1876.7458 | 65.0613 | 0 | 0 | 0 | 0 | 0 | 0 | 0 | 0 | 0 | 0 | 68070.8945 | 33642.3109 | 265916.616 | 48102.9768 | 922239.8295 | 0 | 0 | 0 | 0 | 0 | 0 | 0 | 0 | 0 | 0 | 0 | 0 | 0 | 109.0183 | #N/A | #N/A
Hoover N1 HY | TH_Mead | SW_TH_Mead | NV | Hydro | Hydro | 1037 | 0 |  | 1936-12-01 | 2050-12-31 | 64.0385 | -28.6596 | -8.3309 | 632.5327 | 450.8874 | 1818356.1247 | 0 | 0 | 0.26077 | 0 | 116.4448 | 116.4448 | 0 | 0 | 0 | 8760 | 0 | 0 | 0 | 0 | 45.0395 | -33.4162 | -8.2349 | -26.4283 | 1876.7194 | 65.1415 | 0 | 0 | 0 | 0 | 0 | 0 | 0 | 0 | 0 | 0 | 81616.6656 | 39011.4928 | 270871.8234 | 48223.4618 | 891729.7879 | 0 | 0 | 0 | 0 | 0 | 0 | 0 | 0 | 0 | 0 | 0 | 0 | 0 | 116.4448 | #N/A | #N/A
Hopkins Ridge Wind 1-2 | BPAT | NW_BPAT | WA | Hourly Resource | WT-Onshore | 156.6 | 0 |  | 2005-11-01 | 2050-12-31 | 76.9498 | 4.9266 | -4.9364 | 156.6 | 156.6 | 455805.8948 | 0 | 0 | 0.33226 | 0 | 35.0742 | 35.0742 | 8760 | 0 | 8760 | 0 | 0 | 0 | 0 | 30869.1818 | 107.1846 | 18.7935 | 1.7005 | -34.8803 | 1797.7738 | 101.7013 | 0 | 0 | 0 | 0 | 0 | 0 | 0 | 0 | 0 | 0 | 0 | 448438.892 | 0 | 0 | 30869.1801 | 0.13517 | 0.13517 | 0.67195 | 0.031824 | 0.68397 | 0 | 7792.529 | 0 | 0 | 99005.2494 | 0 | 0 | 0 | 35.181 | #N/A | #N/A
Horn PV-NT | CISC | CA_CISO | CA | Hourly Resource | PV-NonTracking | 1.5 | 0 |  | 2023-06-28 | 2054-12-31 | 33.4559 | -16.014 | -5.0962 | 1.5 | 1.5 | 4361.6535 | 0 | 0 | 0.33194 | 0 | 0.14592 | 0.14592 | 8760 | 0 | 8760 | 0 | 0 | 0 | 0 | 11.928 | 72.7922 | -8.8657 | -5.0326 | -25.128 | 1962.6439 | 71.9581 | 0 | 0 | 0 | 0 | 0 | 0 | 0 | 0 | 0 | 0 | 0 | 0 | 0 | 0 | -1.3606e-07 | 0.15866 | 0.00010078 | 4.7626 | 4.7626 | 4.7626 | 0 | 0 | 0 | 0 | -1.611e-06 | 0 | 0 | 0 | 0.14592 | #N/A | #N/A
Horn Rapids Battery BA1 BA | BPAT | NW_BPAT | WA | Pumped Storage | Energy Storage | 1 | -1 |  | 2020-11-01 | 2050-12-31 | 121.2914 | 21.752 | 8.7701 | 1 | 1 | 1253.4227 | 1460.4973 | 0.12392 | 0.14308 | 0.0040709 | 0.081341 | 0.07727 | 8760 | 0 | 8760 | 0 | 0 | -0.00031061 | 0.013837 | 0 | 112.1685 | 18.0993 | 7.3786 | -35.665 | 1820.8448 | 101.2154 | 1.2346 | 0 | 0 | 0 | 0 | 0 | 0 | 0 | 0 | 0 | 3281.6667 | 2502.7412 | 1444.2448 | 71.384 | 2769.0445 | 0.13517 | 0.13517 | 0.67195 | 0.031824 | 0.68397 | 309.813 | 359.3092 | 2549.1101 | 0.026315 | 2462.8147 | 0 | 0 | 0 | 0.087022 | #N/A | #N/A
Horn Rapids Solar And Storage PV PV-NT | BPAT | NW_BPAT | WA | Hourly Resource | PV-NonTracking | 3.2 | 0 |  | 2020-07-01 | 2050-12-31 | 92.2147 | 32.4112 | 6.9419 | 3.2 | 3.2 | 5656.7297 | 0 | 0 | 0.2018 | 0 | 0.52163 | 0.52163 | 8760 | 0 | 8760 | 0 | 0 | 0 | 0 | 36.7712 | 112.1685 | 18.0993 | 7.3786 | -35.665 | 1820.8448 | 101.2154 | 0 | 0 | 0 | 0 | 0 | 0 | 0 | 0 | 0 | 0 | 0 | 1.9232 | 0 | 0 | 1.2416 | 0.13517 | 0.13517 | 0.67195 | 0.031824 | 0.68397 | 0 | 0.0020278 | 0 | 0 | 31.7413 | 0 | 0 | 0 | 0.52167 | #N/A | #N/A
Hornshadow Solar II LLC PV-T | PAUT | BS_PACE | UT | Hourly Resource | PV-Tracking | 200 | 0 |  | 2025-06-30 | 2050-06-29 | 55.7861 | 7.2596 | -4.2896 | 200 | 200 | 493467.5248 | 0 | 0 | 0.28166 | 0 | 27.5286 | 27.5286 | 8760 | 0 | 8760 | 0 | 0 | 0 | 0 | 17361.6756 | 105.3889 | 23.816 | -5.1177 | -24.1599 | 2119.5972 | 139.3871 | 0 | 0 | 0 | 0 | 0 | 0 | 0 | 0 | 0 | 0 | 0 | 3426.4579 | 0 | 0 | 17361.6756 | 7.007 | 5.9428 | 85.5427 | 0.031824 | 85.5024 | 0 | 252706.1636 | 0 | 0 | 832672.7749 | 0 | 0 | 0 | 28.614 | #N/A | #N/A
Hornshadow Solar LLC PV-T | PAUT | BS_PACE | UT | Hourly Resource | PV-Tracking | 100 | 0 |  | 2025-06-30 | 2050-06-29 | 57.1094 | 7.3105 | -3.0414 | 100 | 100 | 247999.51 | 0 | 0 | 0.2831 | 0 | 14.1631 | 14.1631 | 8760 | 0 | 8760 | 0 | 0 | 0 | 0 | 7415.0902 | 106.3565 | 23.816 | -4.1501 | -24.835 | 2139.0701 | 140.1997 | 0 | 0 | 0 | 0 | 0 | 0 | 0 | 0 | 0 | 0 | 0 | 1315.9477 | 0 | 0 | 7415.0902 | 7.007 | 5.9428 | 85.5427 | 0.031824 | 85.5024 | 0 | 130518.5502 | 0 | 0 | 290168.0393 | 0 | 0 | 0 | 14.5838 | #N/A | #N/A
Horse Butte Wind I 1 WT | PAID | BS_PACE | ID | Hourly Resource | WT-Onshore | 57.6 | 0 |  | 2012-08-01 | 2050-12-31 | 77.2661 | 8.2349 | -1.3789 | 57.6 | 57.6 | 130710.1001 | 0 | 0 | 0.25905 | 0 | 10.0995 | 10.0995 | 8760 | 0 | 8760 | 0 | 0 | 0 | 0 | 2427.7466 | 115.8744 | 26.8132 | 2.3706 | -73.5867 | 2267.0493 | 144.1549 | 0 | 0 | 0 | 0 | 0 | 0 | 0 | 0 | 0 | 0 | 0 | 130710.1001 | 0 | 0 | 2427.804 | 7.007 | 5.9428 | 85.5427 | 0.031824 | 85.5024 | 0 | 409694.9861 | 0 | 0 | 115042.4182 | 0 | 0 | 0 | 10.6242 | #N/A | #N/A
Horse Mesa 1 HY | SRP | SW_SRP | AZ | Hydro | Hydro | 30 | 3 |  | 1927-01-01 | 2050-12-31 | 61.3726 | -29.9616 | -7.9035 | 116.701 | 68.4837 | 167379.7323 | 0 | 0 | 0.14812 | 0 | 10.2725 | 10.2725 | 0 | 0 | 13 | 8747 | 0 | 0 | 0 | 0 | 46.6266 | -32.1674 | -7.8965 | -24.9855 | 1892.731 | 66.7733 | 0 | 0 | 0 | 0 | 0 | 0 | 0 | 0 | 0 | 0 | 2776.946 | 24527.9715 | 919.54 | 1923.2379 | 47320.3129 | 1.0352 | 0.11547 | 12.6186 | 5.1679 | 7.4506 | 14991.6093 | 2069.6537 | 2560.8072 | 5255.0525 | 408151.9615 | 0 | 0 | 0 | 10.7056 | #N/A | #N/A
Horse Mesa PS1 PS | SRP | SW_SRP | AZ | Pumped Storage | PumpedStorage | 119 | -119 |  | 1972-06-01 | 2050-12-31 | 34.5094 | -36.8258 | -7.1331 | 119 | 119 | 153002.8387 | 202099.7781 | 2.2405 | 0.14677 | 0 | 7.7735 | 7.7735 | 8760 | 0 | 8760 | 0 | 0 | 0 | 1.3994 | 0 | 47.006 | -32.1674 | -7.5171 | -25.013 | 1915.5271 | 67.3894 | 0.80422 | 0 | 0 | 0 | 0 | 0 | 0 | 0 | 0 | 0 | 121829.6399 | 583046.3084 | 180806.0181 | 5652.6291 | 255036.7582 | 1.0352 | 0.11547 | 12.6186 | 5.1679 | 7.4506 | 53561.5914 | 4746.2775 | 104172.8396 | 678.9252 | 364218.1426 | 0 | 0 | 0 | 8.3009 | #N/A | #N/A
Horseshoe Bend 1 WT | NWMT | NW_NWMT | MT | Hourly Resource | WT-Onshore | 9 | 0 |  | 2006-02-01 | 2050-12-31 | 82.6468 | 16.9536 | -7.0453 | 9 | 9 | 18245.241 | 0 | 0 | 0.23142 | 0 | 1.5079 | 1.5079 | 8760 | 0 | 8760 | 0 | 0 | 0 | 0 | 67.923 | 115.4452 | 33.446 | -4.6914 | -92.2475 | 1647.6896 | 107.3083 | 0 | 0 | 0 | 0 | 0 | 0 | 0 | 0 | 0 | 0 | 0 | 5047.576 | 0 | 0 | 64.215 | 9.0549 | 8.0429 | 75.1759 | 0.031824 | 75.1075 | 0 | 12921.7273 | 0 | 0 | 2838.5972 | 0 | 0 | 0 | 1.5237 | #N/A | #N/A
Horseshoe Bend Hydro 1 HY | IPTV | BS_IPCO | ID | Hydro | Hydro | 9.4 | 0 |  | 1995-09-13 | 2050-12-31 | 105.3326 | 22.4717 | 3.7632 | 7.8552 | 4.5033 | 45925.9285 | 0 | 0 | 0.47661 | 0 | 4.8375 | 4.8375 | 0 | 0 | 659 | 8101 | 0 | 0 | 0 | 0 | 116.7537 | 24.0629 | 6.0002 | -31.16 | 1927.7344 | 125.7876 | 0 | 0 | 0 | 0 | 0 | 0 | 0 | 0 | 0 | 0 | 471.4866 | 900.0775 | 488.7985 | 1472.7021 | 6447.037 | 0.015242 | 0.010783 | 14.1881 | 0.031824 | 14.1563 | 24.6513 | 77.9301 | 7613.8886 | 0.51269 | 64608.7089 | 0 | 0 | 0 | 4.9098 | #N/A | #N/A
Horseshoe Bend Wind | BPAT | NW_BPAT | OR | Hourly Resource | WT-Onshore | 290 | 0 |  | 2012-08-01 | 2050-12-31 | 84.2723 | 15.7684 | -1.55 | 290 | 290 | 578862.9097 | 0 | 0 | 0.22786 | 0 | 48.7821 | 48.7821 | 8760 | 0 | 8760 | 0 | 0 | 0 | 0 | 1583.11 | 124.279 | 33.717 | 3.8715 | -15.4993 | 1807.7366 | 97.106 | 0 | 0 | 0 | 0 | 0 | 0 | 0 | 0 | 0 | 0 | 0 | 31646.7004 | 0 | 0 | 0.0003254 | 0.13517 | 0.13517 | 0.67195 | 0.031824 | 0.68397 | 0 | 11.1869 | 0 | 0 | 3.4194e-05 | 0 | 0 | 0 | 48.7821 | #N/A | #N/A
Horseshoe Solar Utah Schedule 3-4 PV-T | PAUT | BS_PACE | ID | Hourly Resource | PV-Tracking | 75 | 0 |  | 2022-10-31 | 2049-04-07 | 68.3747 | 17.1507 | -2.7233 | 75 | 75 | 178275.1147 | 0 | 0 | 0.27135 | 0 | 12.1895 | 12.1895 | 8760 | 0 | 8760 | 0 | 0 | 0 | 0 | 1209.1854 | 113.538 | 27.0347 | -0.18722 | -25.6971 | 2128.647 | 145.3412 | 0 | 0 | 0 | 0 | 0 | 0 | 0 | 0 | 0 | 0 | 0 | 12219.4383 | 0 | 0 | 1209.1855 | 7.007 | 5.9428 | 85.5427 | 0.031824 | 85.5024 | 0 | 90845.9527 | 0 | 0 | 58325.3581 | 0 | 0 | 0 | 12.3387 | #N/A | #N/A
Huerfano River Wind 1 WT | PSCO | RM_PSCO | CO | Hourly Resource | WT-Onshore | 8 | 0 |  | 2013-08-30 | 2050-12-31 | 89.4011 | 21.1919 | 1.5045 | 8 | 8 | 11717.9401 | 0 | 0 | 0.16721 | 0 | 1.0476 | 1.0476 | 8760 | 0 | 8760 | 0 | 0 | 0 | 0 | 271.5879 | 134.8038 | 44.1422 | 3.9711 | -24.9114 | 2504.4866 | 199.56 | 0 | 0 | 0 | 0 | 0 | 0 | 0 | 0 | 0 | 0 | 0 | 13.704 | 0 | 0 | 271.7239 | 0.42135 | 0.055066 | 119.3454 | 43.2396 | 76.1058 | 0 | 147.3455 | 0 | 0 | 7528.4414 | 0 | 0 | 0 | 1.0553 | #N/A | #N/A
Hull Hul1 1 PV-NT | AESO | AB_AESO | AB | Hourly Resource | PV-Tracking | 25 | 0 |  | 2020-04-24 | 2050-12-31 | 69.1621 | 14.3879 | 0.92646 | 25 | 25 | 44782.95 | 0 | 0 | 0.20449 | 0 | 3.0973 | 3.0973 | 8760 | 0 | 8760 | 0 | 0 | 0 | 0 | 0 | 92.8467 | 9.018 | -2.8619 | -24.6024 | 783.8538 | 72.1322 | 0 | 0 | 0 | 0 | 0 | 0 | 0 | 0 | 0 | 0 | 0 | 35623.7331 | 0 | 0 | 5.2887e-05 | 1.8659 | 0.0078726 | 35.0857 | 35.06 | 35.06 | 0 | 29.5354 | 0 | 0 | 0.0015802 | 0 | 0 | 0 | 3.0973 | #N/A | #N/A
Humboldt_Bay_Offshore_Wind_Humboldt 1 WS | CIPV | CA_CISO | CA | Hourly Resource | WT-Offshore | 736 | 0 |  | 2032-05-01 | 2051-12-31 | 80.7226 | 7.6923 | 1.8367 | 736 | 736 | 339364.4483 | 0 | 0 | 0.052636 | 0 | 27.3944 | 27.3944 | 8760 | 0 | 8760 | 0 | 0 | 0 | 0 | 0 | 101.6754 | 11.9647 | 3.0202 | -25 | 1823.3882 | 72.6144 | 0 | 0 | 0 | 0 | 0 | 0 | 0 | 0 | 0 | 0 | 0 | 0 | 0 | 0 | 3.3528e-05 | 0.15866 | 0.00010078 | 4.7626 | 4.7626 | 4.7626 | 0 | 0 | 0 | 0 | -0.00037714 | 0 | 0 | 0 | 27.3944 | #N/A | #N/A
Humboldt_Bay_Offshore_Wind_Humboldt 2 WS | CIPV | CA_CISO | CA | Hourly Resource | WT-Offshore | 195 | 0 |  | 2033-05-01 | 2051-12-31 | 80.7301 | 7.6935 | 1.8369 | 195 | 195 | 89906.7292 | 0 | 0 | 0.052632 | 0 | 7.2582 | 7.2582 | 8760 | 0 | 8760 | 0 | 0 | 0 | 0 | 6.4057 | 101.6754 | 11.9647 | 3.0202 | -25 | 1823.3882 | 72.6144 | 0 | 0 | 0 | 0 | 0 | 0 | 0 | 0 | 0 | 0 | 0 | 0 | 0 | 0 | 0 | 0.15866 | 0.00010078 | 4.7626 | 4.7626 | 4.7626 | 0 | 0 | 0 | 0 | 0.00055128 | 0 | 0 | 0 | 7.2582 | #N/A | #N/A
HUMIDOR STORAGE 1 BA | CISC | CA_CISO | CA | Pumped Storage | Energy Storage | 300 | -300 |  | 2023-11-15 | 2054-12-31 | 44.0405 | -26.2557 | -5.6847 | 300 | 300 | 375731.6774 | 437801.96 | 9.644 | 0.14297 | 1.2203 | 16.5405 | 15.3202 | 8760 | 0 | 8760 | 0 | 0 | -0.093105 | 3.3136 | 0 | 69.6233 | -12.438 | -4.6292 | -25.5721 | 1951.6484 | 73.4805 | 1.1466 | 0 | 0 | 0 | 0 | 0 | 0 | 0 | 0 | 0 | 17237.4498 | 28514.9168 | 35693.1432 | 0 | 242625.5003 | 0.15866 | 0.00010078 | 4.7626 | 4.7626 | 4.7626 | 3.4233 | 5.5518 | 49.2263 | 0 | 2423.3643 | 0 | 0 | 0 | 16.543 | #N/A | #N/A
Hummingbird Energy Storage BA | CIPB | CA_CISO | CA | Pumped Storage | Energy Storage | 75 | -75 |  | 2023-05-01 | 2050-12-31 | 87.9264 | 0.71774 | 1.2889 | 75 | 75 | 97972.3469 | 114202.7577 | 7.8311 | 0.14912 | 0.31826 | 2.9936 | 2.6754 | 8760 | 0 | 8760 | 0 | 0 | -0.024346 | 0.76609 | 0 | 99.3648 | 9.4416 | 3.2327 | -26.3085 | 1944.3889 | 68.6761 | 1.2346 | 0 | 0 | 0 | 0 | 0 | 0 | 0 | 0 | 0 | 73406.2897 | 370967.9269 | 167553.6158 | 75 | 71281.0304 | 0.15866 | 0.00010078 | 4.7626 | 4.7626 | 4.7626 | 1066.5179 | 24.1335 | 156190.6758 | 0.00525 | 25783.3014 | 0 | 0 | 0 | 3.1767 | #N/A | #N/A
Humphreys 1 HY | SPPC | SW_NVE | NV | Hydro | Hydro | 0.31 | 0 |  | 2011-07-01 | 2051-12-31 | 34.8665 | -43.0667 | -15.5812 | 0.31 | 0.31 | 763.4253 | 0 | 0 | 0.28113 | 0 | 0.026618 | 0.026618 | 0 | 0 | 0 | 8760 | 0 | 0 | 0 | 348.2694 | 18.4696 | -53.488 | -14.7329 | -313.2846 | 1470.0393 | 59.7777 | 0 | 0 | 0 | 0 | 0 | 0 | 0 | 0 | 0 | 0 | 5.3917 | 0.53165 | 782.7176 | 74.09 | 857.46 | 0.19614 | 0.00021973 | 4.6327 | 0.031824 | 4.6009 | 75.9389 | 0.00040294 | 12559.3301 | 64.7494 | 12602.5397 | 0 | 0 | 0 | 0.051921 | #N/A | #N/A
Hungry Horse 1 HY | BPAT | NW_BPAT | MT | Hydro | Hydro | 428 | 0 |  | 1952-10-01 | 2050-12-31 | 92.0425 | 15.8053 | -0.067891 | 142.6916 | 136.3576 | 1065091.9656 | 0 | 0 | 0.39221 | 0 | 98.0338 | 98.0338 | 0 | 0 | 67 | 8693 | 0 | 0 | 0 | 0 | 108.9846 | 20.6285 | 1.6656 | -54.254 | 1824.7589 | 105.7923 | 0 | 0 | 0 | 0 | 0 | 0 | 0 | 0 | 0 | 0 | 24701.0393 | 126030.1132 | 3229.8138 | 9502.5422 | 147325.6145 | 0.13517 | 0.13517 | 0.67195 | 0.031824 | 0.68397 | 870.4422 | 3351.8477 | 509.2607 | 314.732 | 108704.8619 | 0 | 0 | 0 | 98.1475 | #N/A | #N/A
Hunter Solar 1 PV-T | PSCO | RM_PSCO | CO | Hourly Resource | PV-Tracking | 75 | 0 |  | 2021-03-01 | 2054-02-28 | 77.5639 | 22.1 | 1.4357 | 75 | 75 | 180359.3253 | 0 | 0 | 0.27452 | 0 | 13.9894 | 13.9894 | 8760 | 0 | 8760 | 0 | 0 | 0 | 0 | 1160.55 | 140.1544 | 49.2891 | 4.1747 | -25.4116 | 2523.293 | 214.183 | 0 | 0 | 0 | 0 | 0 | 0 | 0 | 0 | 0 | 0 | 0 | 34377.5826 | 0 | 0 | 1160.5501 | 0.42135 | 0.055066 | 119.3454 | 43.2396 | 76.1058 | 0 | 1433.6564 | 0 | 0 | 6568.5771 | 0 | 0 | 0 | 13.9974 | #N/A | #N/A
Hunter Solar PV-T | PAUT | BS_PACE | UT | Hourly Resource | PV-Tracking | 100 | 2.7 |  | 2021-03-01 | 2046-02-28 | 56.8793 | 7.4157 | -3.8149 | 100 | 100 | 248723.1278 | 0 | 0 | 0.28393 | 0 | 14.1472 | 14.1472 | 8760 | 0 | 8760 | 0 | 0 | 0 | 0 | 9887.5722 | 105.7937 | 23.816 | -4.7129 | -24.5417 | 2127.1995 | 139.717 | 0 | 0 | 0 | 0 | 0 | 0 | 0 | 0 | 0 | 0 | 0 | 52271.7572 | 0 | 0 | 9887.5721 | 7.007 | 5.9428 | 85.5427 | 0.031824 | 85.5024 | 0 | 126782.2765 | 0 | 0 | 444125.1635 | 0 | 0 | 0 | 14.7181 | #N/A | #N/A
HuronSolar | CIPV | CA_CISO | CA | Hourly Resource | PV-NonTracking | 20 | 0 |  | 2012-08-30 | 2050-12-31 | 46.4833 | -14.7564 | -4.0686 | 20 | 20 | 35461.9253 | 0 | 0 | 0.20241 | 0 | 1.6484 | 1.6484 | 8760 | 0 | 8760 | 0 | 0 | 0 | 0 | 10368.9347 | 83.2711 | -2.6359 | -0.78357 | -58.4269 | 2063.3445 | 83.379 | 0 | 0 | 0 | 0 | 0 | 0 | 0 | 0 | 0 | 0 | 0 | 19523.7784 | 0 | 0 | 1964.9015 | 0.15866 | 0.00010078 | 4.7626 | 4.7626 | 4.7626 | 0 | 3.8862 | 0 | 0 | 10.9416 | 0 | 0 | 0 | 1.6484 | #N/A | #N/A
Hyder 1 (Phase 1) BESS | AZPS | SW_AZPS | AZ | Pumped Storage | Energy Storage | 24 | -16 |  | 2022-06-01 | 2050-12-31 | 32.9954 | -34.8888 | -12.0041 | 24 | 24 | 37216.7976 | 43445.6409 | 0.71589 | 0.17702 | 0.12099 | 1.2297 | 1.1087 | 8760 | 0 | 8760 | 0 | 0 | -0.0093433 | 0.32266 | 0 | 42.7126 | -32.2509 | -11.727 | -26.081 | 1923.6938 | 65.8588 | 0.77794 | 0 | 0 | 0 | 0 | 0 | 0 | 0 | 0 | 0 | 26695.3629 | 112064.5373 | 41280.406 | 12158.1759 | 51788.2358 | 0.94841 | 0.0016464 | 11.9962 | 5.1679 | 6.8283 | 52852.7202 | 19.878 | 184338.6414 | 13486.7497 | 164879.5113 | 0 | 0 | 0 | 1.6453 | #N/A | #N/A
Hyder 2 BA | AZPS | SW_AZPS | AZ | Pumped Storage | Energy Storage | 14 | -14 |  | 2022-06-01 | 2050-12-31 | 32.7238 | -34.8667 | -12.0608 | 14 | 14 | 21708.2659 | 25341.4875 | 0.40492 | 0.17701 | 0.070575 | 0.7298 | 0.65922 | 8760 | 0 | 8760 | 0 | 0 | -0.0054498 | 0.18929 | 0 | 42.6565 | -32.2509 | -11.7831 | -26.164 | 1923.0942 | 65.8658 | 0.77717 | 0 | 0 | 0 | 0 | 0 | 0 | 0 | 0 | 0 | 20759.9622 | 59240.7346 | 41206.6232 | 4660.0405 | 14554.8002 | 0.94841 | 0.0016464 | 11.9962 | 5.1679 | 6.8283 | 27745.3466 | 10.5052 | 148127.7228 | 15665.6768 | 58730.0558 | 0 | 0 | 0 | 0.98008 | #N/A | #N/A
Hyder 2 PV | AZPS | SW_AZPS | AZ | Hourly Resource | PV-Tracking | 16 | 0 |  | 2013-12-17 | 2050-12-31 | 11.6896 | -32.8005 | -10.0136 | 16 | 16 | 49957.0705 | 0 | 0 | 0.35643 | 0 | 0.58398 | 0.58398 | 8760 | 0 | 8760 | 0 | 0 | 0 | 0 | 388.6575 | 42.6223 | -32.2509 | -11.8173 | -26.1972 | 1922.9215 | 65.8679 | 0 | 0 | 0 | 0 | 0 | 0 | 0 | 0 | 0 | 0 | 0 | 22709.4347 | 0 | 0 | 5.76 | 0.94841 | 0.0016464 | 11.9962 | 5.1679 | 6.8283 | 0 | 62.1018 | 0 | 0 | 321.7965 | 0 | 0 | 0 | 0.58436 | #N/A | #N/A
Hyder I (Phase 1) | AZPS | SW_AZPS | AZ | Hourly Resource | PV-Tracking | 16 | 0 |  | 2011-11-11 | 2050-12-31 | 11.1091 | -32.5075 | -9.6544 | 16 | 16 | 41708.864 | 0 | 0 | 0.29758 | 0 | 0.46335 | 0.46335 | 8760 | 0 | 8760 | 0 | 0 | 0 | 0 | 313.904 | 42.6872 | -32.2509 | -11.7524 | -26.1052 | 1923.5968 | 65.865 | 0 | 0 | 0 | 0 | 0 | 0 | 0 | 0 | 0 | 0 | 0 | 18575.0194 | 0 | 0 | 4.64 | 0.94841 | 0.0016464 | 11.9962 | 5.1679 | 6.8283 | 0 | 57.3474 | 0 | 0 | 259.2249 | 0 | 0 | 0 | 0.46367 | #N/A | #N/A
Hyder I (Phase 2) | AZPS | SW_AZPS | AZ | Hourly Resource | PV-Tracking | 14 | 0 |  | 2012-02-03 | 2050-12-31 | 11.2514 | -32.5057 | -9.5001 | 14 | 14 | 36464.554 | 0 | 0 | 0.29733 | 0 | 0.41028 | 0.41028 | 8760 | 0 | 8760 | 0 | 0 | 0 | 0 | 274.596 | 42.9282 | -32.2509 | -11.5114 | -26.0708 | 1922.4363 | 65.8966 | 0 | 0 | 0 | 0 | 0 | 0 | 0 | 0 | 0 | 0 | 0 | 18472.3497 | 0 | 0 | 4.046 | 0.94841 | 0.0016464 | 11.9962 | 5.1679 | 6.8283 | 0 | 51.0987 | 0 | 0 | 226.0397 | 0 | 0 | 0 | 0.41055 | #N/A | #N/A
Hyline Solar Center 1 PV-NT | IPTV | BS_IPCO | ID | Hourly Resource | PV-NonTracking | 9 | 0 |  | 2016-12-31 | 2050-12-31 | 88.9914 | 29.608 | 4.406 | 9 | 9 | 20165.409 | 0 | 0 | 0.25578 | 0 | 1.7945 | 1.7945 | 8760 | 0 | 8760 | 0 | 0 | 0 | 0 | 51.867 | 115.2734 | 23.9366 | 4.6463 | -30.8808 | 1911.5326 | 123.9045 | 0 | 0 | 0 | 0 | 0 | 0 | 0 | 0 | 0 | 0 | 0 | 14382.6895 | 0 | 0 | 51.867 | 0.015242 | 0.010783 | 14.1881 | 0.031824 | 14.1563 | 0 | 4.6009 | 0 | 0 | 0.014069 | 0 | 0 | 0 | 1.7946 | #N/A | #N/A
Hypower Inc Forks Of Butte 1 HY | CIPV | CA_CISO | CA | Hydro | HydroRPS | 7.15 | 0 |  | 1992-03-16 | 2050-12-31 | 76.0556 | 15.2974 | 0.6971 | 2.5598 | 5.4061 | 25395.5189 | 0 | 0 | 0.22386 | 0 | 1.9315 | 1.9315 | 0 | 0 | 0 | 8760 | 0 | 0 | 0 | 385.6713 | 98.0236 | 9.546 | 1.787 | -25.3125 | 1811.6394 | 68.4541 | 0 | 0 | 0 | 0 | 0 | 0 | 0 | 0 | 0 | 0 | 100.7465 | 3392.4079 | 15.6505 | 158.5824 | 5555.4452 | 0.15866 | 0.00010078 | 4.7626 | 4.7626 | 4.7626 | 1142.594 | 0.37045 | 278.4761 | 826.5121 | 8240.0675 | 0 | 0 | 0 | 1.942 | #N/A | #N/A
Ice Harbor | BPAT | NW_BPAT | WA | Hydro | Hydro | 603 | 0 |  | 1962-01-01 | 2050-12-31 | 98.5799 | 13.3066 | 3.1921 | 550.4815 | 589.6819 | 2011661.813 | 0 | 0 | 0.35437 | 0 | 198.3094 | 198.3094 | 0 | 0 | 48 | 8712 | 0 | 0 | 0 | 0 | 109.4539 | 18.0603 | 4.7031 | -35.4157 | 1787.2253 | 99.3253 | 0 | 0 | 0 | 0 | 0 | 0 | 0 | 0 | 0 | 0 | 0 | 0 | 0 | 0 | 0 | 0.13517 | 0.13517 | 0.67195 | 0.031824 | 0.68397 | 0 | 0 | 0 | 0 | 0 | 0 | 0 | 0 | 198.3094 | #N/A | #N/A
Id Solar 1 Boise City Solar 1 PV-T | IPTV | BS_IPCO | ID | Hourly Resource | PV-Tracking | 40 | 0 |  | 2016-12-31 | 2050-12-31 | 89.5453 | 28.4752 | 4.203 | 40 | 40 | 102333.96 | 0 | 0 | 0.29205 | 0 | 9.1635 | 9.1635 | 8760 | 0 | 8760 | 0 | 0 | 0 | 0 | 427.24 | 116.4443 | 24.4898 | 5.264 | -31.1473 | 1937.6779 | 127.1845 | 0 | 0 | 0 | 0 | 0 | 0 | 0 | 0 | 0 | 0 | 0 | 82928.0243 | 0 | 0 | 427.2399 | 0.015242 | 0.010783 | 14.1881 | 0.031824 | 14.1563 | 0 | 28.7008 | 0 | 0 | 0.12681 | 0 | 0 | 0 | 9.1636 | #N/A | #N/A
Imperial Valley Solar 1 PV-NT | IID | CA_IID | CA | Hourly Resource | PV-NonTracking | 23 | 0 |  | 2012-06-01 | 2050-12-31 | 24.5491 | -20.544 | -9.7902 | 23 | 23 | 51527.0731 | 0 | 0 | 0.25574 | 0 | 1.2649 | 1.2649 | 8760 | 0 | 8760 | 0 | 0 | 0 | 0 | 1082.4368 | 60.6698 | -14.8744 | -11.1463 | -26.3086 | 1847.5651 | 66.1275 | 0 | 0 | 0 | 0 | 0 | 0 | 0 | 0 | 0 | 0 | 0 | 3882.1123 | 0 | 0 | 84.7111 | 0.30887 | 0.0049745 | 15.5549 | 5.1679 | 10.3853 | 0 | 192.1111 | 0 | 0 | 0.034284 | 0 | 0 | 0 | 1.2651 | #N/A | #N/A
Imperial Valley Solar 2 PV-NT | IID | CA_IID | CA | Hourly Resource | PV-NonTracking | 20 | 0 |  | 2015-07-15 | 2050-12-31 | 25.801 | -20.765 | -8.536 | 20 | 20 | 46590.8667 | 0 | 0 | 0.26593 | 0 | 1.2021 | 1.2021 | 8760 | 0 | 8760 | 0 | 0 | 0 | 0 | 1293.1533 | 61.5353 | -14.8744 | -10.2809 | -26.0089 | 1848.6224 | 66.1129 | 0 | 0 | 0 | 0 | 0 | 0 | 0 | 0 | 0 | 0 | 0 | 2197.8113 | 0 | 0 | 95.8761 | 0.30887 | 0.0049745 | 15.5549 | 5.1679 | 10.3853 | 0 | 181.6934 | 0 | 0 | 0.040891 | 0 | 0 | 0 | 1.2023 | #N/A | #N/A
Imperial Valley West Q 608 1 PV-NT | CISD | CA_CISO | CA | Hourly Resource | PV-NonTracking | 150 | 0 |  | 2015-09-30 | 2050-12-31 | 25.3023 | -20.5513 | -7.2295 | 150 | 150 | 421653.1503 | 0 | 0 | 0.32089 | 0 | 10.6688 | 10.6688 | 8760 | 0 | 8760 | 0 | 0 | 0 | 0 | 0 | 62.8303 | -14.3455 | -9.5147 | -24.9708 | 1885.2778 | 67.1589 | 0 | 0 | 0 | 0 | 0 | 0 | 0 | 0 | 0 | 0 | 0 | 13824.657 | 0 | 0 | 1.1735e-05 | 0.15866 | 0.00010078 | 4.7626 | 4.7626 | 4.7626 | 0 | 5.8036 | 0 | 0 | -6.9885e-07 | 0 | 0 | 0 | 10.6688 | #N/A | #N/A
Indian Valley Hydro 1 HY | CIPV | CA_CISO | CA | Hydro | HydroRPS | 3.01 | 0 |  | 1983-09-15 | 2050-12-31 | 57.9727 | 11.95 | 0.43246 | 0.85245 | 0.001 | 3504.6196 | 0 | 0 | 0.13336 | 0 | 0.20317 | 0.20317 | 0 | 0 | 336 | 8424 | 0 | 0 | 0 | 144.2254 | 95.5841 | 8.2381 | 0.65549 | -25.761 | 1774.8877 | 65.381 | 0 | 0 | 0 | 0 | 0 | 0 | 0 | 0 | 0 | 0 | 28.2525 | 74.739 | 0.33341 | 15.3037 | 275.7483 | 0.15866 | 0.00010078 | 4.7626 | 4.7626 | 4.7626 | 255.939 | 0.023094 | 0.14296 | 59.4621 | 770.058 | 0 | 0 | 0 | 0.20426 | #N/A | #N/A
Industry Metrolink PV 1 PV-NT | CISC | CA_CISO | CA | Hourly Resource | PV-NonTracking | 1.5 | 0 |  | 2012-04-03 | 2050-12-31 | 37.4665 | -19.4724 | -4.4386 | 1.5 | 1.5 | 2857.134 | 0 | 0 | 0.21744 | 0 | 0.10705 | 0.10705 | 8760 | 0 | 8760 | 0 | 0 | 0 | 0 | 327.438 | 71.2759 | -11.6135 | -3.8011 | -27.5382 | 1990.4261 | 72.7376 | 0 | 0 | 0 | 0 | 0 | 0 | 0 | 0 | 0 | 0 | 0 | 0.3825 | 0 | 0 | 0.042 | 0.15866 | 0.00010078 | 4.7626 | 4.7626 | 4.7626 | 0 | 0.00028596 | 0 | 0 | 3.6494e-05 | 0 | 0 | 0 | 0.10705 | #N/A | #N/A
Innisfail Inf1 1 PV-NT | AESO | AB_AESO | AB | Hourly Resource | PV-Tracking | 22 | 0 |  | 2020-06-15 | 2050-12-31 | 70.272 | 17.4906 | -1.0867 | 22 | 22 | 39394.19 | 0 | 0 | 0.20441 | 0 | 2.7683 | 2.7683 | 8760 | 0 | 8760 | 0 | 0 | 0 | 0 | 14.916 | 94.5306 | 11.2907 | -3.4506 | -25.1257 | 759.1848 | 68.6678 | 0 | 0 | 0 | 0 | 0 | 0 | 0 | 0 | 0 | 0 | 0 | 29295.6665 | 0 | 0 | 14.916 | 1.8659 | 0.0078726 | 35.0857 | 35.06 | 35.06 | 0 | 24.6911 | 0 | 0 | 0.017333 | 0 | 0 | 0 | 2.7683 | #N/A | #N/A
International Turbine Research 1 WT | CIPV | CA_CISO | CA | Hourly Resource | WT-Onshore | 9.2 | 0 |  | 2022-02-28 | 2050-12-31 | 86.0143 | -2.2433 | 3.1032 | 9.2 | 9.2 | 14426.98 | 0 | 0 | 0.17901 | 0 | 1.2409 | 1.2409 | 8760 | 0 | 8760 | 0 | 0 | 0 | 0 | 171.2488 | 95.419 | 4.1329 | 4.5955 | -26.2286 | 2046.4489 | 79.0167 | 0 | 0 | 0 | 0 | 0 | 0 | 0 | 0 | 0 | 0 | 0 | 1.9136 | 0 | 0 | -2.3836e-06 | 0.15866 | 0.00010078 | 4.7626 | 4.7626 | 4.7626 | 0 | 0.0014306 | 0 | 0 | -0.00014979 | 0 | 0 | 0 | 1.2409 | #N/A | #N/A
International Turbine Research 2 | CIPV | CA_CISO | CA | Hourly Resource | WT-Onshore | 9.2 | 0 |  | 2022-02-28 | 2050-12-31 | 83.2306 | -4.4713 | 2.5643 | 9.2 | 9.2 | 13455.7633 | 0 | 0 | 0.16696 | 0 | 1.1199 | 1.1199 | 8760 | 0 | 8760 | 0 | 0 | 0 | 0 | 89.838 | 95.419 | 4.1329 | 4.5955 | -26.2286 | 2046.4489 | 79.0167 | 0 | 0 | 0 | 0 | 0 | 0 | 0 | 0 | 0 | 0 | 0 | 0 | 0 | 0 | 6.7404e-06 | 0.15866 | 0.00010078 | 4.7626 | 4.7626 | 4.7626 | 0 | 0 | 0 | 0 | 2.9649e-05 | 0 | 0 | 0 | 1.1199 | #N/A | #N/A
IPC agg Wind HGWP_GEN | IPTV | BS_IPCO | OR | Hourly Resource | WT-Onshore | 50 | 0 |  | 2016-12-31 | 2051-12-31 | 93.0431 | 12.9813 | -2.8273 | 50 | 50 | 118325.5001 | 0 | 0 | 0.27015 | 0 | 11.0094 | 11.0094 | 8760 | 0 | 8760 | 0 | 0 | 0 | 0 | 4.65 | 112.6282 | 23.4373 | 2.5003 | -31.3695 | 1872.4449 | 120.0956 | 0 | 0 | 0 | 0 | 0 | 0 | 0 | 0 | 0 | 0 | 0 | 65.5945 | 0 | 0 | 1.0245e-06 | 0.015242 | 0.010783 | 14.1881 | 0.031824 | 14.1563 | 0 | 228.2759 | 0 | 0 | 0.00036066 | 0 | 0 | 0 | 11.0096 | #N/A | #N/A
IPC agg Wind MTNAIRW1 | IPTV | BS_IPCO | ID | Hourly Resource | WT-Onshore | 92 | 0 |  | 2012-08-02 | 2051-12-31 | 85.2699 | 14.3255 | 0.22088 | 92 | 92 | 188735.1482 | 0 | 0 | 0.23419 | 0 | 16.0934 | 16.0934 | 8760 | 0 | 8760 | 0 | 0 | 0 | 0 | 8.832 | 114.8715 | 24.8937 | 3.2872 | -29.9477 | 1920.3048 | 128.984 | 0 | 0 | 0 | 0 | 0 | 0 | 0 | 0 | 0 | 0 | 0 | 56.2049 | 0 | 0 | 0.00016643 | 0.015242 | 0.010783 | 14.1881 | 0.031824 | 14.1563 | 0 | 179.0865 | 0 | 0 | 0.005799 | 0 | 0 | 0 | 16.0936 | #N/A | #N/A
IPC Agg Wind Tuanagen | IPMV | BS_IPCO | ID | Hourly Resource | WT-Onshore | 100 | 0 |  | 2010-12-21 | 2050-12-31 | 85.767 | 14.545 | -1.1703 | 100 | 100 | 224861.6001 | 0 | 0 | 0.25669 | 0 | 19.2857 | 19.2857 | 8760 | 0 | 8760 | 0 | 0 | 0 | 0 | 8.2 | 114.2736 | 25.2944 | 2.2887 | -29.227 | 1930.7285 | 131.3518 | 0 | 0 | 0 | 0 | 0 | 0 | 0 | 0 | 0 | 0 | 0 | 207.5604 | 0 | 0 | -7.269e-05 | 0.015242 | 0.010783 | 14.1881 | 0.031824 | 14.1563 | 0 | 220.7423 | 0 | 0 | -0.0012466 | 0 | 0 | 0 | 19.2859 | #N/A | #N/A
IPC Agrhydro 60345 Agg HY | IPMV | BS_IPCO | ID | Hydro | Hydro | 46.97 | 0 |  | 2010-09-01 | 2050-12-31 | 122.2056 | 29.5453 | 5.6022 | 26.7524 | 26.7524 | 124664.2689 | 0 | 0 | 0.53196 | 0 | 15.2347 | 15.2347 | 0 | 0 | 0 | 8760 | 0 | 0 | 0 | 0 | 117.6641 | 25.5236 | 5.4499 | -29.1874 | 1973.0106 | 134.6748 | 0 | 0 | 0 | 0 | 0 | 0 | 0 | 0 | 0 | 0 | 455.5023 | 1057.7303 | 938.9257 | 97.3297 | 22984.3561 | 0.015242 | 0.010783 | 14.1881 | 0.031824 | 14.1563 | 272.8306 | 844.5499 | 22124.3288 | 0.35153 | 799682.8666 | 0 | 0 | 0 | 16.0576 | #N/A | #N/A
Ipmv Hy Agg 1 HY | IPMV | BS_IPCO | ID | Hydro | Hydro | 7.96 | 0 |  | 1984-06-01 | 2050-12-31 | 122.0178 | 29.5564 | 5.4034 | 4.6884 | 4.6884 | 21847.812 | 0 | 0 | 0.53196 | 0 | 2.6658 | 2.6658 | 0 | 0 | 0 | 8760 | 0 | 0 | 0 | 0 | 117.4721 | 25.5254 | 5.2561 | -29.1172 | 1967.615 | 134.5781 | 0 | 0 | 0 | 0 | 0 | 0 | 0 | 0 | 0 | 0 | 95.4113 | 182.691 | 621.9364 | 60.2618 | 5798.6673 | 0.015242 | 0.010783 | 14.1881 | 0.031824 | 14.1563 | 45.1976 | 166.8585 | 18036.5853 | 0.042859 | 228510.5493 | 0 | 0 | 0 | 2.9126 | #N/A | #N/A
IPTV Hyagg Malheur Co HY | IPTV | BS_IPCO | ID | Hydro | Hydro | 14.08 | 0 |  | 1989-05-18 | 2050-12-31 | 118.4831 | 26.5495 | 4.8755 | 8.2931 | 8.2931 | 38645.3758 | 0 | 0 | 0.53196 | 0 | 4.5788 | 4.5788 | 0 | 0 | 0 | 8760 | 0 | 0 | 0 | 0 | 116.003 | 24.1743 | 5.1382 | -30.6456 | 1973.9518 | 126.3502 | 0 | 0 | 0 | 0 | 0 | 0 | 0 | 0 | 0 | 0 | 130.1212 | 281.5676 | 546.4405 | 67.627 | 8808.0849 | 0.015242 | 0.010783 | 14.1881 | 0.031824 | 14.1563 | 66.7596 | 271.2748 | 15297.5371 | 7.6698 | 354600.5559 | 0 | 0 | 0 | 4.9491 | #N/A | #N/A
IPTV WT Agg Elmore Co 2 WT | IPTV | BS_IPCO | ID | Hourly Resource | WT-Onshore | 23 | 0 |  | 2012-08-11 | 2050-12-31 | 86.8257 | 14.3485 | 1.6258 | 23 | 23 | 47119.9851 | 0 | 0 | 0.23387 | 0 | 4.0912 | 4.0912 | 8760 | 0 | 8760 | 0 | 0 | 0 | 0 | 66.01 | 115.5562 | 24.8937 | 3.9719 | -29.9563 | 1920.3975 | 129.1383 | 0 | 0 | 0 | 0 | 0 | 0 | 0 | 0 | 0 | 0 | 0 | 24.288 | 0 | 0 | 3.9919e-05 | 0.015242 | 0.010783 | 14.1881 | 0.031824 | 14.1563 | 0 | 44.7828 | 0 | 0 | 0.0014497 | 0 | 0 | 0 | 4.0913 | #N/A | #N/A
IQ Solar (Norwood) PV | WACM | RM_WACM | CO | Hourly Resource | PV | 0.2 | 0 |  | 2017-06-07 | 2051-12-31 | 86.0168 | 36.1572 | -1.7656 | 0.2 | 0.2 | 532.9788 | 0 | 0 | 0.30421 | 0 | 0.045846 | 0.045846 | 8760 | 0 | 8760 | 0 | 0 | 0 | 0 | 0 | 166.9043 | 81.0195 | -0.80568 | -24.2041 | 2511.2349 | 267.2773 | 0 | 0 | 0 | 0 | 0 | 0 | 0 | 0 | 0 | 0 | 0 | 0 | 0 | 0 | 8.2764e-09 | 0.075305 | 0.00032051 | 86.4793 | 43.2396 | 43.2397 | 0 | 0 | 0 | 0 | 2.0981e-05 | 0 | 0 | 0 | 0.045846 | #N/A | #N/A
Iron Horse Battery Storage 1 BA | TEPC | SW_TEPC | AZ | Pumped Storage | Energy Storage | 10 | -10 |  | 2017-04-30 | 2037-04-30 | 41.9484 | -34.6036 | -6.7857 | 10 | 10 | 13976.6414 | 16301.9306 | 0.38481 | 0.15955 | 0.045418 | 0.50052 | 0.4551 | 8760 | 0 | 8760 | 0 | 0 | -0.0034879 | 0.12209 | 0 | 47.4196 | -32.1439 | -7.127 | -24.7821 | 1953.8906 | 67.4768 | 0.81146 | 0 | 0 | 0 | 0 | 0 | 0 | 0 | 0 | 0 | 20857.5967 | 41375.1549 | 25161.722 | 980.7544 | 14184.8606 | 1.0826 | 0.065843 | 12.0843 | 5.1679 | 6.9163 | 47120.5103 | 852.0692 | 195584.2783 | 10053.6035 | 48555.8417 | 0 | 0 | 0 | 0.80268 | #N/A | #N/A
Iron Horse Solar 1 PV-NT | TEPC | SW_TEPC | AZ | Hourly Resource | PV-NonTracking | 2.04 | 0 |  | 2017-04-20 | 2037-04-20 | 16.4198 | -30.3674 | -5.6265 | 2.04 | 2.04 | 5119.2371 | 0 | 0 | 0.28646 | 0 | 0.084057 | 0.084057 | 8760 | 0 | 8760 | 0 | 0 | 0 | 0 | 0 | 47.4196 | -32.1439 | -7.127 | -24.7821 | 1953.8906 | 67.4768 | 0 | 0 | 0 | 0 | 0 | 0 | 0 | 0 | 0 | 0 | 0 | 50.2975 | 0 | 0 | -1.4425e-07 | 1.0826 | 0.065843 | 12.0843 | 5.1679 | 6.9163 | 0 | 208.2675 | 0 | 0 | -4.0375e-06 | 0 | 0 | 0 | 0.084265 | #N/A | #N/A
Iron Springs 1 PV-T | PAUT | BS_PACE | UT | Hourly Resource | PV-Tracking | 80 | 0 |  | 2016-08-15 | 2036-08-14 | 51.383 | -1.0585 | -5.5119 | 80 | 80 | 182736.2946 | 0 | 0 | 0.26075 | 0 | 9.3895 | 9.3895 | 8760 | 0 | 8760 | 0 | 0 | 0 | 0 | 16174.2656 | 106.2691 | 24.5736 | -4.995 | -24.3349 | 2300.1567 | 146.612 | 0 | 0 | 0 | 0 | 0 | 0 | 0 | 0 | 0 | 0 | 0 | 175572.4908 | 0 | 0 | 16174.3456 | 7.007 | 5.9428 | 85.5427 | 0.031824 | 85.5024 | 0 | 104148.431 | 0 | 0 | 566815.3523 | 0 | 0 | 0 | 10.0605 | #N/A | #N/A
IronMountainPump-Total | CISC | CA_CISO | CA | Hourly Resource | MotorLoad | 28.8 | -3.2 |  | 1980-01-01 | 2050-01-01 | 63.8143 | -17.4899 | -9.074 | 28.8 | 28.8 | 0 | 183327.1694 | 11.6989 | 0 | 0 | -11.6989 | -11.6989 | 8760 | 0 | 8760 | 0 | 0 | 0 | 0 | 0 | 61.5728 | -16.3574 | -8.7603 | -23.9701 | 1874.712 | 66.028 | 0 | 0 | 0 | 0 | 0 | 0 | 0 | 0 | 0 | 0 | 0 | 0 | 0 | 0 | 0 | 0.15866 | 0.00010078 | 4.7626 | 4.7626 | 4.7626 | 0 | 0 | 0 | 0 | 0 | 0 | 0 | 0 | -11.6989 | #N/A | #N/A
IRRICAN HY | AESO | AB_AESO | AB | Hydro | Hydro | 7 | 0 |  | 2004-06-01 | 2050-12-31 | 78.1868 | 2.1276 | -17.018 | 7 | 7 | 15965.5998 | 0 | 0 | 0.26037 | 0 | 1.2483 | 1.2483 | 0 | 0 | 0 | 8760 | 0 | 0 | 0 | 0 | 86.1496 | 7.7877 | -8.3287 | -87.7703 | 799.2096 | 73.172 | 0 | 0 | 0 | 0 | 0 | 0 | 0 | 0 | 0 | 0 | 1380.5469 | 3609.3872 | 3670.5725 | 2380.7497 | 7585.0784 | 1.8659 | 0.0078726 | 35.0857 | 35.06 | 35.06 | 8548.8347 | 52.8393 | 99333.9324 | 82704.2437 | 297586.3954 | 0 | 0 | 0 | 1.7365 | #N/A | #N/A
Isabella Hydro Dam 1 HY | CISC | CA_CISO | CA | Hydro | Hydro | 11.95 | 0 |  | 2021-02-03 | 2050-12-31 | 79.2098 | -5.9672 | -1.4203 | 0.2 | 0.27422 | 1767.3451 | 0 | 0 | 0.10088 | 0 | 0.13999 | 0.13999 | 0 | 0 | 8361 | 399 | 0 | 0 | 0 | 0 | 78.587 | -6.5547 | -1.5488 | -25.6128 | 2059.7832 | 74.8196 | 0 | 0 | 0 | 0 | 0 | 0 | 0 | 0 | 0 | 0 | 0 | 0.02 | 0.394 | 9.1365 | 71.6846 | 0.15866 | 0.00010078 | 4.7626 | 4.7626 | 4.7626 | 0 | 8.55e-06 | 1.368 | 39.5249 | 290.1212 | 0 | 0 | 0 | 0.14032 | #N/A | #N/A
Island Park 1 HY | PAID | BS_PACE | ID | Hydro | Hydro | 4.8 | 0 |  | 1994-04-01 | 2050-12-31 | 120.1171 | 29.8758 | 4.6928 | 3.7968 | 3.7968 | 16938.9175 | 0 | 0 | 0.50929 | 0 | 2.0347 | 2.0347 | 0 | 0 | 0 | 8760 | 0 | 0 | 0 | 0 | 118.8627 | 26.8217 | 5.3504 | -69.5452 | 2288.3521 | 145.6282 | 0 | 0 | 0 | 0 | 0 | 0 | 0 | 0 | 0 | 0 | 5207.6857 | 9477.3469 | 3920.4311 | 0 | 656.9301 | 7.007 | 5.9428 | 85.5427 | 0.031824 | 85.5024 | 44717.1734 | 77994.475 | 260027.2659 | 0 | 146054.4406 | 0 | 0 | 0 | 2.5634 | #N/A | #N/A
Ivanhoe Tulare PV 123 PV-NT | CISC | CA_CISO | CA | Hourly Resource | PV-NonTracking | 3.5 | 0 |  | 2021-09-15 | 2050-12-31 | 36.5968 | -11.1552 | -5.6341 | 3.5 | 3.5 | 8991.5875 | 0 | 0 | 0.29327 | 0 | 0.32906 | 0.32906 | 8760 | 0 | 8760 | 0 | 0 | 0 | 0 | 11.844 | 77.316 | -6.5547 | -2.8198 | -25.4772 | 2050.6865 | 74.6475 | 0 | 0 | 0 | 0 | 0 | 0 | 0 | 0 | 0 | 0 | 0 | 0 | 0 | 0 | -8.6147e-07 | 0.15866 | 0.00010078 | 4.7626 | 4.7626 | 4.7626 | 0 | 0 | 0 | 0 | -3.9304e-06 | 0 | 0 | 0 | 0.32906 | #N/A | #N/A
Ivanpah 1 PV-T | CISC | CA_CISO | CA | Hourly Resource | Solar CSP | 126 | 0 |  | 2013-11-17 | 2050-12-31 | 18.2807 | -30.5705 | -7.4641 | 126 | 126 | 336191.6708 | 0 | 0 | 0.30459 | 0 | 6.1458 | 6.1458 | 8760 | 0 | 8760 | 0 | 0 | 0 | 0 | 22911.975 | 51.8159 | -25.7655 | -9.1091 | -30.1961 | 1890.1416 | 66.4858 | 0 | 0 | 0 | 0 | 0 | 0 | 0 | 0 | 0 | 0 | 0 | 336191.6708 | 0 | 0 | 22911.9828 | 0.15866 | 0.00010078 | 4.7626 | 4.7626 | 4.7626 | 0 | 52.6579 | 0 | 0 | 3.0449 | 0 | 0 | 0 | 6.1459 | #N/A | #N/A
Ivanpah 2 PV-T | CISC | CA_CISO | CA | Hourly Resource | Solar CSP | 133 | 0 |  | 2013-12-30 | 2050-12-31 | 18.2656 | -30.6192 | -7.4744 | 133 | 133 | 356624.3263 | 0 | 0 | 0.30609 | 0 | 6.5139 | 6.5139 | 8760 | 0 | 8760 | 0 | 0 | 0 | 0 | 23726.0144 | 51.8106 | -25.7655 | -9.1145 | -30.1958 | 1890.0917 | 66.4848 | 0 | 0 | 0 | 0 | 0 | 0 | 0 | 0 | 0 | 0 | 0 | 356624.3263 | 0 | 0 | 23726.014 | 0.15866 | 0.00010078 | 4.7626 | 4.7626 | 4.7626 | 0 | 55.9104 | 0 | 0 | 3.0273 | 0 | 0 | 0 | 6.514 | #N/A | #N/A
Ivanpah 3 PV-T | CISC | CA_CISO | CA | Hourly Resource | Solar CSP | 133 | 0 |  | 2013-12-26 | 2050-12-31 | 18.0464 | -30.5301 | -7.5939 | 133 | 133 | 359976.4835 | 0 | 0 | 0.30897 | 0 | 6.4963 | 6.4963 | 8760 | 0 | 8760 | 0 | 0 | 0 | 0 | 22735.5385 | 51.6979 | -25.7655 | -9.2271 | -30.1856 | 1889.3264 | 66.4731 | 0 | 0 | 0 | 0 | 0 | 0 | 0 | 0 | 0 | 0 | 0 | 359976.4835 | 0 | 0 | 22735.5384 | 0.15866 | 0.00010078 | 4.7626 | 4.7626 | 4.7626 | 0 | 56.4855 | 0 | 0 | 2.8646 | 0 | 0 | 0 | 6.4963 | #N/A | #N/A
Jackpot Holdings PV | IPMV | BS_IPCO | ID | Hourly Resource | PV-Tracking | 120 | 0 |  | 2022-12-31 | 2050-12-31 | 87.7829 | 31.5638 | 1.2049 | 120 | 120 | 278445.2589 | 0 | 0 | 0.26488 | 0 | 24.4427 | 24.4427 | 8760 | 0 | 8760 | 0 | 0 | 0 | 0 | 357.2233 | 114.4865 | 26.1609 | 1.635 | -28.044 | 1881.3336 | 130.0397 | 0 | 0 | 0 | 0 | 0 | 0 | 0 | 0 | 0 | 0 | 0 | 3615.3102 | 0 | 0 | -7.2923e-05 | 0.015242 | 0.010783 | 14.1881 | 0.031824 | 14.1563 | 0 | 510.1366 | 0 | 0 | -0.0042396 | 0 | 0 | 0 | 24.4432 | #N/A | #N/A
Jacumba Solar Farm 1 PV-NT | CISD | CA_CISO | CA | Hourly Resource | PV-NonTracking | 20 | 0 |  | 2017-07-25 | 2050-12-31 | 26.8064 | -19.0485 | -7.7603 | 20 | 20 | 52214.32 | 0 | 0 | 0.29803 | 0 | 1.3997 | 1.3997 | 8760 | 0 | 8760 | 0 | 0 | 0 | 0 | 57.66 | 62.6748 | -14.2525 | -9.7632 | -25.2086 | 1895.3134 | 67.4134 | 0 | 0 | 0 | 0 | 0 | 0 | 0 | 0 | 0 | 0 | 0 | 0 | 0 | 0 | -3.2014e-06 | 0.15866 | 0.00010078 | 4.7626 | 4.7626 | 4.7626 | 0 | 0 | 0 | 0 | -1.1992e-05 | 0 | 0 | 0 | 1.3997 | #N/A | #N/A
James B Black 1 HY | CIPV | CA_CISO | CA | Hydro | Hydro | 169.1 | 0 |  | 1966-01-01 | 2050-12-31 | 118.5313 | 9.0932 | 2.0673 | 164.5123 | 154.5336 | 551779.4247 | 0 | 0 | 0.37338 | 0 | 65.4031 | 65.4031 | 0 | 0 | 278 | 8482 | 0 | 0 | 0 | 7.0841 | 99.7152 | 10.5967 | 2.4279 | -25.2269 | 1787.6072 | 70.6656 | 0 | 0 | 0 | 0 | 0 | 0 | 0 | 0 | 0 | 0 | 1545.7144 | 220348.7111 | 36.8329 | 782.4093 | 295623.3593 | 0.15866 | 0.00010078 | 4.7626 | 4.7626 | 4.7626 | 16055.9154 | 15.5943 | 4499.9074 | 5959.6315 | 1353772.0172 | 0 | 0 | 0 | 66.7834 | #N/A | #N/A
Java Solar 1 PV-NT | CIPV | CA_CISO | CA | Hourly Resource | PV-NonTracking | 13.5 | 0 |  | 2022-02-28 | 2050-12-31 | 37.4275 | -13.5175 | -3.4024 | 13.5 | 13.5 | 34733.2186 | 0 | 0 | 0.2937 | 0 | 1.3 | 1.3 | 8760 | 0 | 8760 | 0 | 0 | 0 | 0 | 587.304 | 90.3671 | 3.2562 | 0.42044 | -26.9879 | 2189.7234 | 88.6288 | 0 | 0 | 0 | 0 | 0 | 0 | 0 | 0 | 0 | 0 | 0 | 0 | 0 | 0 | 3.2596e-07 | 0.15866 | 0.00010078 | 4.7626 | 4.7626 | 4.7626 | 0 | 0 | 0 | 0 | -1.7217e-05 | 0 | 0 | 0 | 1.3 | #N/A | #N/A
Jaybird 1 HY | BANC | CA_BANC | CA | Hydro | Hydro | 153 | 0 |  | 1961-04-01 | 2051-12-31 | 112.147 | 9.5282 | 3.6065 | 121.3645 | 79.7816 | 395327.5872 | 0 | 0 | 0.32235 | 0 | 44.3348 | 44.3348 | 0 | 0 | 396 | 8364 | 0 | 0 | 0 | 0 | 106.9107 | 15.8295 | 4.3907 | -11.819 | 1870.8397 | 66.0433 | 0 | 0 | 0 | 0 | 0 | 0 | 0 | 0 | 0 | 0 | 11248.3268 | 166177.7967 | 3929.3086 | 42835.5623 | 185259.9724 | 0.3521 | 0.050745 | 0.86998 | 0.031824 | 0.83815 | 964.6469 | 4082.9379 | 6230.7659 | 1724.7676 | 49021.8339 | 0 | 0 | 0 | 44.3968 | #N/A | #N/A
Jenner 3 Jnr3 1 WT | AESO | AB_AESO | AB | Hourly Resource | WT-Onshore | 109 | 4.5 |  | 2022-06-30 | 2050-12-31 | 68.7554 | -3.6512 | -9.0833 | 109 | 109 | 395784.3448 | 0 | 0 | 0.4145 | 0 | 27.2123 | 27.2123 | 8760 | 0 | 8760 | 0 | 0 | 0 | 0 | 108.564 | 90.3926 | 9.778 | -6.076 | -24.8057 | 754.4125 | 70.3026 | 0 | 0 | 0 | 0 | 0 | 0 | 0 | 0 | 0 | 0 | 0 | 108168.0227 | 0 | 0 | 108.5638 | 1.8659 | 0.0078726 | 35.0857 | 35.06 | 35.06 | 0 | 92.2896 | 0 | 0 | 4247.6717 | 0 | 0 | 0 | 27.2167 | #N/A | #N/A
Jenner Jer1 1 PV-NT | AESO | AB_AESO | AB | Hourly Resource | PV-Tracking | 23 | 0 |  | 2021-06-23 | 2050-12-31 | 75.5667 | 17.0385 | 4.4908 | 23 | 23 | 41094.5217 | 0 | 0 | 0.20396 | 0 | 3.1054 | 3.1054 | 8760 | 0 | 8760 | 0 | 0 | 0 | 0 | 105.8842 | 98.3163 | 10.8904 | 0.7353 | -25.8171 | 769.1236 | 69.083 | 0 | 0 | 0 | 0 | 0 | 0 | 0 | 0 | 0 | 0 | 0 | 17606.6476 | 0 | 0 | 105.8842 | 1.8659 | 0.0078726 | 35.0857 | 35.06 | 35.06 | 0 | 15.9405 | 0 | 0 | 466.781 | 0 | 0 | 0 | 3.1059 | #N/A | #N/A
Jenner Mpc Wagf 1 WT | AESO | AB_AESO | AB | Hourly Resource | WT-Onshore | 122 | 4.5 |  | 2022-06-30 | 2050-12-31 | 63.3973 | -5.2688 | -9.894 | 122 | 122 | 351558.4319 | 0 | 0 | 0.32895 | 0 | 22.2879 | 22.2879 | 8760 | 0 | 8760 | 0 | 0 | 0 | 0 | 173.5448 | 90.179 | 9.778 | -6.2896 | -25.2586 | 752.8645 | 70.4107 | 0 | 0 | 0 | 0 | 0 | 0 | 0 | 0 | 0 | 0 | 0 | 326047.9727 | 0 | 0 | 173.5447 | 1.8659 | 0.0078726 | 35.0857 | 35.06 | 35.06 | 0 | 206.5922 | 0 | 0 | 2140.9736 | 0 | 0 | 0 | 22.2902 | #N/A | #N/A
Jenner Wagf Phase 2 WT | AESO | AB_AESO | AB | Hourly Resource | WT-Onshore | 71.4 | 4.5 |  | 2022-06-30 | 2050-12-31 | 64.3165 | -5.3832 | -8.9606 | 71.4 | 71.4 | 205849.7032 | 0 | 0 | 0.32912 | 0 | 13.2395 | 13.2395 | 8760 | 0 | 8760 | 0 | 0 | 0 | 0 | 0 | 90.7211 | 9.778 | -5.7475 | -24.8051 | 753.687 | 70.3511 | 0 | 0 | 0 | 0 | 0 | 0 | 0 | 0 | 0 | 0 | 0 | 183184.3623 | 0 | 0 | -3.5949e-05 | 1.8659 | 0.0078726 | 35.0857 | 35.06 | 35.06 | 0 | 117.3576 | 0 | 0 | 0.0046313 | 0 | 0 | 0 | 13.2396 | #N/A | #N/A
Jicarilla Solar 1 PV-T | PNM | SW_PNM | NM | Hourly Resource | PV-Tracking | 50 | 0 |  | 2022-04-30 | 2042-04-30 | 15.8244 | -33.9228 | -6.3776 | 50 | 50 | 126411.0846 | 0 | 0 | 0.28861 | 0 | 2.0004 | 2.0004 | 8760 | 0 | 8760 | 0 | 0 | 0 | 0 | 10962.1653 | 45.6655 | -34.9334 | -6.0916 | -35.8314 | 1913.3304 | 72.0494 | 0 | 0 | 0 | 0 | 0 | 0 | 0 | 0 | 0 | 0 | 0 | 54728.2491 | 0 | 0 | 2764.8903 | 0.89269 | 0.0029891 | 22.2939 | 5.1679 | 17.1082 | 0 | 584.374 | 0 | 0 | 14844.3274 | 0 | 0 | 0 | 2.0158 | #N/A | #N/A
Jicarilla Solar 2-2 PV-T | PNM | SW_PNM | NM | Hourly Resource | PV-Tracking | 50 | 0 |  | 2021-03-31 | 2036-03-31 | 15.8945 | -33.9675 | -6.3973 | 50 | 50 | 125479.6164 | 0 | 0 | 0.28648 | 0 | 1.9944 | 1.9944 | 8760 | 0 | 8760 | 0 | 0 | 0 | 0 | 11324.2336 | 45.6717 | -34.9334 | -6.0854 | -35.9007 | 1912.7867 | 72.043 | 0 | 0 | 0 | 0 | 0 | 0 | 0 | 0 | 0 | 0 | 0 | 47752.8122 | 0 | 0 | 2560.3675 | 0.89269 | 0.0029891 | 22.2939 | 5.1679 | 17.1082 | 0 | 573.1429 | 0 | 0 | 14764.8993 | 0 | 0 | 0 | 2.0098 | #N/A | #N/A
Jicarilla Solar 3-3 PV-T | PNM | SW_PNM | NM | Hourly Resource | PV-Tracking | 2 | 0 |  | 2022-11-01 | 2046-11-01 | 17.6788 | -34.3436 | -4.6431 | 2 | 2 | 5053.912 | 0 | 0 | 0.28847 | 0 | 0.089347 | 0.089347 | 8760 | 0 | 8760 | 0 | 0 | 0 | 0 | 441.284 | 46.9564 | -34.9334 | -4.8008 | -29.5935 | 1917.0056 | 72.5096 | 0 | 0 | 0 | 0 | 0 | 0 | 0 | 0 | 0 | 0 | 0 | 104.21 | 0 | 0 | 51.556 | 0.89269 | 0.0029891 | 22.2939 | 5.1679 | 17.1082 | 0 | 21.971 | 0 | 0 | 392.0905 | 0 | 0 | 0 | 0.089761 | #N/A | #N/A
Jicarilla Storage 1 BA | PNM | SW_PNM | NM | Pumped Storage | Energy Storage | 20 | -20 |  | 2023-06-01 | 2043-06-01 | 42.2177 | -36.5872 | -5.2282 | 20 | 20 | 30308.8159 | 35492.1449 | 0.62756 | 0.173 | 0.098701 | 1.5228 | 1.4241 | 8760 | 0 | 8760 | 0 | 0 | -0.007775 | 0.31598 | 0 | 46.5729 | -34.9334 | -5.1843 | -28.908 | 1915.4591 | 72.2948 | 0.82529 | 0 | 0 | 0 | 0 | 0 | 0 | 0 | 0 | 0 | 35887.0698 | 79046.869 | 45840.9384 | 6972.6475 | 66377.48 | 0.89269 | 0.0029891 | 22.2939 | 5.1679 | 17.1082 | 16640.7866 | 56.3341 | 920396.4961 | 98627.755 | 907574.4908 | 0 | 0 | 0 | 3.4661 | #N/A | #N/A
Jim Ford Hydro Agg HY | AVA | NW_AVA | ID | Hydro | Hydro | 1.2 | 0 |  | 2022-08-02 | 2050-12-31 | 94.291 | 15.702 | 2.5307 | 1.2 | 1.2 | 4950.4214 | 0 | 0 | 0.47093 | 0 | 0.46678 | 0.46678 | 0 | 0 | 1 | 8759 | 0 | 0 | 0 | 0 | 109.4406 | 19.3019 | 3.4482 | -33.7925 | 1776.1265 | 101.5541 | 0 | 0 | 0 | 0 | 0 | 0 | 0 | 0 | 0 | 0 | 0.66667 | 1.4667 | 66.6228 | 29.4389 | 93.3737 | 0.0011683 | 0.0011677 | 1.4929 | 0.031824 | 2.0045 | 1.1739 | 1.1744 | 1309.39 | 0.054989 | 2889.8696 | 0 | 0 | 0 | 0.47098 | #N/A | #N/A
Joffre 535S DER Solar 1 PV-NT | AESO | AB_AESO | AB | Hourly Resource | PV-NonTracking | 25 | 0 |  | 2023-06-01 | 2054-12-31 | 76.205 | 14.0807 | 6.1172 | 25 | 25 | 55236.9339 | 0 | 0 | 0.25222 | 0 | 4.2093 | 4.2093 | 8760 | 0 | 8760 | 0 | 0 | 0 | 0 | 643.5411 | 101.2275 | 10.8646 | 3.6724 | -26.2945 | 795.9116 | 70.8568 | 0 | 0 | 0 | 0 | 0 | 0 | 0 | 0 | 0 | 0 | 0 | 1788.3018 | 0 | 0 | 643.5411 | 1.8659 | 0.0078726 | 35.0857 | 35.06 | 35.06 | 0 | 1.9693 | 0 | 0 | 10190.5642 | 0 | 0 | 0 | 4.2195 | #N/A | #N/A
Joffre 535S Der Solar 2 PV-NT | AESO | AB_AESO | AB | Hourly Resource | PV-NonTracking | 22 | 0 |  | 2023-06-01 | 2054-12-31 | 72.1119 | 14.3324 | 2.5597 | 22 | 22 | 49153.962 | 0 | 0 | 0.25505 | 0 | 3.5446 | 3.5446 | 8760 | 0 | 8760 | 0 | 0 | 0 | 0 | 20.856 | 95.3677 | 11.0929 | -2.4158 | -25.0719 | 761.4205 | 69.2023 | 0 | 0 | 0 | 0 | 0 | 0 | 0 | 0 | 0 | 0 | 0 | 1668.1012 | 0 | 0 | 20.856 | 1.8659 | 0.0078726 | 35.0857 | 35.06 | 35.06 | 0 | 1.836 | 0 | 0 | 0.022404 | 0 | 0 | 0 | 3.5446 | #N/A | #N/A
Johanna Storage 1 BA | CISC | CA_CISO | CA | Pumped Storage | Energy Storage | 45 | -20 |  | 2021-01-01 | 2050-12-31 | 52.1059 | -23.23 | -5.0978 | 45 | 45 | 63860.0985 | 74494.2308 | 2.4539 | 0.162 | 0.20753 | 2.3013 | 2.0938 | 8760 | 0 | 8760 | 0 | 0 | -0.015951 | 0.54777 | 0 | 70.4294 | -12.1833 | -4.0778 | -26.8409 | 1992.0093 | 72.227 | 1.1405 | 0 | 0 | 0 | 0 | 0 | 0 | 0 | 0 | 0 | 18512.4602 | 25208.489 | 51988.2962 | 0 | 22983.5508 | 0.15866 | 0.00010078 | 4.7626 | 4.7626 | 4.7626 | 2.3423 | 3.009 | 116.0319 | 0 | 3.8251 | 0 | 0 | 0 | 2.3014 | #N/A | #N/A
John Day | BPAT | NW_BPAT | OR | Hydro | Hydro | 2160 | 0 |  | 1968-08-01 | 2050-12-31 | 97.8884 | 13.1096 | 3.8671 | 1819.98 | 1913.2881 | 10066805.0466 | 0 | 0 | 0.58904 | 0 | 985.4236 | 985.4236 | 0 | 0 | 509 | 8251 | 0 | 0 | 0 | 0 | 108.7393 | 17.2452 | 4.8035 | -36.3341 | 1780.4407 | 96.8403 | 0 | 0 | 0 | 0 | 0 | 0 | 0 | 0 | 0 | 0 | 108739.2336 | 914319.214 | 57327.6095 | 441954.3186 | 1676611.7998 | 0.13517 | 0.13517 | 0.67195 | 0.031824 | 0.68397 | 1949.4224 | 38021.8435 | 16539.7295 | 16712.0707 | 53498.0024 | 0 | 0 | 0 | 985.5504 | #N/A | #N/A
John Day Creek 1 HY | AVA | NW_AVA | ID | Hydro | Hydro | 1.01 | 0 |  | 1950-01-01 | 2050-12-31 | 95.4712 | 15.7211 | 3.6918 | 1.01 | 1.01 | 4166.6045 | 0 | 0 | 0.47093 | 0 | 0.39779 | 0.39779 | 0 | 0 | 1 | 8759 | 0 | 0 | 0 | 0 | 110.6831 | 19.2453 | 4.7473 | -34.1177 | 1813.1875 | 102.5487 | 0 | 0 | 0 | 0 | 0 | 0 | 0 | 0 | 0 | 0 | 0.6565 | 2.3543 | 104.9965 | 66.0001 | 63.5945 | 0.0011683 | 0.0011677 | 1.4929 | 0.031824 | 2.0045 | 0.00058218 | 6.793 | 2018.9469 | 1.1814 | 4061.7409 | 0 | 0 | 0 | 0.40388 | #N/A | #N/A
Jones Fork 1 HY | BANC | CA_BANC | CA | Hydro | Hydro | 10.53 | 0 |  | 1985-06-01 | 2051-12-31 | 115.2508 | 8.0347 | 1.3353 | 5.0331 | 5.4438 | 14310.7667 | 0 | 0 | 0.16336 | 0 | 1.6493 | 1.6493 | 0 | 0 | 206 | 8554 | 0 | 0 | 0 | 0 | 106.7124 | 15.8321 | 4.1897 | -11.8201 | 1865.2489 | 65.7172 | 0 | 0 | 0 | 0 | 0 | 0 | 0 | 0 | 0 | 0 | 386.1036 | 4305.2887 | 668.8874 | 2812.4207 | 9427.6599 | 0.3521 | 0.050745 | 0.86998 | 0.031824 | 0.83815 | 108.3894 | 1.8063 | 467.1303 | 36.0409 | 8124.6737 | 0 | 0 | 0 | 1.6581 | #N/A | #N/A
Joya Del Sol 1 PV-NT | CIPV | CA_CISO | CA | Hourly Resource | PV-NonTracking | 1.5 | 0 |  | 2012-12-21 | 2050-12-31 | 45.6708 | -10.3595 | -0.024896 | 1.5 | 1.5 | 3084.7575 | 0 | 0 | 0.23476 | 0 | 0.14088 | 0.14088 | 8760 | 0 | 8760 | 0 | 0 | 0 | 0 | 132.6945 | 96.2276 | 4.9002 | 4.6368 | -29.275 | 2351.8633 | 95.9262 | 0 | 0 | 0 | 0 | 0 | 0 | 0 | 0 | 0 | 0 | 0 | 0 | 0 | 0 | 1.6043e-07 | 0.15866 | 0.00010078 | 4.7626 | 4.7626 | 4.7626 | 0 | 0 | 0 | 0 | 6.1157e-07 | 0 | 0 | 0 | 0.14088 | #N/A | #N/A
Judge F Carr 1 HY | BANC | CA_BANC | CA | Hydro | Hydro | 171.2 | 0 |  | 1963-05-01 | 2050-12-31 | 111.8882 | 11.4641 | -0.1073 | 110.0272 | 92.0477 | 204835.5981 | 0 | 0 | 0.16573 | 0 | 22.9187 | 22.9187 | 0 | 0 | 205 | 8555 | 0 | 0 | 0 | 0 | 107.1532 | 18.3624 | 2.1003 | -11.3336 | 1785.028 | 66.9607 | 0 | 0 | 0 | 0 | 0 | 0 | 0 | 0 | 0 | 0 | 4692.2542 | 51971.2947 | 13247.901 | 72115.6818 | 200124.2601 | 0.3521 | 0.050745 | 0.86998 | 0.031824 | 0.83815 | 3626.4674 | 252.1916 | 12319.8586 | 2449.4299 | 158794.5441 | 0 | 0 | 0 | 23.0961 | #N/A | #N/A
Judith Gap 90 WT | NWMT | NW_NWMT | MT | Hourly Resource | WT-Onshore | 135 | 0 |  | 2006-02-01 | 2050-12-31 | 76.4522 | 7.208 | -4.5381 | 135 | 135 | 313417.2201 | 0 | 0 | 0.26502 | 0 | 23.9614 | 23.9614 | 8760 | 0 | 8760 | 0 | 0 | 0 | 0 | 1161.9413 | 107.8003 | 23.0383 | -1.9286 | -56.7313 | 1595.4873 | 111.1186 | 0 | 0 | 0 | 0 | 0 | 0 | 0 | 0 | 0 | 0 | 0 | 96698.4781 | 0 | 0 | 1073.6149 | 9.0549 | 8.0429 | 75.1759 | 0.031824 | 75.1075 | 0 | 330176.4582 | 0 | 0 | 55076.3959 | 0 | 0 | 0 | 24.3467 | #N/A | #N/A
Julian Hinds Pump-Total | CISC | CA_CISO | CA | Hourly Resource | MotorLoad | 83.7 | -9.3 |  | 1980-01-01 | 2050-01-01 | 63.3849 | -16.9598 | -9.9373 | 83.7 | 83.7 | 0 | 458544.3751 | 29.0648 | 0 | 0 | -29.0648 | -29.0648 | 8760 | 0 | 8760 | 0 | 0 | 0 | 0 | 0 | 62.1388 | -14.7309 | -9.8208 | -24.172 | 1834.6124 | 65.2948 | 0 | 0 | 0 | 0 | 0 | 0 | 0 | 0 | 0 | 0 | 0 | 0 | 0 | 0 | 0 | 0.15866 | 0.00010078 | 4.7626 | 4.7626 | 4.7626 | 0 | 0 | 0 | 0 | 0 | 0 | 0 | 0 | -29.0648 | #N/A | #N/A
Juniper Canyon 1 63 WT | BPAT | NW_BPAT | WA | Hourly Resource | WT-Onshore | 151.19 | 0 |  | 2011-03-01 | 2050-12-31 | 78.5011 | 4.1663 | -0.61554 | 151.19 | 151.19 | 452369.1886 | 0 | 0 | 0.34156 | 0 | 35.5115 | 35.5115 | 8760 | 0 | 8760 | 0 | 0 | 0 | 0 | 1468.7255 | 106.308 | 16.6628 | 2.9546 | -36.1343 | 1767.7217 | 97.4651 | 0 | 0 | 0 | 0 | 0 | 0 | 0 | 0 | 0 | 0 | 0 | 452369.1886 | 0 | 0 | 1468.7254 | 0.13517 | 0.13517 | 0.67195 | 0.031824 | 0.68397 | 0 | 10119.6352 | 0 | 0 | 20541.8104 | 0 | 0 | 0 | 35.5421 | #N/A | #N/A
Jurassic MPC Solar Battery 1 PV-NT | AESO | AB_AESO | AB | Hourly Resource | PV-NonTracking | 220 | 0 |  | 2023-12-31 | 2054-12-31 | 75.9784 | 14.0701 | 6.0916 | 220 | 220 | 487471.1974 | 0 | 0 | 0.25294 | 0 | 37.0373 | 37.0373 | 8760 | 0 | 8760 | 0 | 0 | 0 | 0 | 4276.9826 | 101.2275 | 10.8646 | 3.6724 | -26.2945 | 795.9116 | 70.8568 | 0 | 0 | 0 | 0 | 0 | 0 | 0 | 0 | 0 | 0 | 0 | 0 | 0 | 0 | 3862.0927 | 1.8659 | 0.0078726 | 35.0857 | 35.06 | 35.06 | 0 | 0 | 0 | 0 | 59865.5206 | 0 | 0 | 0 | 37.0971 | #N/A | #N/A
Jurupa 1 PV-NT | CISC | CA_CISO | CA | Hourly Resource | PV-NonTracking | 1.5 | 0 |  | 2013-12-20 | 2051-12-31 | 37.867 | -18.3364 | -5.2141 | 1.5 | 1.5 | 3134.4255 | 0 | 0 | 0.23854 | 0 | 0.11869 | 0.11869 | 8760 | 0 | 8760 | 0 | 0 | 0 | 0 | 410.349 | 69.7602 | -12.1252 | -4.8052 | -31.2338 | 1973.1239 | 72.1755 | 0 | 0 | 0 | 0 | 0 | 0 | 0 | 0 | 0 | 0 | 0 | 0 | 0 | 0 | -3.8854e-07 | 0.15866 | 0.00010078 | 4.7626 | 4.7626 | 4.7626 | 0 | 0 | 0 | 0 | -2.7819e-06 | 0 | 0 | 0 | 0.11869 | #N/A | #N/A
K Road Moapa | LDWP | CA_LDWP | NV | Hourly Resource | PV-Tracking | 250 | 0 |  | 2016-12-08 | 2050-12-31 | 32.6782 | -13.3748 | -7.2249 | 250 | 250 | 630073.7174 | 0 | 0 | 0.2877 | 0 | 20.5897 | 20.5897 | 8760 | 0 | 8760 | 0 | 0 | 0 | 0 | 251.5323 | 65.6118 | -12.4855 | -8.5933 | -12.2867 | 1899.2488 | 65.3148 | 0 | 0 | 0 | 0 | 0 | 0 | 0 | 0 | 0 | 0 | 0 | 86442.1072 | 0 | 0 | 251.5323 | 0.51018 | 0.0002031 | 10.9758 | 5.1679 | 5.9579 | 0 | 25.0608 | 0 | 0 | 13169.5725 | 0 | 0 | 0 | 20.6029 | #N/A | #N/A
Kansas 1 PV-NT | CIPV | CA_CISO | CA | Hourly Resource | PV-NonTracking | 20 | 0 |  | 2014-12-18 | 2050-12-31 | 40.9449 | -12.9112 | -2.6567 | 20 | 20 | 53753.76 | 0 | 0 | 0.30681 | 0 | 2.2009 | 2.2009 | 8760 | 0 | 8760 | 0 | 0 | 0 | 0 | 1336.52 | 90.9007 | 3.2562 | 0.95396 | -26.1073 | 2193.5981 | 88.6848 | 0 | 0 | 0 | 0 | 0 | 0 | 0 | 0 | 0 | 0 | 0 | 1673.3032 | 0 | 0 | -3.4925e-08 | 0.15866 | 0.00010078 | 4.7626 | 4.7626 | 4.7626 | 0 | 0.71008 | 0 | 0 | -5.5017e-06 | 0 | 0 | 0 | 2.2009 | #N/A | #N/A
Karen Avenue Wind Farm 1 WT | CISC | CA_CISO | CA | Hourly Resource | WT-Onshore | 11.7 | 0 |  | 2015-08-05 | 2050-12-31 | 65.9334 | -10.9921 | -6.8799 | 11.7 | 11.7 | 31003.5956 | 0 | 0 | 0.3025 | 0 | 2.0442 | 2.0442 | 8760 | 0 | 8760 | 0 | 0 | 0 | 0 | 925.1307 | 67.2488 | -13.1776 | -6.2641 | -26.2504 | 1958.4138 | 70.6306 | 0 | 0 | 0 | 0 | 0 | 0 | 0 | 0 | 0 | 0 | 0 | 1.6029 | 0 | 0 | -2.723e-05 | 0.15866 | 0.00010078 | 4.7626 | 4.7626 | 4.7626 | 0 | 0.0011983 | 0 | 0 | -0.00035089 | 0 | 0 | 0 | 2.0442 | #N/A | #N/A
KAWEAH PH 1 UNIT 1 | CISC | CA_CISO | CA | Hydro | Hydro | 2.25 | 0 |  | 1929-01-01 | 2050-12-31 | 68.3269 | 4.1206 | -0.021063 | 0.53458 | 0.82921 | 2814.4098 | 0 | 0 | 0.14279 | 0 | 0.1923 | 0.1923 | 0 | 0 | 504 | 8256 | 0 | 0 | 0 | 397.4661 | 80.0178 | -6.5547 | -0.11807 | -26.1157 | 2079.0818 | 75.8139 | 0 | 0 | 0 | 0 | 0 | 0 | 0 | 0 | 0 | 0 | 11.6348 | 0.7 | 7.4306 | 130.8431 | 240.6815 | 0.15866 | 0.00010078 | 4.7626 | 4.7626 | 4.7626 | 165.0297 | 0.00036427 | 115.1716 | 547.2775 | 1170.3495 | 0 | 0 | 0 | 0.1943 | #N/A | #N/A
KAWEAH PH 2 & 3 PSP AGGREGATE | CISC | CA_CISO | CA | Hydro | Hydro | 6.55 | 0 |  | 1913-08-12 | 2050-12-31 | 65.9662 | 1.5958 | -0.85106 | 1.8652 | 2.6981 | 9832.4534 | 0 | 0 | 0.17136 | 0 | 0.64861 | 0.64861 | 0 | 0 | 504 | 8256 | 0 | 0 | 0 | 1467.6031 | 80.0567 | -6.5187 | -0.11514 | -26.1165 | 2080.9568 | 75.9673 | 0 | 0 | 0 | 0 | 0 | 0 | 0 | 0 | 0 | 0 | 154.0903 | 41.5632 | 19.4595 | 381.9446 | 2523.8425 | 0.15866 | 0.00010078 | 4.7626 | 4.7626 | 4.7626 | 2034.9375 | 0.018037 | 191.4989 | 2817.9723 | 10567.2757 | 0 | 0 | 0 | 0.66422 | #N/A | #N/A
Kaweah Unit 1 1 HY | CISC | CA_CISO | CA | Hydro | Hydro | 20.09 | 0 |  | 1984-01-01 | 2051-12-31 | 63.4395 | -8.2673 | -1.6571 | 4.9002 | 0.001 | 20833.9699 | 0 | 0 | 0.15855 | 0 | 1.3217 | 1.3217 | 0 | 0 | 602 | 8158 | 0 | 0 | 0 | 525.7606 | 80.0339 | -6.5547 | -0.1019 | -26.1192 | 2079.0818 | 75.8152 | 0 | 0 | 0 | 0 | 0 | 0 | 0 | 0 | 0 | 0 | 50.4468 | 2.1914 | 0.008 | 67.1895 | 1057.1261 | 0.15866 | 0.00010078 | 4.7626 | 4.7626 | 4.7626 | 613.518 | 0.0012835 | 0.039087 | 4099.0294 | 28388.7392 | 0 | 0 | 0 | 1.3548 | #N/A | #N/A
Kayenta Solar 1 PV | WALC | SW_WALC | AZ | Hourly Resource | PV-Tracking | 30 | 0 |  | 2017-05-01 | 2037-12-31 | 15.9184 | -29.7629 | -6.2725 | 30 | 30 | 63131.713 | 0 | 0 | 0.24023 | 0 | 1.005 | 1.005 | 8760 | 0 | 8760 | 0 | 0 | 0 | 0 | 11.2086 | 52.6245 | -25.5335 | -8.5325 | -24.9984 | 1871.6731 | 71.3769 | 0 | 0 | 0 | 0 | 0 | 0 | 0 | 0 | 0 | 0 | 0 | 40938.7491 | 0 | 0 | 11.2086 | 5.7983 | 0.0036528 | 11.544 | 5.1679 | 6.7594 | 0 | 32.0761 | 0 | 0 | 0.0034738 | 0 | 0 | 0 | 1.005 | #N/A | #N/A
Kayenta Solar 2-2 PV | WALC | SW_WALC | AZ | Hourly Resource | PV-Tracking | 28.3 | 0 |  | 2019-09-01 | 2044-04-30 | 15.935 | -29.7595 | -6.2741 | 28.3 | 28.3 | 59671.0578 | 0 | 0 | 0.2407 | 0 | 0.95086 | 0.95086 | 8760 | 0 | 8760 | 0 | 0 | 0 | 0 | 20.8288 | 52.6245 | -25.5335 | -8.5325 | -24.9984 | 1871.6731 | 71.3769 | 0 | 0 | 0 | 0 | 0 | 0 | 0 | 0 | 0 | 0 | 0 | 37784.4279 | 0 | 0 | 20.8288 | 5.7983 | 0.0036528 | 11.544 | 5.1679 | 6.7594 | 0 | 29.6237 | 0 | 0 | 0.006652 | 0 | 0 | 0 | 0.95089 | #N/A | #N/A
Kearny North Energy Storage BA | CISD | CA_CISO | CA | Pumped Storage | Energy Storage | 20 | -20 |  | 2022-01-26 | 2050-12-31 | 49.6441 | -24.7397 | -6.289 | 20 | 20 | 28082.0239 | 32755.3213 | 0.98649 | 0.16029 | 0.091256 | 1.0472 | 0.95597 | 8760 | 0 | 8760 | 0 | 0 | -0.0070099 | 0.2432 | 0 | 67.5435 | -13.5584 | -5.5886 | -25.8336 | 1954.869 | 70.1318 | 1.093 | 0 | 0 | 0 | 0 | 0 | 0 | 0 | 0 | 0 | 9963.9885 | 9504.4023 | 25997.3979 | 0 | 6927.9139 | 0.15866 | 0.00010078 | 4.7626 | 4.7626 | 4.7626 | 1.2821 | 1.1494 | 244.6917 | 0 | 13.7323 | 0 | 0 | 0 | 1.0475 | #N/A | #N/A
Kelly Ridge Hydro Unit 1 HY | CIPV | CA_CISO | CA | Hydro | Hydro | 11 | 0 |  | 2021-12-18 | 2050-12-31 | 127.0009 | 5.0858 | 3.1356 | 4.964 | 3.6914 | 31791.8684 | 0 | 0 | 0.34498 | 0 | 4.0376 | 4.0376 | 0 | 0 | 866 | 7894 | 0 | 0 | 0 | 0 | 99.5411 | 9.2751 | 3.5754 | -26.1727 | 1863.7677 | 68.58 | 0 | 0 | 0 | 0 | 0 | 0 | 0 | 0 | 0 | 0 | 14.6906 | 4.3044 | 0.33246 | 120.236 | 1640.4264 | 0.15866 | 0.00010078 | 4.7626 | 4.7626 | 4.7626 | 0.011449 | 0.0018401 | 46.9992 | 1442.6114 | 27218.8999 | 0 | 0 | 0 | 4.0663 | #N/A | #N/A
Kemano 1 HY | BCHA | BC_BCHA | BC | Hydro | Hydro | 949.68 | 0 |  | 1949-12-01 | 2050-12-31 | 93.6806 | -1.3251 | 8.3151 | 690 | 690 | 6044400 | 0 | 0 | 1 | 0 | 566.2431 | 566.2431 | 0 | 0 | 0 | 8760 | 0 | 0 | 0 | 0 | 93.6806 | -1.3251 | 8.3151 | -82.0843 | 1084.0996 | 91.6307 | 0 | 0 | 0 | 0 | 0 | 0 | 0 | 0 | 0 | 0 | 45436.5449 | 202657.2078 | 0 | 0 | 0 | 0.00013821 | 0.00013721 | 0.00014044 | 0.00013944 | 0.00013842 | 7.1493 | 30.2734 | 0 | 0 | 0 | 0 | 0 | 0 | 566.2431 | #N/A | #N/A
Kent South 1 PV-NT | CIPV | CA_CISO | CA | Hourly Resource | PV-NonTracking | 20 | 0 |  | 2014-12-24 | 2050-12-31 | 37.9727 | -13.5133 | -3.9889 | 20 | 20 | 52845.9706 | 0 | 0 | 0.30163 | 0 | 2.0067 | 2.0067 | 8760 | 0 | 8760 | 0 | 0 | 0 | 0 | 555.1894 | 89.1454 | 2.8864 | -0.4315 | -26.5086 | 2158.9866 | 87.2717 | 0 | 0 | 0 | 0 | 0 | 0 | 0 | 0 | 0 | 0 | 0 | 8208.7455 | 0 | 0 | 194.68 | 0.15866 | 0.00010078 | 4.7626 | 4.7626 | 4.7626 | 0 | 2.6352 | 0 | 0 | 0.05095 | 0 | 0 | 0 | 2.0067 | #N/A | #N/A
Kerkhoff Ph 2 Unit 1 HY | CIPV | CA_CISO | CA | Hydro | Hydro | 153.9 | 0 |  | 1983-01-01 | 2050-12-31 | 118.9295 | 19.2146 | 7.1083 | 119.8803 | 100.6094 | 327127.7674 | 0 | 0 | 0.24415 | 0 | 38.9051 | 38.9051 | 0 | 0 | 267 | 8493 | 0 | 0 | 0 | 525.2951 | 98.7394 | 6.6149 | 5.434 | -35.5333 | 2423.8662 | 101.4815 | 0 | 0 | 0 | 0 | 0 | 0 | 0 | 0 | 0 | 0 | 1656.9745 | 132484.125 | 17.1 | 1571.0011 | 230127.2583 | 0.15866 | 0.00010078 | 4.7626 | 4.7626 | 4.7626 | 17628.8706 | 10.2442 | 0.014164 | 12478.2921 | 1122398.9173 | 0 | 0 | 0 | 40.0577 | #N/A | #N/A
Kern Canyon Conversion HY | CIPV | CA_CISO | CA | Hydro | HydroRPS | 10.6 | 0 |  | 2021-01-01 | 2050-12-31 | 80.6486 | -3.3626 | -2.6793 | 0.001 | 0.001 | 0 | 0 | 0 | 0 | 0 | 0 | 0 | 0 | 0 | 0 | 8760 | 0 | 0 | 0 | 0 | 80.6486 | -3.3626 | -2.6793 | -25.141 | 2009.2321 | 76.4562 | 0 | 0 | 0 | 0 | 0 | 0 | 0 | 0 | 0 | 0 | 0 | 0 | 0.0025 | 0.407 | 5.0975 | 0.15866 | 0.00010078 | 4.7626 | 4.7626 | 4.7626 | 0 | 0 | 0.14269 | 6.973 | 34.9252 | 0 | 0 | 0 | 4.2041e-05 | #N/A | #N/A
Kern River Ph 3 Units 1-2 Aggregate 1 HY | CISC | CA_CISO | CA | Hydro | Hydro | 36.8 | 0 |  | 2023-06-30 | 2050-12-31 | 64.7467 | -4.0069 | -1.5279 | 17.1593 | 13.3327 | 115405.7433 | 0 | 0 | 0.39116 | 0 | 7.4721 | 7.4721 | 0 | 0 | 908 | 7852 | 0 | 0 | 0 | 5669.9359 | 78.5968 | -6.5547 | -1.539 | -25.615 | 2059.9802 | 74.8267 | 0 | 0 | 0 | 0 | 0 | 0 | 0 | 0 | 0 | 0 | 283.5968 | 123.6548 | 16.5879 | 623.6195 | 3795.4053 | 0.15866 | 0.00010078 | 4.7626 | 4.7626 | 4.7626 | 3788.3855 | 0.051956 | 197.9014 | 7581.6254 | 56916.9669 | 0 | 0 | 0 | 7.5406 | #N/A | #N/A
Kern_Greater_Carrizo_Wind_Caliente_230kV WT | CIPV | CA_CISO | TX | Hourly Resource | WT-Onshore | 210 | 0 |  | 2030-05-01 | 2051-12-31 | 61.5229 | -15.0079 | -5.9343 | 210 | 210 | 222342.3771 | 0 | 0 | 0.12086 | 0 | 13.6791 | 13.6791 | 8760 | 0 | 8760 | 0 | 0 | 0 | 0 | 4467.4928 | 79.8598 | -3.4408 | -3.3899 | -33.0048 | 2002.3191 | 76.9964 | 0 | 0 | 0 | 0 | 0 | 0 | 0 | 0 | 0 | 0 | 0 | 0 | 0 | 0 | 4.2096e-05 | 0.15866 | 0.00010078 | 4.7626 | 4.7626 | 4.7626 | 0 | 0 | 0 | 0 | -0.0002403 | 0 | 0 | 0 | 13.6791 | #N/A | #N/A
Kern_Greater_Carrizo_Wind_Templeton_230kV WT | CIPV | CA_CISO | CA | Hourly Resource | WT-Onshore | 100 | 0 |  | 2032-05-01 | 2051-12-31 | 88.9547 | 2.534 | -0.93492 | 100 | 100 | 293216.2143 | 0 | 0 | 0.33472 | 0 | 26.083 | 26.083 | 8760 | 0 | 8760 | 0 | 0 | 0 | 0 | 23646.8836 | 81.8805 | -3.6618 | -1.1483 | -68.9775 | 2070.9348 | 81.9352 | 0 | 0 | 0 | 0 | 0 | 0 | 0 | 0 | 0 | 0 | 0 | 0 | 0 | 0 | 112.9997 | 0.15866 | 0.00010078 | 4.7626 | 4.7626 | 4.7626 | 0 | 0 | 0 | 0 | 25.7501 | 0 | 0 | 0 | 26.083 | #N/A | #N/A
KernRiver1-2 | CISC | CA_CISO | CA | Hydro | Hydro | 25.6 | 0 |  | 2023-06-30 | 2050-12-31 | 63.8031 | -10.0636 | -14.472 | 21.7118 | 14.3577 | 134284.4089 | 0 | 0 | 0.6337 | 0 | 8.5678 | 8.5678 | 0 | 0 | 3091 | 5669 | 0 | 0 | 0 | 6040.6541 | 63.2449 | -10.3451 | -13.1006 | -28.7948 | 1719.7758 | 63.6273 | 0 | 0 | 0 | 0 | 0 | 0 | 0 | 0 | 0 | 0 | 95.6887 | 675.2146 | 0.00125 | 290.2784 | 6984.7621 | 0.15866 | 0.00010078 | 4.7626 | 4.7626 | 4.7626 | 649.4694 | 0.20701 | 0.0094213 | 5226.225 | 65692.6798 | 0 | 0 | 0 | 8.6393 | #N/A | #N/A
Kerr 1 HY | NWMT | NW_NWMT | MT | Hydro | Hydro | 70.59 | 14 |  | 1938-10-01 | 2050-12-31 | 94.5785 | 14.8053 | -0.40718 | 70.1 | 70.1 | 374539.5604 | 0 | 0 | 0.60992 | 0 | 35.4234 | 35.4234 | 0 | 0 | 0 | 8760 | 0 | 0 | 0 | 0 | 106.1148 | 18.558 | 0.86623 | -124.3349 | 1789.8154 | 107.5186 | 0 | 0 | 0 | 0 | 0 | 0 | 0 | 0 | 0 | 0 | 17375.9718 | 21412.8005 | 8264.7678 | 655.6006 | 113886.2966 | 9.0549 | 8.0429 | 75.1759 | 0.031824 | 75.1075 | 288054.2534 | 387008.6054 | 471216.9138 | 149.2044 | 8889236.6305 | 0 | 0 | 0 | 45.4591 | #N/A | #N/A
Kerr 2 HY | NWMT | NW_NWMT | MT | Hydro | Hydro | 50.39 | 14 |  | 1949-05-01 | 2050-12-31 | 94.5764 | 14.8041 | -0.40718 | 50 | 50 | 267380.1715 | 0 | 0 | 0.61046 | 0 | 25.2879 | 25.2879 | 0 | 0 | 3 | 8757 | 0 | 0 | 0 | 0 | 106.1148 | 18.558 | 0.86623 | -124.3349 | 1789.8154 | 107.5186 | 0 | 0 | 0 | 0 | 0 | 0 | 0 | 0 | 0 | 0 | 16430.6299 | 15135.4623 | 6812.2251 | 551.0152 | 80217.3258 | 9.0549 | 8.0429 | 75.1759 | 0.031824 | 75.1075 | 226155.0768 | 255462.0166 | 354272.2573 | 108.2811 | 6320689.4995 | 0 | 0 | 0 | 32.4445 | #N/A | #N/A
Kerr 3 HY | NWMT | NW_NWMT | MT | Hydro | Hydro | 86.59 | 14 |  | 1954-11-01 | 2050-12-31 | 94.5847 | 14.8097 | -0.40667 | 85.9 | 85.9 | 459418.5993 | 0 | 0 | 0.61054 | 0 | 43.454 | 43.454 | 0 | 0 | 3 | 8757 | 0 | 0 | 0 | 0 | 106.1148 | 18.558 | 0.86623 | -124.3349 | 1789.8154 | 107.5186 | 0 | 0 | 0 | 0 | 0 | 0 | 0 | 0 | 0 | 0 | 21135.8811 | 28320.3055 | 10814.8667 | 657.6948 | 138965.5525 | 9.0549 | 8.0429 | 75.1759 | 0.031824 | 75.1075 | 285373.4289 | 544152.0319 | 511838.9697 | 340.9357 | 10955512.173 | 0 | 0 | 0 | 55.7512 | #N/A | #N/A
Keswick 1 HY | BANC | CA_BANC | CA | Hydro | Hydro | 117 | 0 |  | 1950-03-01 | 2050-12-31 | 109.0315 | 14.9568 | 1.2524 | 57.2315 | 23.1285 | 317512.4447 | 0 | 0 | 0.43664 | 0 | 34.6189 | 34.6189 | 0 | 0 | 116 | 8644 | 0 | 0 | 0 | 0 | 107.233 | 18.3763 | 2.1662 | -11.3143 | 1787.6633 | 67.0224 | 0 | 0 | 0 | 0 | 0 | 0 | 0 | 0 | 0 | 0 | 6065.5651 | 18437.7348 | 4752.0001 | 16175.019 | 18564.0111 | 0.3521 | 0.050745 | 0.86998 | 0.031824 | 0.83815 | 1985.5857 | 23.9671 | 4686.9973 | 765.1419 | 12169.2311 | 0 | 0 | 0 | 34.6385 | #N/A | #N/A
Kettleman Solar PV-NT | CIPV | CA_CISO | CA | Hourly Resource | PV-NonTracking | 1 | 0 |  | 2014-03-14 | 2050-12-31 | 62.6104 | 5.0478 | 2.0658 | 1 | 1 | 2249.348 | 0 | 0 | 0.25677 | 0 | 0.14083 | 0.14083 | 8760 | 0 | 8760 | 0 | 0 | 0 | 0 | 58.628 | 97.089 | 5.1917 | 5.2068 | -26.4727 | 1846.6826 | 66.0688 | 0 | 0 | 0 | 0 | 0 | 0 | 0 | 0 | 0 | 0 | 0 | 0 | 0 | 0 | 0 | 0.15866 | 0.00010078 | 4.7626 | 4.7626 | 4.7626 | 0 | 0 | 0 | 0 | 0 | 0 | 0 | 0 | 0.14083 | #N/A | #N/A
Kettles Hill Khw1 1 WT | AESO | AB_AESO | AB | Hourly Resource | WT-Onshore | 15.75 | 0 |  | 2007-09-01 | 2050-12-31 | 61.2779 | -11.1044 | -7.2197 | 15.75 | 15.75 | 33210.3564 | 0 | 0 | 0.24071 | 0 | 2.0351 | 2.0351 | 8760 | 0 | 8760 | 0 | 0 | 0 | 0 | 5338.7446 | 85.8649 | 3.6644 | -4.4901 | -90.2477 | 780.4406 | 77.5815 | 0 | 0 | 0 | 0 | 0 | 0 | 0 | 0 | 0 | 0 | 0 | 33210.3564 | 0 | 0 | 5338.9022 | 1.8659 | 0.0078726 | 35.0857 | 35.06 | 35.06 | 0 | 18.3193 | 0 | 0 | 38768.5528 | 0 | 0 | 0 | 2.0738 | #N/A | #N/A
KettlesHills2_1 | AESO | AB_AESO | AB | Hourly Resource | WT-Onshore | 15.75 | 0 |  | 2007-09-01 | 2050-12-31 | 61.3687 | -10.9841 | -7.216 | 15.75 | 15.75 | 33135.2166 | 0 | 0 | 0.24016 | 0 | 2.0335 | 2.0335 | 8760 | 0 | 8760 | 0 | 0 | 0 | 0 | 5413.8845 | 85.8657 | 3.6644 | -4.4893 | -90.2278 | 780.4406 | 77.5816 | 0 | 0 | 0 | 0 | 0 | 0 | 0 | 0 | 0 | 0 | 0 | 33135.2166 | 0 | 0 | 5414.042 | 1.8659 | 0.0078726 | 35.0857 | 35.06 | 35.06 | 0 | 18.2838 | 0 | 0 | 42307.933 | 0 | 0 | 0 | 2.0758 | #N/A | #N/A
KettlesHills2_2 | AESO | AB_AESO | AB | Hourly Resource | WT-Onshore | 15.75 | 0 |  | 2007-09-01 | 2050-12-31 | 61.3851 | -11.0037 | -7.2245 | 15.75 | 15.75 | 33143.2688 | 0 | 0 | 0.24022 | 0 | 2.0345 | 2.0345 | 8760 | 0 | 8760 | 0 | 0 | 0 | 0 | 5405.8323 | 85.8649 | 3.6644 | -4.4901 | -90.2477 | 780.4406 | 77.5815 | 0 | 0 | 0 | 0 | 0 | 0 | 0 | 0 | 0 | 0 | 0 | 33143.2688 | 0 | 0 | 5405.9898 | 1.8659 | 0.0078726 | 35.0857 | 35.06 | 35.06 | 0 | 18.2733 | 0 | 0 | 41003.9898 | 0 | 0 | 0 | 2.0755 | #N/A | #N/A
KettlesHills3_3 | AESO | AB_AESO | AB | Hourly Resource | WT-Onshore | 15.75 | 0 |  | 2007-09-01 | 2050-12-31 | 61.4546 | -10.9281 | -7.2268 | 15.75 | 15.75 | 33104.4561 | 0 | 0 | 0.23994 | 0 | 2.0344 | 2.0344 | 8760 | 0 | 8760 | 0 | 0 | 0 | 0 | 5444.645 | 85.8657 | 3.6644 | -4.4893 | -90.2278 | 780.4406 | 77.5816 | 0 | 0 | 0 | 0 | 0 | 0 | 0 | 0 | 0 | 0 | 0 | 33104.4561 | 0 | 0 | 5444.8025 | 1.8659 | 0.0078726 | 35.0857 | 35.06 | 35.06 | 0 | 18.2649 | 0 | 0 | 42119.3578 | 0 | 0 | 0 | 2.0766 | #N/A | #N/A
Killarney Lake 1 PV-NT | AESO | AB_AESO | AB | Hourly Resource | PV-NonTracking | 22.5 | 0 |  | 2023-11-01 | 2054-12-31 | 76.1887 | 14.0798 | 6.1154 | 22.5 | 22.5 | 49723.7647 | 0 | 0 | 0.25228 | 0 | 3.7884 | 3.7884 | 8760 | 0 | 8760 | 0 | 0 | 0 | 0 | 568.6628 | 101.2275 | 10.8646 | 3.6724 | -26.2945 | 795.9116 | 70.8568 | 0 | 0 | 0 | 0 | 0 | 0 | 0 | 0 | 0 | 0 | 0 | 100.2825 | 0 | 0 | 568.6628 | 1.8659 | 0.0078726 | 35.0857 | 35.06 | 35.06 | 0 | 0.1116 | 0 | 0 | 8916.5286 | 0 | 0 | 0 | 3.7973 | #N/A | #N/A
Kimball Wind Farm 1 WT | WACM | RM_WACM | NE | Hourly Resource | WT-Onshore | 30 | 0 |  | 2018-06-29 | 2050-12-31 | 90.679 | 10.6362 | -0.31301 | 30 | 30 | 103768.1399 | 0 | 0 | 0.39486 | 0 | 9.4096 | 9.4096 | 8760 | 0 | 8760 | 0 | 0 | 0 | 0 | 214.29 | 122.5353 | 32.8756 | 2.9691 | -28.2607 | 2442.3706 | 165.7824 | 0 | 0 | 0 | 0 | 0 | 0 | 0 | 0 | 0 | 0 | 0 | 3949.1188 | 0 | 0 | 21.18 | 0.075305 | 0.00032051 | 86.4793 | 43.2396 | 43.2397 | 0 | 3.8289 | 0 | 0 | 4059.059 | 0 | 0 | 0 | 9.4137 | #N/A | #N/A
Kingbird Solar A 1 PV-NT | CISC | CA_CISO | CA | Hourly Resource | PV-NonTracking | 20 | 0 |  | 2016-04-30 | 2050-12-31 | 33.1623 | -21.5528 | -5.7752 | 20 | 20 | 51787.1986 | 0 | 0 | 0.29559 | 0 | 1.7174 | 1.7174 | 8760 | 0 | 8760 | 0 | 0 | 0 | 0 | 5514.7814 | 67.7599 | -13.0933 | -5.8374 | -27.0904 | 1970.0646 | 71.2235 | 0 | 0 | 0 | 0 | 0 | 0 | 0 | 0 | 0 | 0 | 0 | 49.56 | 0 | 0 | 41.24 | 0.15866 | 0.00010078 | 4.7626 | 4.7626 | 4.7626 | 0 | 0.031781 | 0 | 0 | 0.02958 | 0 | 0 | 0 | 1.7174 | #N/A | #N/A
Kingbird Solar B 1 PV-NT | CISC | CA_CISO | CA | Hourly Resource | PV-NonTracking | 20 | 0 |  | 2016-04-30 | 2050-12-31 | 31.0467 | -19.0972 | -5.5045 | 20 | 20 | 55992.66 | 0 | 0 | 0.31959 | 0 | 1.7384 | 1.7384 | 8760 | 0 | 8760 | 0 | 0 | 0 | 0 | 1385.5 | 70.9753 | -10.4023 | -5.3129 | -27.9134 | 1955.7279 | 72.8002 | 0 | 0 | 0 | 0 | 0 | 0 | 0 | 0 | 0 | 0 | 0 | 12.22 | 0 | 0 | 3.0617e-06 | 0.15866 | 0.00010078 | 4.7626 | 4.7626 | 4.7626 | 0 | 0.0071572 | 0 | 0 | 3.7468e-05 | 0 | 0 | 0 | 1.7384 | #N/A | #N/A
Kings Estate Solar 4144 PV-NT | BPAT | NW_BPAT | OR | Hourly Resource | PV-NonTracking | 0.96 | 0 |  | 2012-04-01 | 2050-12-31 | 95.8846 | 26.7966 | 6.9933 | 0.96 | 0.96 | 1810.007 | 0 | 0 | 0.21523 | 0 | 0.17355 | 0.17355 | 8760 | 0 | 8760 | 0 | 0 | 0 | 0 | 18.4742 | 110.5685 | 16.2962 | 7.5818 | -37.9052 | 1837.0642 | 96.3666 | 0 | 0 | 0 | 0 | 0 | 0 | 0 | 0 | 0 | 0 | 0 | 1810.007 | 0 | 0 | 18.4742 | 0.13517 | 0.13517 | 0.67195 | 0.031824 | 0.68397 | 0 | 0.6567 | 0 | 0 | 173.6305 | 0 | 0 | 0 | 0.17373 | #N/A | #N/A
Kings River Hydro Unit 1 HY | CIPV | CA_CISO | CA | Hydro | Hydro | 51.2 | 0 |  | 1962-01-01 | 2050-12-31 | 137.3388 | 11.7493 | 5.7662 | 50.9707 | 41.3081 | 133414.4821 | 0 | 0 | 0.29475 | 0 | 18.323 | 18.323 | 0 | 0 | 48 | 8712 | 0 | 0 | 0 | 1563.9823 | 95.8746 | 5.1571 | 4.027 | -30.2201 | 2325.1477 | 95.4869 | 0 | 0 | 0 | 0 | 0 | 0 | 0 | 0 | 0 | 0 | 196.1588 | 56348.4259 | 17.067 | 2749.3071 | 87547.7066 | 0.15866 | 0.00010078 | 4.7626 | 4.7626 | 4.7626 | 1016.3754 | 3.7272 | 61.995 | 32543.0973 | 382048.7457 | 0 | 0 | 0 | 18.7387 | #N/A | #N/A
Kingsburg1 1 PV-NT | CIPV | CA_CISO | CA | Hourly Resource | PV-NonTracking | 1.5 | 0 |  | 2013-12-06 | 2050-12-31 | 41.9885 | -11.7032 | -0.81093 | 1.5 | 1.5 | 2828.1225 | 0 | 0 | 0.21523 | 0 | 0.11875 | 0.11875 | 8760 | 0 | 8760 | 0 | 0 | 0 | 0 | 113.9685 | 94.786 | 4.388 | 3.7075 | -28.0049 | 2302.7717 | 93.603 | 0 | 0 | 0 | 0 | 0 | 0 | 0 | 0 | 0 | 0 | 0 | 0 | 0 | 0 | -2.1464e-07 | 0.15866 | 0.00010078 | 4.7626 | 4.7626 | 4.7626 | 0 | 0 | 0 | 0 | -8.1611e-07 | 0 | 0 | 0 | 0.11875 | #N/A | #N/A
Kingsburg2 1 PV-NT | CIPV | CA_CISO | CA | Hourly Resource | PV-NonTracking | 1.5 | 0 |  | 2013-12-06 | 2051-12-31 | 41.9885 | -11.7032 | -0.81093 | 1.5 | 1.5 | 2828.1225 | 0 | 0 | 0.21523 | 0 | 0.11875 | 0.11875 | 8760 | 0 | 8760 | 0 | 0 | 0 | 0 | 113.9685 | 94.786 | 4.388 | 3.7075 | -28.0049 | 2302.7717 | 93.603 | 0 | 0 | 0 | 0 | 0 | 0 | 0 | 0 | 0 | 0 | 0 | 0 | 0 | 0 | -1.2515e-07 | 0.15866 | 0.00010078 | 4.7626 | 4.7626 | 4.7626 | 0 | 0 | 0 | 0 | -8.1601e-07 | 0 | 0 | 0 | 0.11875 | #N/A | #N/A
Kisikaw Pisim 1 Kkp1 1 PV-NT | AESO | AB_AESO | AB | Hourly Resource | PV-NonTracking | 7 | 0 |  | 2022-08-02 | 2054-12-31 | 76.2426 | 14.084 | 6.1214 | 7 | 7 | 15459.215 | 0 | 0 | 0.25211 | 0 | 1.1787 | 1.1787 | 8760 | 0 | 8760 | 0 | 0 | 0 | 0 | 187.318 | 101.2275 | 10.8646 | 3.6724 | -26.2945 | 795.9116 | 70.8568 | 0 | 0 | 0 | 0 | 0 | 0 | 0 | 0 | 0 | 0 | 0 | 1071.1269 | 0 | 0 | 187.318 | 1.8659 | 0.0078726 | 35.0857 | 35.06 | 35.06 | 0 | 1.1649 | 0 | 0 | 2991.9038 | 0 | 0 | 0 | 1.1816 | #N/A | #N/A
Kisikaw Pisim 2 Kkp2 2 PV-NT | AESO | AB_AESO | AB | Hourly Resource | PV-NonTracking | 7 | 0 |  | 2022-08-02 | 2054-12-31 | 69.9447 | 13.2865 | 0.96211 | 7 | 7 | 15530.1741 | 0 | 0 | 0.25326 | 0 | 1.0863 | 1.0863 | 8760 | 0 | 8760 | 0 | 0 | 0 | 0 | 116.3589 | 91.5822 | 10.3393 | -5.4477 | -29.8858 | 744.257 | 69.5593 | 0 | 0 | 0 | 0 | 0 | 0 | 0 | 0 | 0 | 0 | 0 | 1055.0594 | 0 | 0 | 116.359 | 1.8659 | 0.0078726 | 35.0857 | 35.06 | 35.06 | 0 | 1.1477 | 0 | 0 | 1952.2359 | 0 | 0 | 0 | 1.0882 | #N/A | #N/A
Kittitas Valley Wind Project 48 WT | BPAT | NW_BPAT | WA | Hourly Resource | WT-Onshore | 100.8 | 0 |  | 2011-01-01 | 2050-12-31 | 72.8521 | 0.70784 | 0.13451 | 100.8 | 100.8 | 236519.0435 | 0 | 0 | 0.26786 | 0 | 17.2309 | 17.2309 | 8760 | 0 | 8760 | 0 | 0 | 0 | 0 | 551.6784 | 110.6871 | 18.0341 | 5.9624 | -34.8653 | 1721.9746 | 99.7472 | 0 | 0 | 0 | 0 | 0 | 0 | 0 | 0 | 0 | 0 | 0 | 236519.0435 | 0 | 0 | 551.6786 | 0.13517 | 0.13517 | 0.67195 | 0.031824 | 0.68397 | 0 | 2337.4808 | 0 | 0 | 17125.9392 | 0 | 0 | 0 | 17.2504 | #N/A | #N/A
Klamath Falls Solar 2 Ewanua Solar 2 PV-T | PACW | NW_PACW | OR | Hourly Resource | PV-Tracking | 2.9 | 0 |  | 2017-12-16 | 2037-11-30 | 93.6464 | 26.9833 | 4.3806 | 2.9 | 2.9 | 6425.3285 | 0 | 0 | 0.25293 | 0 | 0.60171 | 0.60171 | 8760 | 0 | 8760 | 0 | 0 | 0 | 0 | 841.1525 | 105.0152 | 13.2862 | 5.0384 | -40.2186 | 1828.4355 | 86.9381 | 0 | 0 | 0 | 0 | 0 | 0 | 0 | 0 | 0 | 0 | 0 | 2276.6795 | 0 | 0 | 841.1525 | 27.0174 | 18.7409 | 65.6973 | 0.031824 | 65.2925 | 0 | 96179.81 | 0 | 0 | 54475.167 | 0 | 0 | 0 | 0.75236 | #N/A | #N/A
Klondike IIIa 51 WT | BPAT | NW_BPAT | OR | Hourly Resource | WT-Onshore | 76.5 | 0 |  | 2009-01-01 | 2050-12-31 | 63.6623 | -13.9514 | -1.6568 | 76.5 | 76.5 | 202236.0543 | 0 | 0 | 0.30178 | 0 | 12.8748 | 12.8748 | 8760 | 0 | 8760 | 0 | 0 | 0 | 0 | 16639.6266 | 104.3976 | 14.405 | 3.302 | -23.5441 | 1759.821 | 101.933 | 0 | 0 | 0 | 0 | 0 | 0 | 0 | 0 | 0 | 0 | 0 | 24467.7892 | 0 | 0 | 11536.3353 | 0.13517 | 0.13517 | 0.67195 | 0.031824 | 0.68397 | 0 | 8.6976 | 0 | 0 | 557.9079 | 0 | 0 | 0 | 12.8754 | #N/A | #N/A
Klondike Wind 1-2 | BPAT | NW_BPAT | OR | Hourly Resource | WT-Onshore | 99 | 0 |  | 2002-01-06 | 2050-12-31 | 69.49 | -6.5251 | -0.71035 | 99 | 99 | 283017.7452 | 0 | 0 | 0.32634 | 0 | 19.6669 | 19.6669 | 8760 | 0 | 8760 | 0 | 0 | 0 | 0 | 569.0406 | 115.0256 | 24.4672 | 3.8679 | -18.9579 | 1797.9163 | 102.103 | 0 | 0 | 0 | 0 | 0 | 0 | 0 | 0 | 0 | 0 | 0 | 33630.055 | 0 | 0 | 569.0397 | 0.13517 | 0.13517 | 0.67195 | 0.031824 | 0.68397 | 0 | 642.6951 | 0 | 0 | 541.0964 | 0 | 0 | 0 | 19.6681 | #N/A | #N/A
Klondike Wind III-1 | BPAT | NW_BPAT | OR | Hourly Resource | WT-Onshore | 223.59 | 0 |  | 2008-01-01 | 2050-12-31 | 72.6846 | -4.0581 | -2.4242 | 223.59 | 223.59 | 599007.0357 | 0 | 0 | 0.30583 | 0 | 43.5386 | 43.5386 | 8760 | 0 | 8760 | 0 | 0 | 0 | 0 | 40710.7765 | 113.82 | 24.4671 | 2.6623 | -20.7354 | 1781.8024 | 101.6745 | 0 | 0 | 0 | 0 | 0 | 0 | 0 | 0 | 0 | 0 | 0 | 78075.8771 | 0 | 0 | 28697.6985 | 0.13517 | 0.13517 | 0.67195 | 0.031824 | 0.68397 | 0 | 27.7177 | 0 | 0 | 1433.5719 | 0 | 0 | 0 | 43.5401 | #N/A | #N/A
Kneehill Solar Trh1 1 PV-NT | AESO | AB_AESO | AB | Hourly Resource | PV-NonTracking | 25 | 0 |  | 2022-11-01 | 2054-12-31 | 67.0459 | 13.2771 | -1.464 | 25 | 25 | 55832.675 | 0 | 0 | 0.25494 | 0 | 3.7434 | 3.7434 | 8760 | 0 | 8760 | 0 | 0 | 0 | 0 | 47.8 | 91.481 | 10.3719 | -5.5814 | -24.9862 | 756.9136 | 69.7372 | 0 | 0 | 0 | 0 | 0 | 0 | 0 | 0 | 0 | 0 | 0 | 3043.1041 | 0 | 0 | 47.8 | 1.8659 | 0.0078726 | 35.0857 | 35.06 | 35.06 | 0 | 3.3228 | 0 | 0 | 2886.248 | 0 | 0 | 0 | 3.7462 | #N/A | #N/A
Koma Kulshan 1 HY | PSEI | NW_PSEI | WA | Hydro | Hydro | 12 | 0 |  | 1990-10-01 | 2050-12-31 | 135.4527 | 27.6331 | 7.4428 | 2.9305 | 7.6626 | 17983.3406 | 0 | 0 | 0.15791 | 0 | 2.4359 | 2.4359 | 0 | 0 | 69 | 8691 | 0 | 0 | 0 | 0 | 108.0799 | 17.1322 | 4.2571 | -34.7076 | 1406.0693 | 92.5002 | 0 | 0 | 0 | 0 | 0 | 0 | 0 | 0 | 0 | 0 | 2658.9221 | 5304.5864 | 1341.9208 | 772.525 | 8149.4128 | 10.1999 | 8.7761 | 20.3774 | 0.031824 | 42.9118 | 3792.9955 | 2535.8475 | 46473.6165 | 0.27546 | 359888.9214 | 0 | 0 | 0 | 2.8486 | #N/A | #N/A
Kona Solar Meridian 1 PV-NT | CISC | CA_CISO | CA | Hourly Resource | PV-NonTracking | 1.49 | 0 |  | 2015-04-13 | 2050-12-31 | 36.3035 | -18.8264 | -5.0059 | 1.49 | 1.49 | 2766.8123 | 0 | 0 | 0.21198 | 0 | 0.10045 | 0.10045 | 8760 | 0 | 8760 | 0 | 0 | 0 | 0 | 349.2486 | 69.3503 | -12.4827 | -4.8575 | -29.7776 | 1977.724 | 71.9713 | 0 | 0 | 0 | 0 | 0 | 0 | 0 | 0 | 0 | 0 | 0 | 0 | 0 | 0 | 0.83291 | 0.15866 | 0.00010078 | 4.7626 | 4.7626 | 4.7626 | 0 | 0 | 0 | 0 | 0.00086999 | 0 | 0 | 0 | 0.10045 | #N/A | #N/A
Kona Solar Rancho Dc 1 PV-NT | CISC | CA_CISO | CA | Hourly Resource | PV-NonTracking | 1.75 | 0 |  | 2015-06-02 | 2050-12-31 | 37.3605 | -19.0383 | -4.739 | 1.75 | 1.75 | 3077.0635 | 0 | 0 | 0.20072 | 0 | 0.11496 | 0.11496 | 8760 | 0 | 8760 | 0 | 0 | 0 | 0 | 429.1052 | 70.0286 | -12.2497 | -4.4123 | -31.9872 | 1981.1047 | 72.449 | 0 | 0 | 0 | 0 | 0 | 0 | 0 | 0 | 0 | 0 | 0 | 0 | 0 | 0 | 2.4482 | 0.15866 | 0.00010078 | 4.7626 | 4.7626 | 4.7626 | 0 | 0 | 0 | 0 | 0.0024054 | 0 | 0 | 0 | 0.11496 | #N/A | #N/A
Kona Solar Terra Francesca 1 PV-NT | CISC | CA_CISO | CA | Hourly Resource | PV-NonTracking | 1.49 | 0 |  | 2015-04-13 | 2051-12-31 | 36.0343 | -18.8691 | -5.0758 | 1.49 | 1.49 | 2664.199 | 0 | 0 | 0.20412 | 0 | 0.096003 | 0.096003 | 8760 | 0 | 8760 | 0 | 0 | 0 | 0 | 320.867 | 69.7602 | -12.1252 | -4.8052 | -31.2338 | 1973.1239 | 72.1755 | 0 | 0 | 0 | 0 | 0 | 0 | 0 | 0 | 0 | 0 | 0 | 0 | 0 | 0 | -1.7753e-07 | 0.15866 | 0.00010078 | 4.7626 | 4.7626 | 4.7626 | 0 | 0 | 0 | 0 | 1.1362e-07 | 0 | 0 | 0 | 0.096003 | #N/A | #N/A
Kortes 1 HY | WACM | RM_WACM | WY | Hydro | Hydro | 36 | 0 |  | 1951-01-01 | 2050-12-31 | 98.7534 | 27.3857 | -0.45278 | 19.6729 | 8.7947 | 117245.6942 | 0 | 0 | 0.31867 | 0 | 11.5784 | 11.5784 | 0 | 0 | 627 | 8133 | 0 | 0 | 0 | 0 | 116.7964 | 30.3886 | -0.28269 | -26.6331 | 2277.2725 | 155.8921 | 0 | 0 | 0 | 0 | 0 | 0 | 0 | 0 | 0 | 0 | 1031.4601 | 2305.248 | 615.4947 | 2547.0437 | 10172.6073 | 0.075305 | 0.00032051 | 86.4793 | 43.2396 | 43.2397 | 1224.0539 | 1.3035 | 17462.0214 | 99133.3154 | 255166.2216 | 0 | 0 | 0 | 11.9514 | #N/A | #N/A
Kramer Junction 9 1 PV-NT | CISC | CA_CISO | CA | Hourly Resource | PV-NonTracking | 80 | 0 |  | 2021-04-23 | 2050-12-31 | 8.4337 | -47.989 | -7.7195 | 80 | 80 | 194359.775 | 0 | 0 | 0.27734 | 0 | 1.6392 | 1.6392 | 8760 | 0 | 8760 | 0 | 0 | 0 | 0 | 44136.3047 | 56.6732 | -22.5589 | -7.4585 | -38.5921 | 1896.2836 | 76.6335 | 0 | 0 | 0 | 0 | 0 | 0 | 0 | 0 | 0 | 0 | 0 | 0 | 0 | 0 | 718.2961 | 0.15866 | 0.00010078 | 4.7626 | 4.7626 | 4.7626 | 0 | 0 | 0 | 0 | 0.80189 | 0 | 0 | 0 | 1.6392 | #N/A | #N/A
Kumeyaay Wind Farm 1 WT | CISD | CA_CISO | CA | Hourly Resource | WT-Onshore | 50 | 0 |  | 2005-12-21 | 2050-12-31 | 53.1014 | -12.7311 | -9.4344 | 50 | 50 | 127794.4498 | 0 | 0 | 0.29177 | 0 | 6.7861 | 6.7861 | 8760 | 0 | 8760 | 0 | 0 | 0 | 0 | 236.05 | 66.0118 | -13.6414 | -7.0373 | -25.9555 | 1955.0677 | 70.2446 | 0 | 0 | 0 | 0 | 0 | 0 | 0 | 0 | 0 | 0 | 0 | 36391.5418 | 0 | 0 | 41.3496 | 0.15866 | 0.00010078 | 4.7626 | 4.7626 | 4.7626 | 0 | 7.346 | 0 | 0 | 0.0081364 | 0 | 0 | 0 | 6.7861 | #N/A | #N/A
Kuna BESS 1 BA | IPTV | BS_IPCO | ID | Pumped Storage | Energy Storage | 150 | -150 |  | 2025-06-01 | 2051-12-31 | 125.2157 | 35.4008 | 5.7014 | 150 | 150 | 218184.9946 | 254570.5727 | 18.9613 | 0.16605 | 0.70913 | 21.2738 | 20.5647 | 8760 | 0 | 8760 | 0 | 0 | -0.054578 | 2.2165 | 0 | 116.4493 | 24.5442 | 5.2145 | -31.176 | 1921.9749 | 127.4878 | 1.228 | 0 | 0 | 0 | 0 | 0 | 0 | 0 | 0 | 0 | 1073.492 | 1269.159 | 92228.7774 | 309471.8146 | 145975.4409 | 0.015242 | 0.010783 | 14.1881 | 0.031824 | 14.1563 | 1002.7718 | 0.47673 | 2143225.6068 | 103.3895 | 4543528.3291 | 0 | 0 | 0 | 27.9617 | #N/A | #N/A
La Grange 1 HY | TIDC | CA_TIDC | CA | Hydro | Hydro | 5.28 | 0.5 |  | 1924-01-04 | 2050-12-31 | 108.7381 | 16.2025 | 2.7475 | 1.2808 | 1.6626 | 8532.7984 | 0 | 0 | 0.19481 | 0 | 0.92784 | 0.92784 | 0 | 0 | 3005 | 5755 | 0 | 0 | 0 | 0 | 104.3233 | 15.1942 | 2.4385 | -11.4267 | 1818.037 | 64.116 | 0 | 0 | 0 | 0 | 0 | 0 | 0 | 0 | 0 | 0 | 938.2382 | 873.5098 | 745.8517 | 12.3569 | 1104.553 | 68.9916 | 47.7983 | 72.6541 | 0.031824 | 64.5133 | 38373.389 | 123890.4086 | 40821.2929 | 4.1996 | 149991.5408 | 0 | 0 | 0 | 1.2809 | #N/A | #N/A
La Joya 1 WT | PNM | SW_PNM | NM | Hourly Resource | WT-Onshore | 306 | 0 |  | 2021-02-07 | 2041-06-30 | 35.5476 | -35.2428 | -9.4606 | 306 | 306 | 1137198.3938 | 0 | 0 | 0.42424 | 0 | 40.4247 | 40.4247 | 8760 | 0 | 8760 | 0 | 0 | 0 | 0 | 6539.3303 | 45.7275 | -33.8919 | -7.0711 | -26.3445 | 1876.8506 | 72.3607 | 0 | 0 | 0 | 0 | 0 | 0 | 0 | 0 | 0 | 0 | 0 | 413873.4536 | 0 | 0 | 2434.7659 | 0.89269 | 0.0029891 | 22.2939 | 5.1679 | 17.1082 | 0 | 260.4859 | 0 | 0 | 23130.1389 | 0 | 0 | 0 | 40.4481 | #N/A | #N/A
Labrisa Wind Project 1 WT | CIPB | CA_CISO | CA | Hourly Resource | WT-Onshore | 9 | 0 |  | 2019-06-28 | 2050-12-31 | 102.7868 | 3.5263 | 1.0474 | 9 | 9 | 23566.9951 | 0 | 0 | 0.29892 | 0 | 2.4224 | 2.4224 | 8760 | 0 | 8760 | 0 | 0 | 0 | 0 | 42.912 | 96.0676 | 7.7042 | 1.6729 | -25.865 | 1825.0084 | 66.1602 | 0 | 0 | 0 | 0 | 0 | 0 | 0 | 0 | 0 | 0 | 0 | 0.306 | 0 | 0 | 4.1092e-05 | 0.15866 | 0.00010078 | 4.7626 | 4.7626 | 4.7626 | 0 | 0.00022877 | 0 | 0 | 0.001643 | 0 | 0 | 0 | 2.4224 | #N/A | #N/A
Lagrande 1 HY | TPWR | NW_TPWR | WA | Hydro | Hydro | 65 | 0 |  | 2023-12-31 | 2050-12-31 | 98.1381 | 13.1393 | 4.6194 | 35.972 | 49.5232 | 332012.0139 | 0 | 0 | 0.57426 | 0 | 32.583 | 32.583 | 0 | 0 | 387 | 8373 | 0 | 0 | 0 | 0 | 110.4578 | 17.7719 | 5.9953 | -35.3818 | 1663.2885 | 98.2689 | 0 | 0 | 0 | 0 | 0 | 0 | 0 | 0 | 0 | 0 | 314.7811 | 4199.0687 | 16.1153 | 0 | 127.9858 | 51.6751 | 51.6751 | 5.6421 | 0 | 5.6421 | 66629.9384 | 985495.417 | 3190.0201 | 0 | 29685.6416 | 0 | 0 | 0 | 33.668 | #N/A | #N/A
LAKE ALPAUGH BATTERY STORAGE BA | CIPV | CA_CISO | CA | Pumped Storage | Energy Storage | 10 | -10 |  | 2023-04-29 | 2054-12-31 | 60.3963 | -13.237 | -5.4586 | 10 | 10 | 13644.4592 | 15911.128 | 0.55937 | 0.15576 | 0.044333 | 0.66631 | 0.62197 | 8760 | 0 | 8760 | 0 | 0 | -0.0034 | 0.10934 | 0 | 79.546 | -3.3627 | -3.7819 | -25.1138 | 1975.6301 | 75.1146 | 1.1618 | 0 | 0 | 0 | 0 | 0 | 0 | 0 | 0 | 0 | 2847.2363 | 2411.7232 | 6107.9353 | 10 | 1356.5781 | 0.15866 | 0.00010078 | 4.7626 | 4.7626 | 4.7626 | 0.45049 | 0.37566 | 4626.2842 | 0.00235 | 1609.2353 | 0 | 0 | 0 | 0.67254 | #N/A | #N/A
Lake Creek Ferc Agg HY | BPAT | NW_BPAT | MT | Hydro | Hydro | 4.5 | 0 |  | 1949-08-01 | 2050-12-31 | 94.0636 | 15.9019 | 0.11677 | 3.6045 | 3.6045 | 18566.7705 | 0 | 0 | 0.58801 | 0 | 1.7465 | 1.7465 | 0 | 0 | 1 | 8759 | 0 | 0 | 0 | 0 | 108.2235 | 20.6293 | 0.90363 | -31.313 | 1935.0184 | 105.4529 | 0 | 0 | 0 | 0 | 0 | 0 | 0 | 0 | 0 | 0 | 11 | 104.3455 | 33.239 | 59.349 | 170.349 | 0.13517 | 0.13517 | 0.67195 | 0.031824 | 0.68397 | 0.0078453 | 1147.3053 | 233.8012 | 0.11539 | 3929.3132 | 0 | 0 | 0 | 1.7518 | #N/A | #N/A
Lake Herman Solar PV-NT | CIPV | CA_CISO | CA | Hourly Resource | PV-NonTracking | 5 | 0 |  | 2021-09-23 | 2050-12-31 | 61.2436 | 3.6411 | 0.3868 | 5 | 5 | 12353.97 | 0 | 0 | 0.28205 | 0 | 0.7566 | 0.7566 | 8760 | 0 | 8760 | 0 | 0 | 0 | 0 | 209 | 98.5751 | 9.0293 | 2.8552 | -26.0061 | 2154.7253 | 82.5149 | 0 | 0 | 0 | 0 | 0 | 0 | 0 | 0 | 0 | 0 | 0 | 4.53 | 0 | 0 | 5.3551e-07 | 0.15866 | 0.00010078 | 4.7626 | 4.7626 | 4.7626 | 0 | 0.0033866 | 0 | 0 | 7.347e-06 | 0 | 0 | 0 | 0.7566 | #N/A | #N/A
Lake Hodges Pumped Storage Unit 1 PS | CISD | CA_CISO | CA | Pumped Storage | PumpedStorage | 40 | -40 |  | 2012-08-26 | 2050-12-31 | 44.8714 | -27.0102 | -5.7755 | 40 | 40 | 49773.0327 | 61616.2898 | 1.5148 | 0.14205 | 0 | 1.9685 | 1.9685 | 8760 | 0 | 8760 | 0 | 0 | 0 | 0.44245 | 0 | 67.8376 | -13.3913 | -5.4616 | -26.0891 | 1950.9236 | 70.2018 | 1.096 | 0 | 0 | 0 | 0 | 0 | 0 | 0 | 0 | 0 | 203639.1499 | 42009.5013 | 88979.6658 | 40 | 41958.7885 | 0.15866 | 0.00010078 | 4.7626 | 4.7626 | 4.7626 | 12.5782 | 2.9268 | 10.856 | 0.00824 | 5.5063 | 0 | 0 | 0 | 1.9685 | #N/A | #N/A
Lake Mathews Hydroelectric Recovery Plan 1 HY | CISC | CA_CISO | CA | Hydro | Hydro | 5 | 0 |  | 1980-01-01 | 2050-12-31 | 67.4239 | -17.5889 | -4.7853 | 4.0327 | 1.1132 | 22854.1132 | 0 | 0 | 0.52178 | 0 | 1.5409 | 1.5409 | 0 | 0 | 5164 | 3596 | 0 | 0 | 0 | 411.7269 | 69.7602 | -12.1252 | -4.8052 | -31.2338 | 1973.1239 | 72.1755 | 0 | 0 | 0 | 0 | 0 | 0 | 0 | 0 | 0 | 0 | 9.8415 | 2.3778 | 0.58896 | 43.7622 | 339.895 | 0.15866 | 0.00010078 | 4.7626 | 4.7626 | 4.7626 | 264.3017 | 0.0013423 | 32.7349 | 713.3315 | 1112.8438 | 0 | 0 | 0 | 1.543 | #N/A | #N/A
Lakeview Solar PV-T | PACW | NW_PACW | OR | Hourly Resource | PV-Tracking | 10 | 0 |  | 2019-12-20 | 2050-12-31 | 96.6574 | 37.373 | -0.29864 | 10 | 10 | 21274.3207 | 0 | 0 | 0.24286 | 0 | 2.0563 | 2.0563 | 8760 | 0 | 8760 | 0 | 0 | 0 | 0 | 2898.1693 | 100.2806 | 13.2674 | 0.32264 | -36.9576 | 1808.3735 | 83.9825 | 0 | 0 | 0 | 0 | 0 | 0 | 0 | 0 | 0 | 0 | 0 | 8205.2625 | 0 | 0 | 2898.1993 | 27.0174 | 18.7409 | 65.6973 | 0.031824 | 65.2925 | 0 | 294780.1082 | 0 | 0 | 240650.1716 | 0 | 0 | 0 | 2.5918 | #N/A | #N/A
Lamar Wind Agg WT | PSCO | RM_PSCO | CO | Hourly Resource | WT-Onshore | 6 | 0 |  | 2004-02-01 | 2050-12-31 | 118.5423 | 36.7617 | 0.33069 | 6 | 6 | 18193.0501 | 0 | 0 | 0.34614 | 0 | 2.1566 | 2.1566 | 8760 | 0 | 8760 | 0 | 0 | 0 | 0 | 37.788 | 138.0368 | 48.5424 | 2.8039 | -24.8141 | 2522.1499 | 212.2331 | 0 | 0 | 0 | 0 | 0 | 0 | 0 | 0 | 0 | 0 | 0 | 35.31 | 0 | 0 | 37.8061 | 0.42135 | 0.055066 | 119.3454 | 43.2396 | 76.1058 | 0 | 282.5848 | 0 | 0 | 872.0195 | 0 | 0 | 0 | 2.1578 | #N/A | #N/A
Lanacaster Aggregate Solar Resources PV-NT | CISC | CA_CISO | CA | Hourly Resource | PV-NonTracking | 5.5 | 0 |  | 2017-06-23 | 2050-12-31 | 45.9643 | -8.6059 | -3.015 | 5.5 | 5.5 | 14088.822 | 0 | 0 | 0.29242 | 0 | 0.64758 | 0.64758 | 8760 | 0 | 8760 | 0 | 0 | 0 | 0 | 249.766 | 79.0109 | -5.4974 | -2.1823 | -25.8723 | 2024.4164 | 72.5287 | 0 | 0 | 0 | 0 | 0 | 0 | 0 | 0 | 0 | 0 | 0 | 0 | 0 | 0 | 1.2806e-07 | 0.15866 | 0.00010078 | 4.7626 | 4.7626 | 4.7626 | 0 | 0 | 0 | 0 | -1.5164e-06 | 0 | 0 | 0 | 0.64758 | #N/A | #N/A
Lancaster B 1 PV-NT | CISC | CA_CISO | NV | Hourly Resource | PV-NonTracking | 3 | 0 |  | 2017-04-22 | 2051-12-31 | 35.1363 | -14.338 | -5.3669 | 3 | 3 | 6858.084 | 0 | 0 | 0.26096 | 0 | 0.24097 | 0.24097 | 8760 | 0 | 8760 | 0 | 0 | 0 | 0 | 20.328 | 72.7922 | -8.8657 | -5.0326 | -25.128 | 1962.6439 | 71.9581 | 0 | 0 | 0 | 0 | 0 | 0 | 0 | 0 | 0 | 0 | 0 | 0 | 0 | 0 | -1.8554e-07 | 0.15866 | 0.00010078 | 4.7626 | 4.7626 | 4.7626 | 0 | 0 | 0 | 0 | -9.2826e-07 | 0 | 0 | 0 | 0.24097 | #N/A | #N/A
Lancaster East Avenue F 1 PV-NT | CISC | CA_CISO | NV | Hourly Resource | PV-NonTracking | 3.75 | 0 |  | 2017-08-25 | 2050-12-31 | 34.2608 | -17.2853 | -5.4271 | 3.75 | 3.75 | 8276.6963 | 0 | 0 | 0.25195 | 0 | 0.28357 | 0.28357 | 8760 | 0 | 8760 | 0 | 0 | 0 | 0 | 321.3188 | 70.9964 | -10.3454 | -5.3487 | -25.1857 | 1943.771 | 72.3426 | 0 | 0 | 0 | 0 | 0 | 0 | 0 | 0 | 0 | 0 | 0 | 0 | 0 | 0 | -4.5693e-07 | 0.15866 | 0.00010078 | 4.7626 | 4.7626 | 4.7626 | 0 | 0 | 0 | 0 | -1.4807e-06 | 0 | 0 | 0 | 0.28357 | #N/A | #N/A
Lancaster Little Rock C 1 PV-NT | CISC | CA_CISO | CA | Hourly Resource | PV-NonTracking | 5 | 0 |  | 2015-01-17 | 2051-12-31 | 35.9089 | -15.9429 | -4.9956 | 5 | 5 | 12936.94 | 0 | 0 | 0.29536 | 0 | 0.46455 | 0.46455 | 8760 | 0 | 8760 | 0 | 0 | 0 | 0 | 98.14 | 73.2627 | -8.743 | -4.6848 | -25.2092 | 1965.8539 | 71.9873 | 0 | 0 | 0 | 0 | 0 | 0 | 0 | 0 | 0 | 0 | 0 | 0 | 0 | 0 | 4.0163e-07 | 0.15866 | 0.00010078 | 4.7626 | 4.7626 | 4.7626 | 0 | 0 | 0 | 0 | 8.9268e-06 | 0 | 0 | 0 | 0.46455 | #N/A | #N/A
Lancaster Psomas Solar PV-NT | CISC | CA_CISO | CA | Hourly Resource | PV-NonTracking | 3 | 0 |  | 2022-07-25 | 2054-12-31 | 34.409 | -15.7974 | -4.704 | 3 | 3 | 8685.63 | 0 | 0 | 0.3305 | 0 | 0.29886 | 0.29886 | 8760 | 0 | 8760 | 0 | 0 | 0 | 0 | 61.533 | 73.2627 | -8.743 | -4.6848 | -25.2092 | 1965.8539 | 71.9873 | 0 | 0 | 0 | 0 | 0 | 0 | 0 | 0 | 0 | 0 | 0 | 0 | 0 | 0 | -2.8376e-07 | 0.15866 | 0.00010078 | 4.7626 | 4.7626 | 4.7626 | 0 | 0 | 0 | 0 | -3.2219e-06 | 0 | 0 | 0 | 0.29886 | #N/A | #N/A
Lanfine Wind Lan1 1 WT | AESO | AB_AESO | AB | Hourly Resource | WT-Onshore | 151 | 0 |  | 2022-09-30 | 2050-12-31 | 67.9107 | -3.2646 | -10.2987 | 151 | 151 | 548438.7953 | 0 | 0 | 0.41462 | 0 | 37.2449 | 37.2449 | 8760 | 0 | 8760 | 0 | 0 | 0 | 0 | 0 | 89.6241 | 10.0228 | -7.0893 | -24.8546 | 747.5847 | 69.9225 | 0 | 0 | 0 | 0 | 0 | 0 | 0 | 0 | 0 | 0 | 0 | 83649.3254 | 0 | 0 | 0.0016633 | 1.8659 | 0.0078726 | 35.0857 | 35.06 | 35.06 | 0 | 73.8311 | 0 | 0 | 0.0064026 | 0 | 0 | 0 | 37.245 | #N/A | #N/A
Las Cruces Centennial Solar Farm 2 PV-T | EPE | SW_EPE | NM | Hourly Resource | PV-Tracking | 12 | 0 |  | 2012-03-31 | 2037-03-31 | 21.2443 | -29.4896 | -4.133 | 12 | 12 | 30019.9011 | 0 | 0 | 0.28558 | 0 | 0.63775 | 0.63775 | 8760 | 0 | 8760 | 0 | 0 | 0 | 0 | 1320.5037 | 51.9961 | -29.9965 | -4.6979 | -27.671 | 1955.2344 | 72.1133 | 0 | 0 | 0 | 0 | 0 | 0 | 0 | 0 | 0 | 0 | 0 | 28106.4436 | 0 | 0 | 1320.523 | 25.7912 | 14.221 | 42.7558 | 5.1679 | 37.1905 | 0 | 201873.8436 | 0 | 0 | 39591.3377 | 0 | 0 | 0 | 0.87922 | #N/A | #N/A
Las Vegas Solar PV 1 PV-NT | PNM | SW_PNM | NM | Hourly Resource | PV-NonTracking | 5 | 0 |  | 2011-11-24 | 2041-11-24 | 18.5513 | -34.2658 | -3.0875 | 5 | 5 | 10668.8619 | 0 | 0 | 0.24358 | 0 | 0.19792 | 0.19792 | 8760 | 0 | 8760 | 0 | 0 | 0 | 0 | 799.3481 | 63.4454 | -23.159 | -0.08617 | -27.7234 | 1968.9229 | 87.8223 | 0 | 0 | 0 | 0 | 0 | 0 | 0 | 0 | 0 | 0 | 0 | 10620.5719 | 0 | 0 | 799.3481 | 0.89269 | 0.0029891 | 22.2939 | 5.1679 | 17.1082 | 0 | 17.5654 | 0 | 0 | 1240.611 | 0 | 0 | 0 | 0.19918 | #N/A | #N/A
Latigo Wind 1 WT | PAUT | BS_PACE | UT | Hourly Resource | WT-Onshore | 60 | 0 |  | 2016-03-11 | 2036-03-10 | 56.4493 | -12.4077 | -7.5907 | 60 | 60 | 131334.208 | 0 | 0 | 0.24987 | 0 | 7.4137 | 7.4137 | 8760 | 0 | 8760 | 0 | 0 | 0 | 0 | 54143.312 | 75.7188 | -5.2109 | -5.7609 | -25.1658 | 1875.2531 | 92.1608 | 0 | 0 | 0 | 0 | 0 | 0 | 0 | 0 | 0 | 0 | 0 | 28870.8351 | 0 | 0 | 54144.2719 | 7.007 | 5.9428 | 85.5427 | 0.031824 | 85.5024 | 0 | 1020989.2869 | 0 | 0 | 6469268.7896 | 0 | 0 | 0 | 14.904 | #N/A | #N/A
Laughlin Solar 1 PV-T | NEVP | SW_NVE | NV | Hourly Resource | PV-Tracking | 50 | 0 |  | 2025-12-01 | 2053-03-31 | 14.8872 | -33.8448 | -4.7958 | 50 | 50 | 136980.7761 | 0 | 0 | 0.31274 | 0 | 2.0393 | 2.0393 | 8760 | 0 | 8760 | 0 | 0 | 0 | 0 | 2490.2238 | 42.7052 | -36.7209 | -7.2644 | -29.6316 | 1919.3853 | 66.8757 | 0 | 0 | 0 | 0 | 0 | 0 | 0 | 0 | 0 | 0 | 0 | 2.1 | 0 | 0 | 4.0047e-06 | 0.19614 | 0.00021973 | 4.6327 | 0.031824 | 4.6009 | 0 | 0.0030673 | 0 | 0 | 5.6199e-05 | 0 | 0 | 0 | 2.0393 | #N/A | #N/A
Ldwp Hy Agg 1 HY | LDWP | CA_LDWP | CA | Hydro | Hydro | 20.34 | 0 |  | 1971-10-01 | 2050-12-31 | 98.0821 | 0.51414 | -3.454 | 20.34 | 20.34 | 42925.9431 | 0 | 0 | 0.24092 | 0 | 4.2103 | 4.2103 | 0 | 0 | 0 | 8760 | 0 | 0 | 0 | 0 | 86.8181 | 3.4527 | -3.3251 | -11.2993 | 1987.1687 | 68.2253 | 0 | 0 | 0 | 0 | 0 | 0 | 0 | 0 | 0 | 0 | 1305.4183 | 162.1285 | 1247.0569 | 3144.2712 | 16698.6956 | 0.51018 | 0.0002031 | 10.9758 | 5.1679 | 5.9579 | 8843.2744 | 4.4561 | 12659.6199 | 20932.1748 | 146012.021 | 0 | 0 | 0 | 4.3987 | #N/A | #N/A
Leaburg HY 1 HY | BPAT | NW_BPAT | OR | Hydro | Hydro | 13.5 | 0 |  | 1929-12-01 | 2050-12-31 | 97.6849 | 13.1398 | 6.5001 | 10.8135 | 10.8135 | 55700.3115 | 0 | 0 | 0.58801 | 0 | 5.4411 | 5.4411 | 0 | 0 | 0 | 8760 | 0 | 0 | 0 | 0 | 110.7438 | 16.3388 | 7.7145 | -37.6982 | 1835.7699 | 96.7563 | 0 | 0 | 0 | 0 | 0 | 0 | 0 | 0 | 0 | 0 | 58.224 | 412.6238 | 297.5851 | 689.9575 | 1890.5382 | 0.13517 | 0.13517 | 0.67195 | 0.031824 | 0.68397 | 0.044614 | 3508.5882 | 1396.216 | 1.0231 | 37172.8463 | 0 | 0 | 0 | 5.4832 | #N/A | #N/A
Leaning Juniper 24473 WT | PACW | NW_PACW | OR | Hourly Resource | WT-Onshore | 110.4 | 0 |  | 2006-09-14 | 2046-01-01 | 68.9647 | -2.3809 | -2.6738 | 110.4 | 110.4 | 283638.4941 | 0 | 0 | 0.29329 | 0 | 19.5611 | 19.5611 | 8760 | 0 | 8760 | 0 | 0 | 0 | 0 | 6193.8571 | 106.1607 | 16.0652 | 3.405 | -36.015 | 1768.8846 | 99.1201 | 0 | 0 | 0 | 0 | 0 | 0 | 0 | 0 | 0 | 0 | 0 | 239469.1289 | 0 | 0 | 6193.8568 | 27.0174 | 18.7409 | 65.6973 | 0.031824 | 65.2925 | 0 | 2630786.03 | 0 | 0 | 466135.2954 | 0 | 0 | 0 | 22.658 | #N/A | #N/A
Leaning Juniper 2A 43 WT | BPAT | NW_BPAT | OR | Hourly Resource | WT-Onshore | 90.29 | 0 |  | 2011-04-01 | 2050-12-31 | 66.002 | -3.9035 | -3.088 | 90.29 | 90.29 | 188211.074 | 0 | 0 | 0.23796 | 0 | 12.4223 | 12.4223 | 8760 | 0 | 8760 | 0 | 0 | 0 | 0 | 8706.8212 | 106.1312 | 16.0652 | 3.3754 | -36.0203 | 1770.9315 | 99.1484 | 0 | 0 | 0 | 0 | 0 | 0 | 0 | 0 | 0 | 0 | 0 | 127790.4464 | 0 | 0 | 8706.9051 | 0.13517 | 0.13517 | 0.67195 | 0.031824 | 0.68397 | 0 | 113.4628 | 0 | 0 | 3868.0517 | 0 | 0 | 0 | 12.4263 | #N/A | #N/A
Leaning Juniper 2B 74 WT | BPAT | NW_BPAT | OR | Hourly Resource | WT-Onshore | 111 | 0 |  | 2011-04-01 | 2050-12-31 | 66.649 | -3.2209 | -3.3622 | 111 | 111 | 224379.7208 | 0 | 0 | 0.23076 | 0 | 14.9547 | 14.9547 | 8760 | 0 | 8760 | 0 | 0 | 0 | 0 | 17705.6276 | 105.9674 | 16.0652 | 3.2116 | -36.0147 | 1768.6184 | 99.1438 | 0 | 0 | 0 | 0 | 0 | 0 | 0 | 0 | 0 | 0 | 0 | 105148.7883 | 0 | 0 | 17705.7294 | 0.13517 | 0.13517 | 0.67195 | 0.031824 | 0.68397 | 0 | 121.7137 | 0 | 0 | 19147.7177 | 0 | 0 | 0 | 14.974 | #N/A | #N/A
Leconte Energy Storage BA | CISD | CA_CISO | CA | Pumped Storage | Energy Storage | 125 | -125 |  | 2022-08-01 | 2050-12-31 | 45.4544 | -23.0993 | -9.0256 | 125 | 125 | 168498.4579 | 196468.7677 | 5.2504 | 0.15388 | 0.54745 | 6.0885 | 5.5411 | 8760 | 0 | 8760 | 0 | 0 | -0.041955 | 1.5236 | 0 | 63.0051 | -14.38 | -9.3055 | -25.1428 | 1885.156 | 66.939 | 1.023 | 0 | 0 | 0 | 0 | 0 | 0 | 0 | 0 | 0 | 44709.278 | 104526.604 | 109057.4539 | 0 | 128930.3979 | 0.15866 | 0.00010078 | 4.7626 | 4.7626 | 4.7626 | 6.1396 | 13.2633 | 77326.1573 | 0 | 108295.5353 | 0 | 0 | 0 | 6.2742 | #N/A | #N/A
Lemolo 1 HY | PACW | NW_PACW | OR | Hydro | Hydro | 32 | 0 |  | 1955-07-01 | 2038-12-31 | 102.036 | 15.1958 | 2.5089 | 32 | 32 | 124881.2859 | 0 | 0 | 0.4455 | 0 | 12.7424 | 12.7424 | 0 | 0 | 0 | 8760 | 0 | 0 | 0 | 0 | 104.5747 | 15.2527 | 2.6315 | -37.4419 | 1787.6823 | 90.9946 | 0 | 0 | 0 | 0 | 0 | 0 | 0 | 0 | 0 | 0 | 10741.59 | 7037.0961 | 25542.0174 | 3.555 | 36738.0287 | 27.0174 | 18.7409 | 65.6973 | 0.031824 | 65.2925 | 321438.4206 | 192931.0615 | 1457384.2929 | 0.0030612 | 2633009.7435 | 0 | 0 | 0 | 17.3471 | #N/A | #N/A
Lemolo 2 HY | PACW | NW_PACW | OR | Hydro | Hydro | 38.5 | 0 |  | 1956-11-01 | 2038-12-31 | 95.4442 | 15.9014 | 2.6157 | 38.5 | 38.5 | 133063.215 | 0 | 0 | 0.39454 | 0 | 12.7001 | 12.7001 | 0 | 0 | 0 | 8760 | 0 | 0 | 0 | 0 | 104.943 | 15.2527 | 2.9997 | -37.5286 | 1797.7977 | 91.3044 | 0 | 0 | 0 | 0 | 0 | 0 | 0 | 0 | 0 | 0 | 11372.4801 | 6458.7945 | 29257.0826 | 12.835 | 45686.4799 | 27.0174 | 18.7409 | 65.6973 | 0.031824 | 65.2925 | 395860.6074 | 143271.1499 | 1664748.9253 | 0.4805 | 3257837.4236 | 0 | 0 | 0 | 18.1618 | #N/A | #N/A
Lemoore 1 PV-NT | CIPV | CA_CISO | CA | Hourly Resource | PV-NonTracking | 1.5 | 0 |  | 2016-01-29 | 2050-12-31 | 39.0202 | -13.2212 | -2.8643 | 1.5 | 1.5 | 3524.6295 | 0 | 0 | 0.26824 | 0 | 0.13753 | 0.13753 | 8760 | 0 | 8760 | 0 | 0 | 0 | 0 | 73.158 | 90.0058 | 3.0463 | 0.26888 | -25.6216 | 2168.0186 | 87.5952 | 0 | 0 | 0 | 0 | 0 | 0 | 0 | 0 | 0 | 0 | 0 | 0 | 0 | 0 | 1.4188e-07 | 0.15866 | 0.00010078 | 4.7626 | 4.7626 | 4.7626 | 0 | 0 | 0 | 0 | 2.4235e-06 | 0 | 0 | 0 | 0.13753 | #N/A | #N/A
Libby HY 1 HY | BPAT | NW_BPAT | MT | Hydro | Hydro | 525 | 0 |  | 1975-08-01 | 2050-12-31 | 99.2168 | 16.1837 | -1.785 | 223.2991 | 336.6424 | 1999605.3021 | 0 | 0 | 0.39356 | 0 | 198.3945 | 198.3945 | 0 | 0 | 2161 | 6599 | 0 | 0 | 0 | 0 | 106.954 | 20.5275 | -0.26408 | -45.5649 | 1824.5122 | 103.9245 | 0 | 0 | 0 | 0 | 0 | 0 | 0 | 0 | 0 | 0 | 34879.2938 | 258316.6513 | 14078.6942 | 12315.2489 | 293990.7149 | 0.13517 | 0.13517 | 0.67195 | 0.031824 | 0.68397 | 221.0191 | 325.5796 | 69.2994 | 601.9743 | 271743.8544 | 0 | 0 | 0 | 198.6674 | #N/A | #N/A
Libra Solar PV-NT | SPPC | SW_NVE | NV | Hourly Resource | PV-NonTracking | 700 | 0 |  | 2030-01-31 | 2051-12-31 | -10.3917 | -59.6652 | -5.6985 | 700 | 700 | 1593016.3208 | 0 | 0 | 0.25979 | 0 | -16.5541 | -16.5541 | 8760 | 0 | 8760 | 0 | 0 | 0 | 0 | 98572.8825 | 27.6269 | -50.9386 | -8.1251 | -97.6159 | 1752.7371 | 63.6907 | 0 | 0 | 0 | 0 | 0 | 0 | 0 | 0 | 0 | 0 | 0 | 149.0954 | 0 | 0 | 4.2748e-05 | 0.19614 | 0.00021973 | 4.6327 | 0.031824 | 4.6009 | 0 | 0.21777 | 0 | 0 | 0.00039879 | 0 | 0 | 0 | -16.5541 | #N/A | #N/A
Li-ion Battery (4-hr) - Midway - Wheeler Ridge BA | CIPV | CA_CISO | CA | Pumped Storage | Energy Storage | 92 | -92 |  | 2024-05-01 | 2051-12-31 | 59.1918 | -12.6489 | -6.7353 | 92 | 92 | 127965.2394 | 149248.5056 | 5.1366 | 0.15878 | 0.41582 | 6.1356 | 5.7198 | 8760 | 0 | 8760 | 0 | 0 | -0.031925 | 1.0129 | 0 | 78.9048 | -3.3622 | -4.4236 | -25.0422 | 1996.3148 | 75.8217 | 1.1474 | 0 | 0 | 0 | 0 | 0 | 0 | 0 | 0 | 0 | 597.8883 | 118.1077 | 19482.8441 | 0 | 13944.2724 | 0.15866 | 0.00010078 | 4.7626 | 4.7626 | 4.7626 | 2157.4484 | 0.032689 | 47346.5912 | 0 | 2160.7511 | 0 | 0 | 0 | 6.1873 | #N/A | #N/A
Li-ion Battery (4-hr)_Antelope_230kV BA | CISC | CA_CISO | CA | Pumped Storage | Energy Storage | 28 | -28 |  | 2025-05-01 | 2051-12-31 | 49.9023 | -19.3507 | -5.6433 | 28 | 28 | 34969.2016 | 40744.94 | 1.2654 | 0.14257 | 0.11357 | 1.2474 | 1.1339 | 8760 | 0 | 8760 | 0 | 0 | -0.0086636 | 0.3111 | 0 | 73.2865 | -8.8657 | -4.5383 | -25.2265 | 1966.0969 | 72.0232 | 1.1574 | 0 | 0 | 0 | 0 | 0 | 0 | 0 | 0 | 0 | 872.2665 | 486.3034 | 13466.845 | 28 | 4320.9871 | 0.15866 | 0.00010078 | 4.7626 | 4.7626 | 4.7626 | 0.19322 | 0.11338 | 936.8085 | 0.006412 | 3.4525 | 0 | 0 | 0 | 1.2484 | #N/A | #N/A
Li-ion Battery (4-hr)_Arco_230kV BA | CIPV | CA_CISO | CA | Pumped Storage | Energy Storage | 170 | -170 |  | 2033-05-01 | 2051-12-31 | 60.8736 | -11.2216 | -4.7159 | 170 | 170 | 235954.7167 | 275193.7781 | 9.3707 | 0.15844 | 0.76672 | 12.374 | 11.6073 | 8760 | 0 | 8760 | 0 | 0 | -0.058859 | 2.0021 | 0 | 82.5689 | -1.6151 | -2.5065 | -27.2854 | 2037.7463 | 81.9384 | 1.1873 | 0 | 0 | 0 | 0 | 0 | 0 | 0 | 0 | 0 | 4691.5964 | 6572.5035 | 52336.8839 | 0 | 76236.1077 | 0.15866 | 0.00010078 | 4.7626 | 4.7626 | 4.7626 | 307.3404 | 1.5601 | 34530.3549 | 0 | 28648.5956 | 0 | 0 | 0 | 12.4375 | #N/A | #N/A
Li-ion Battery (4-hr)_Avocado_69kV BA | CISD | CA_CISO | CA | Pumped Storage | Energy Storage | 30 | -30 |  | 2032-05-01 | 2051-12-31 | 52.2175 | -24.7903 | -4.5611 | 30 | 30 | 42666.0032 | 49771.7664 | 1.6132 | 0.16235 | 0.13866 | 1.6005 | 1.4618 | 8760 | 0 | 8760 | 0 | 0 | -0.010659 | 0.36678 | 0 | 70.0434 | -13.2205 | -3.4267 | -26.9934 | 1977.7644 | 71.4921 | 1.1235 | 0 | 0 | 0 | 0 | 0 | 0 | 0 | 0 | 0 | 653.6612 | 572.1177 | 12624.9371 | 0 | 4901.6923 | 0.15866 | 0.00010078 | 4.7626 | 4.7626 | 4.7626 | 0.16553 | 0.13768 | 44.5571 | 0 | 1.2651 | 0 | 0 | 0 | 1.6005 | #N/A | #N/A
Li-ion Battery (4-hr)_Barre_230kV BA | CISC | CA_CISO | CA | Pumped Storage | Energy Storage | 10 | -10 |  | 2026-05-01 | 2051-12-31 | 51.5598 | -23.9353 | -5.155 | 10 | 10 | 14010.8856 | 16342.2179 | 0.52961 | 0.15994 | 0.04553 | 0.50579 | 0.46026 | 8760 | 0 | 8760 | 0 | 0 | -0.003497 | 0.11945 | 0 | 70.8627 | -11.8653 | -3.9626 | -27.0209 | 1991.7058 | 72.4483 | 1.1468 | 0 | 0 | 0 | 0 | 0 | 0 | 0 | 0 | 0 | 293.4876 | 161.2168 | 3389.0793 | 8.5 | 866.8204 | 0.15866 | 0.00010078 | 4.7626 | 4.7626 | 4.7626 | 3.6758 | 0.037843 | 11.8664 | 0.0017425 | 0.20678 | 0 | 0 | 0 | 0.5058 | #N/A | #N/A
Li-ion Battery (4-hr)_Calcite_230kV BA | CISC | CA_CISO | CA | Pumped Storage | Energy Storage | 200 | -200 |  | 2030-05-01 | 2051-12-31 | 39.7123 | -27.156 | -6.6676 | 200 | 200 | 275529.4253 | 321328.7225 | 5.0394 | 0.15727 | 0.89529 | 13.6239 | 12.7286 | 8760 | 0 | 8760 | 0 | 0 | -0.068699 | 2.4906 | 0 | 60.6852 | -19.531 | -6.4744 | -31.6124 | 1913.9247 | 74.2112 | 1.0751 | 0 | 0 | 0 | 0 | 0 | 0 | 0 | 0 | 0 | 16867.8853 | 19640.1386 | 72203.7276 | 62.5696 | 125955.5513 | 0.15866 | 0.00010078 | 4.7626 | 4.7626 | 4.7626 | 1591.7031 | 4.5475 | 49835.9525 | 0.012889 | 40787.6572 | 0 | 0 | 0 | 13.7161 | #N/A | #N/A
Li-ion Battery (4-hr)_Capistrano_138kV 1 BA | CISD | CA_CISO | CA | Pumped Storage | Energy Storage | 250 | -250 |  | 2026-05-01 | 2051-12-31 | 50.424 | -24.547 | -5.8094 | 250 | 250 | 350970.66 | 409377.2339 | 12.7551 | 0.16026 | 1.1405 | 12.8296 | 11.6891 | 8760 | 0 | 8760 | 0 | 0 | -0.08761 | 3.0529 | 0 | 69.0317 | -12.9146 | -4.7443 | -26.1391 | 1974.6035 | 71.3071 | 1.1178 | 0 | 0 | 0 | 0 | 0 | 0 | 0 | 0 | 0 | 1298.2955 | 2590.0315 | 12628.3452 | 0 | 96731.6454 | 0.15866 | 0.00010078 | 4.7626 | 4.7626 | 4.7626 | 0.31702 | 0.56636 | 8.986 | 0 | 23.4395 | 0 | 0 | 0 | 12.8296 | #N/A | #N/A
Li-ion Battery (4-hr)_Carpenter Canyon BA | VEA | CA_CISO | NV | Pumped Storage | Energy Storage | 200 | -200 |  | 2030-05-01 | 2051-12-31 | -16.9373 | -102.3691 | -11.6776 | 200 | 200 | 253193.7493 | 300698.5227 | -9.3072 | 0.14452 | 0.83084 | 9.233 | 8.4021 | 8760 | 0 | 8760 | 0 | 0 | -0.071257 | 5.1001 | 0 | -24.2317 | -100.2466 | -10.6756 | -115.865 | 1651.5784 | 56.5902 | 0.31563 | 0 | 0 | 0 | 0 | 0 | 0 | 0 | 0 | 0 | 17063.2801 | 16600.6516 | 417948.781 | 846.0112 | 332071.7943 | 0.15866 | 0.00010078 | 4.7626 | 4.7626 | 4.7626 | 59015.333 | 4.0046 | 3540829.9903 | 96507.7497 | 558773.5537 | 0 | 0 | 0 | 13.4881 | #N/A | #N/A
Li-ion Battery (4-hr)_Cayetano_230kV BA | CIPB | CA_CISO | CA | Pumped Storage | Energy Storage | 100 | -100 |  | 2024-05-01 | 2051-12-31 | 90.6445 | -0.40646 | 1.5879 | 100 | 100 | 139186.1465 | 162336.6375 | 11.8897 | 0.15889 | 0.45228 | 3.552 | 3.0998 | 8760 | 0 | 8760 | 0 | 0 | -0.034726 | 1.1689 | 0 | 97.234 | 7.4545 | 3.0889 | -26.4305 | 1721.4482 | 66.0569 | 1.1949 | 0 | 0 | 0 | 0 | 0 | 0 | 0 | 0 | 0 | 2252.4885 | 945.9498 | 66773.2294 | 15 | 32506.0862 | 0.15866 | 0.00010078 | 4.7626 | 4.7626 | 4.7626 | 4.0036 | 0.22876 | 1237617.1692 | 763.1697 | 346921.5699 | 0 | 0 | 0 | 5.1373 | #N/A | #N/A
Li-ion Battery (4-hr)_Center_230kV BA | CISC | CA_CISO | CA | Pumped Storage | Energy Storage | 90 | -90 |  | 2026-05-01 | 2051-12-31 | 51.9334 | -23.87 | -4.9347 | 90 | 90 | 124712.983 | 145450.5629 | 4.7461 | 0.15818 | 0.40525 | 4.5382 | 4.133 | 8760 | 0 | 8760 | 0 | 0 | -0.031106 | 1.0674 | 0 | 71.658 | -11.3981 | -3.6344 | -25.8481 | 1996.1594 | 72.808 | 1.1574 | 0 | 0 | 0 | 0 | 0 | 0 | 0 | 0 | 0 | 702.5704 | 1011.4551 | 18967.9924 | 0 | 12673.4468 | 0.15866 | 0.00010078 | 4.7626 | 4.7626 | 4.7626 | 0.16279 | 0.25042 | 104.1293 | 0 | 3.0678 | 0 | 0 | 0 | 4.5383 | #N/A | #N/A
Li-ion Battery (4-hr)_Cielo Azul_500kV 1 BA | AZPS | SW_AZPS | AZ | Pumped Storage | Energy Storage | 500 | -500 |  | 2032-05-01 | 2051-12-31 | 43.3916 | -24.9112 | -9.5173 | 500 | 500 | 713676.1802 | 832560.1812 | 15.7999 | 0.16294 | 2.3194 | 35.494 | 33.1746 | 8760 | 0 | 8760 | 0 | 0 | -0.17833 | 6.481 | 0 | 60.0906 | -16.8214 | -9.7786 | -25 | 1925.3224 | 72.1124 | 0.79208 | 0 | 0 | 0 | 0 | 0 | 0 | 0 | 0 | 0 | 99433.0688 | 119643.7938 | 63024.1503 | 137525.1149 | 229480.7553 | 0.94841 | 0.0016464 | 11.9962 | 5.1679 | 6.8283 | 46683.4608 | 36.41 | 755812.8188 | 267105.5562 | 1160092.6416 | 0 | 0 | 0 | 37.7237 | #N/A | #N/A
Li-ion Battery (4-hr)_Colorado River_230kV BA | CISC | CA_CISO | CA | Pumped Storage | Energy Storage | 204 | -204 |  | 2024-05-01 | 2051-12-31 | 44.936 | -24.6682 | -9.4184 | 204 | 204 | 290161.1183 | 338485.9929 | 8.8531 | 0.16237 | 0.94297 | 10.5428 | 9.5998 | 8760 | 0 | 8760 | 0 | 0 | -0.072487 | 2.4552 | 0 | 62.5115 | -15.4691 | -8.71 | -25.2147 | 1922.2865 | 68.3045 | 1.0337 | 0 | 0 | 0 | 0 | 0 | 0 | 0 | 0 | 0 | 2292.3538 | 4443.1939 | 25029.8874 | 0 | 80162.4393 | 0.15866 | 0.00010078 | 4.7626 | 4.7626 | 4.7626 | 0.49592 | 0.95561 | 2451.0497 | 0 | 12137.3187 | 0 | 0 | 0 | 10.5574 | #N/A | #N/A
Li-ion Battery (4-hr)_Coolwater_115kV BA | CISC | CA_CISO | CA | Pumped Storage | Energy Storage | 110 | -110 |  | 2033-05-01 | 2051-12-31 | 38.5717 | -29.1254 | -10.3418 | 110 | 110 | 165739.1904 | 193434.3374 | 2.6426 | 0.172 | 0.53876 | 8.5688 | 8.03 | 8760 | 0 | 8760 | 0 | 0 | -0.041543 | 1.3237 | 0 | 57.7108 | -21.1115 | -7.8683 | -30.95 | 1916.9286 | 74.1586 | 1.035 | 0 | 0 | 0 | 0 | 0 | 0 | 0 | 0 | 0 | 3233.443 | 3605.8897 | 58813.6032 | 0 | 37676.0119 | 0.15866 | 0.00010078 | 4.7626 | 4.7626 | 4.7626 | 0.83019 | 0.8932 | 162982.7065 | 0 | 73093.5907 | 0 | 0 | 0 | 8.8049 | #N/A | #N/A
Li-ion Battery (4-hr)_Cortina_115kV BA | CIPV | CA_CISO | CA | Pumped Storage | Energy Storage | 150 | -150 |  | 2030-05-01 | 2051-12-31 | 91.8636 | 1.5039 | 0.020052 | 150 | 150 | 205165.1929 | 239253.1607 | 17.9954 | 0.15614 | 0.66663 | 4.835 | 4.1684 | 8760 | 0 | 8760 | 0 | 0 | -0.051132 | 1.7615 | 0 | 96.1251 | 8.3049 | 1.1296 | -26.1043 | 1750.33 | 65.0611 | 1.1824 | 0 | 0 | 0 | 0 | 0 | 0 | 0 | 0 | 0 | 5005.3227 | 4897.2787 | 102588.8336 | 40.0798 | 84996.2976 | 0.15866 | 0.00010078 | 4.7626 | 4.7626 | 4.7626 | 4341.1873 | 1.2038 | 2620609.713 | 583.7153 | 593601.664 | 0 | 0 | 0 | 8.0541 | #N/A | #N/A
Li-ion Battery (4-hr)_ECO_138kV BA | CISD | CA_CISO | CA | Pumped Storage | Energy Storage | 117.15 | -117.15 |  | 2024-05-01 | 2051-12-31 | 45.3411 | -23.0932 | -8.9626 | 117.15 | 117.15 | 160498.4054 | 187167.7564 | 4.922 | 0.1564 | 0.5215 | 5.9196 | 5.3981 | 8760 | 0 | 8760 | 0 | 0 | -0.040004 | 1.4117 | 0 | 63.3589 | -14.2525 | -9.0791 | -25.1515 | 1898.4148 | 67.4617 | 1.0315 | 0 | 0 | 0 | 0 | 0 | 0 | 0 | 0 | 0 | 2025.7912 | 1756.7988 | 32883.0763 | 0 | 36717.9837 | 0.15866 | 0.00010078 | 4.7626 | 4.7626 | 4.7626 | 0.49336 | 0.43798 | 3534.7557 | 0 | 305.288 | 0 | 0 | 0 | 5.9235 | #N/A | #N/A
Li-ion Battery (4-hr)_El Cajon_69kV BA | CISD | CA_CISO | CA | Pumped Storage | Energy Storage | 50 | -50 |  | 2026-05-01 | 2051-12-31 | 49.8537 | -24.5635 | -6.1359 | 50 | 50 | 70201.2039 | 81883.7665 | 2.4825 | 0.16028 | 0.22813 | 2.6169 | 2.3888 | 8760 | 0 | 8760 | 0 | 0 | -0.017524 | 0.61987 | 0 | 67.5926 | -13.6171 | -5.4808 | -26.2156 | 1948.3163 | 69.8904 | 1.0906 | 0 | 0 | 0 | 0 | 0 | 0 | 0 | 0 | 0 | 384.5581 | 287.2059 | 17505.8632 | 0 | 9097.1133 | 0.15866 | 0.00010078 | 4.7626 | 4.7626 | 4.7626 | 0.087606 | 0.066459 | 782.9616 | 0 | 2.4241 | 0 | 0 | 0 | 2.6177 | #N/A | #N/A
Li-ion Battery (4-hr)_El Casco_230kV BA | CISC | CA_CISO | CA | Pumped Storage | Energy Storage | 65 | -65 |  | 2028-05-01 | 2051-12-31 | 48.8498 | -22.3284 | -6.0354 | 65 | 65 | 88801.6157 | 103554.8375 | 3.0703 | 0.15596 | 0.28853 | 3.256 | 2.9675 | 8760 | 0 | 8760 | 0 | 0 | -0.02213 | 0.75577 | 0 | 68.5654 | -12.7748 | -5.3503 | -28.3444 | 1971.8763 | 71.4561 | 1.1159 | 0 | 0 | 0 | 0 | 0 | 0 | 0 | 0 | 0 | 962.9767 | 1002.4948 | 18955.9458 | 0 | 10001.3655 | 0.15866 | 0.00010078 | 4.7626 | 4.7626 | 4.7626 | 0.25448 | 0.27042 | 371.097 | 0 | 108.0505 | 0 | 0 | 0 | 3.2565 | #N/A | #N/A
Li-ion Battery (4-hr)_Eldorado_230kV BA | CISC | CA_CISO | NV | Pumped Storage | Energy Storage | 279 | -279 |  | 2024-05-01 | 2051-12-31 | 42.8708 | -25.1753 | -7.7165 | 279 | 279 | 393767.5214 | 459317.0657 | 10.7546 | 0.16111 | 1.2796 | 15.0632 | 13.7836 | 8760 | 0 | 8760 | 0 | 0 | -0.098324 | 3.8257 | 0 | 58.2281 | -20.5764 | -7.886 | -25.1927 | 1898.1852 | 66.2984 | 0.93954 | 0 | 0 | 0 | 0 | 0 | 0 | 0 | 0 | 0 | 5185.7208 | 5077.0198 | 87330.8291 | 2.6933 | 216754.576 | 0.15866 | 0.00010078 | 4.7626 | 4.7626 | 4.7626 | 35.9398 | 1.4052 | 145541.5918 | 0.00098361 | 176533.3429 | 0 | 0 | 0 | 15.3854 | #N/A | #N/A
Li-ion Battery (4-hr)_Etiwanda_230kV BA | CISC | CA_CISO | CA | Pumped Storage | Energy Storage | 100 | -100 |  | 2024-05-01 | 2051-12-31 | 48.693 | -22.2679 | -5.1629 | 100 | 100 | 133398.8773 | 155528.0856 | 4.5276 | 0.15228 | 0.43339 | 5.0135 | 4.5801 | 8760 | 0 | 8760 | 0 | 0 | -0.033194 | 1.099 | 0 | 70.0286 | -12.2497 | -4.4123 | -31.9872 | 1981.1047 | 72.449 | 1.1377 | 0 | 0 | 0 | 0 | 0 | 0 | 0 | 0 | 0 | 1855.7504 | 2302.2116 | 26085.594 | 0 | 20076.131 | 0.15866 | 0.00010078 | 4.7626 | 4.7626 | 4.7626 | 1935.9546 | 0.64775 | 935.6646 | 0 | 5.1314 | 0 | 0 | 0 | 5.0164 | #N/A | #N/A
Li-ion Battery (4-hr)_Fink (Proposed)_230kV BA | CIPV | CA_CISO | CA | Pumped Storage | Energy Storage | 157 | -157 |  | 2032-05-01 | 2051-12-31 | 79.987 | -4.0227 | -0.479 | 157 | 157 | 202073.6663 | 235517.248 | 13.7786 | 0.14693 | 0.65639 | 7.4444 | 6.788 | 8760 | 0 | 8760 | 0 | 0 | -0.050165 | 1.6247 | 0 | 93.4714 | 4.7724 | 2.0084 | -26.1094 | 1920.7139 | 70.9295 | 1.2238 | 0 | 0 | 0 | 0 | 0 | 0 | 0 | 0 | 0 | 1662.7876 | 2201.2124 | 37414.9818 | 29.6011 | 35230.1964 | 0.15866 | 0.00010078 | 4.7626 | 4.7626 | 4.7626 | 40.111 | 0.60314 | 953653.6069 | 111.6079 | 338828.8713 | 0 | 0 | 0 | 8.7371 | #N/A | #N/A
Li-ion Battery (4-hr)_Fulton_230kV BA | CIPV | CA_CISO | CA | Pumped Storage | Energy Storage | 38 | -38 |  | 2024-05-01 | 2051-12-31 | 89.0934 | 0.47624 | -0.78015 | 38 | 38 | 51852.4059 | 60466.3581 | 4.3706 | 0.15577 | 0.16848 | 1.2656 | 1.0971 | 8760 | 0 | 8760 | 0 | 0 | -0.012921 | 0.4142 | 0 | 95.3224 | 7.7773 | 0.85453 | -25.8157 | 1797.8059 | 65.0623 | 1.1886 | 0 | 0 | 0 | 0 | 0 | 0 | 0 | 0 | 0 | 580.3175 | 283.072 | 25639.1876 | 0 | 7156.8657 | 0.15866 | 0.00010078 | 4.7626 | 4.7626 | 4.7626 | 891.6731 | 0.082854 | 570861.1792 | 0 | 116575.18 | 0 | 0 | 0 | 1.9539 | #N/A | #N/A
Li-ion Battery (4-hr)_Gates_230kV 1 BA | CIPV | CA_CISO | CA | Pumped Storage | Energy Storage | 763 | -763 |  | 2024-05-01 | 2051-12-31 | 65.7317 | -8.5339 | -3.4321 | 763 | 763 | 1061073.6503 | 1237550.1381 | 49.8447 | 0.15875 | 3.4479 | 51.4032 | 47.9552 | 8760 | 0 | 8760 | 0 | 0 | -0.26471 | 8.8469 | 0 | 85.3076 | -0.11858 | -1.2644 | -26.0574 | 2010.626 | 77.3724 | 1.1989 | 0 | 0 | 0 | 0 | 0 | 0 | 0 | 0 | 0 | 2813.9793 | 2255.6643 | 24393.5053 | 0 | 209667.9018 | 0.15866 | 0.00010078 | 4.7626 | 4.7626 | 4.7626 | 0.87883 | 0.57956 | 8624.3721 | 0 | 115232.2718 | 0 | 0 | 0 | 51.527 | #N/A | #N/A
Li-ion Battery (4-hr)_Gold Hill_230kV BA | CIPV | CA_CISO | CA | Pumped Storage | Energy Storage | 50 | -50 |  | 2033-05-01 | 2051-12-31 | 94.5857 | 4.098 | 4.3409 | 50 | 50 | 78303.0546 | 91415.3553 | 6.8836 | 0.17877 | 0.25458 | 2.2857 | 2.0312 | 8760 | 0 | 8760 | 0 | 0 | -0.019668 | 0.65326 | 0 | 100.0449 | 8.1733 | 5.1811 | -27.8502 | 1917.5072 | 69.6723 | 1.2499 | 0 | 0 | 0 | 0 | 0 | 0 | 0 | 0 | 0 | 706.842 | 884.6955 | 61854.8089 | 92.5 | 14621.2918 | 0.15866 | 0.00010078 | 4.7626 | 4.7626 | 4.7626 | 0.20529 | 0.2554 | 653408.2072 | 580.1742 | 251703.7339 | 0 | 0 | 0 | 3.1914 | #N/A | #N/A
Li-ion Battery (4-hr)_GWF Hanford_115kV BA | CIPV | CA_CISO | CA | Pumped Storage | Energy Storage | 32 | -32 |  | 2034-05-01 | 2051-12-31 | 74.4963 | -10.3276 | -2.0953 | 32 | 32 | 31150.306 | 36346.2411 | 1.7341 | 0.11112 | 0.10124 | 1.56 | 1.4588 | 8760 | 0 | 8760 | 0 | 0 | -0.0077939 | 0.43779 | 0 | 92.3918 | 3.655 | 2.0462 | -26.6367 | 2233.375 | 90.3725 | 1.2676 | 0 | 0 | 0 | 0 | 0 | 0 | 0 | 0 | 0 | 90.7458 | 60.1282 | 7801.8097 | 0 | 2178.6656 | 0.15866 | 0.00010078 | 4.7626 | 4.7626 | 4.7626 | 2.3639 | 0.015153 | 7480.6834 | 0 | 5721.2258 | 0 | 0 | 0 | 1.5732 | #N/A | #N/A
Li-ion Battery (4-hr)_Hassayampa_500kV BA | TH_PV | SW_TH_PV | AZ | Pumped Storage | Energy Storage | 10 | -10 |  | 2032-05-01 | 2051-12-31 | 32.4178 | -38.7489 | -10.0741 | 10 | 10 | 13878 | 16185.8819 | 0.19578 | 0.15842 | 0.045096 | 0.58304 | 0.53794 | 8760 | 0 | 8760 | 0 | 0 | -0.0034618 | 0.12294 | 0 | 44.2262 | -32.4671 | -9.9972 | -25.111 | 1878.6093 | 64.0825 | 0.79261 | 0 | 0 | 0 | 0 | 0 | 0 | 0 | 0 | 0 | 0 | 0 | 0 | 0 | 0 | 0 | 0 | 0 | 0 | 0 | 0 | 0 | 0 | 0 | 0 | 0 | 0 | 0 | 0.58304 | #N/A | #N/A
Li-ion Battery (4-hr)_Hinson_230kV BA | CISC | CA_CISO | CA | Pumped Storage | Energy Storage | 200 | -200 |  | 2024-05-01 | 2051-12-31 | 52.6788 | -23.9667 | -4.7379 | 200 | 200 | 275355.2685 | 321123.8343 | 10.7225 | 0.15717 | 0.89472 | 9.9767 | 9.082 | 8760 | 0 | 8760 | 0 | 0 | -0.068653 | 2.4201 | 0 | 72.3271 | -10.8883 | -3.4751 | -25.6863 | 1994.0575 | 72.5927 | 1.1623 | 0 | 0 | 0 | 0 | 0 | 0 | 0 | 0 | 0 | 280.2622 | 270.5907 | 10978.1151 | 0 | 39790.7732 | 0.15866 | 0.00010078 | 4.7626 | 4.7626 | 4.7626 | 0.069164 | 0.062377 | 1666.7075 | 0 | 458.5901 | 0 | 0 | 0 | 9.9788 | #N/A | #N/A
Li-ion Battery (4-hr)_Hollister_115kV BA | CIPB | CA_CISO | NV | Pumped Storage | Energy Storage | 10 | -10 |  | 2024-05-01 | 2051-12-31 | 91.3888 | 4.6893 | 1.0043 | 10 | 10 | 11328.7295 | 13186.7402 | 0.95261 | 0.12932 | 0.036773 | 0.33522 | 0.29845 | 8760 | 0 | 8760 | 0 | 0 | -0.002787 | 0.080169 | 0 | 103.9772 | 14.4237 | 2.863 | -25.9369 | 1981.4402 | 68.4592 | 1.2416 | 0 | 0 | 0 | 0 | 0 | 0 | 0 | 0 | 0 | 1527.3007 | 458.9706 | 4636.032 | 14.5619 | 1284.0743 | 0.15866 | 0.00010078 | 4.7626 | 4.7626 | 4.7626 | 4470.7172 | 0.12814 | 11818.1286 | 82.1648 | 459.9582 | 0 | 0 | 0 | 0.35205 | #N/A | #N/A
Li-ion Battery (4-hr)_Hoodoo Wash_500kV 1 BA | CISD | CA_CISO | AZ | Pumped Storage | Energy Storage | 400 | -400 |  | 2024-05-01 | 2051-12-31 | 44.4803 | -25.0411 | -10.1345 | 400 | 400 | 560361.1286 | 653601.3058 | 16.3891 | 0.15992 | 1.8209 | 21.2192 | 19.3983 | 8760 | 0 | 8760 | 0 | 0 | -0.13986 | 4.9781 | 0 | 60.5286 | -16.0706 | -10.0914 | -25.3695 | 1886.4489 | 66.1619 | 0.98287 | 0 | 0 | 0 | 0 | 0 | 0 | 0 | 0 | 0 | 2380.4124 | 2669.09 | 53584.9896 | 0 | 198697.701 | 0.15866 | 0.00010078 | 4.7626 | 4.7626 | 4.7626 | 0.67397 | 0.73008 | 199885.8236 | 0 | 102739.5523 | 0 | 0 | 0 | 21.5219 | #N/A | #N/A
Li-ion Battery (4-hr)_Humboldt_115kV BA | CIPV | CA_CISO | CA | Pumped Storage | Energy Storage | 1.25 | -1.25 |  | 2024-05-01 | 2051-12-31 | 94.1543 | 3.9086 | 2.1282 | 1.25 | 1.25 | 1601.5271 | 1866.5024 | 0.1411 | 0.14626 | 0.005202 | 0.044336 | 0.039134 | 8760 | 0 | 8760 | 0 | 0 | -0.00039746 | 0.013205 | 0 | 99.2736 | 9.5002 | 3.0828 | -40.943 | 1564.5021 | 62.0129 | 1.1981 | 0 | 0 | 0 | 0 | 0 | 0 | 0 | 0 | 0 | 113.2215 | 17.1425 | 1296.1152 | 56.3125 | 223.3125 | 0.15866 | 0.00010078 | 4.7626 | 4.7626 | 4.7626 | 29.3785 | 0.0050898 | 17698.1212 | 5901.0463 | 6303.4987 | 0 | 0 | 0 | 0.074268 | #N/A | #N/A
Li-ion Battery (4-hr)_Imperial Valley_230kV BA | CISD | CA_CISO | AZ | Pumped Storage | Energy Storage | 174 | -174 |  | 2030-05-01 | 2051-12-31 | 46.003 | -24.1428 | -8.9703 | 174 | 174 | 242526.291 | 282868.556 | 7.6112 | 0.15911 | 0.78809 | 8.9474 | 8.1593 | 8760 | 0 | 8760 | 0 | 0 | -0.060513 | 2.1417 | 0 | 63.3386 | -14.3797 | -8.9723 | -24.9697 | 1886.7711 | 67.0653 | 1.0313 | 0 | 0 | 0 | 0 | 0 | 0 | 0 | 0 | 0 | 1188.387 | 1096.7101 | 24914.2033 | 0 | 47572.2991 | 0.15866 | 0.00010078 | 4.7626 | 4.7626 | 4.7626 | 0.35712 | 0.29301 | 22963.3297 | 0 | 12829.8554 | 0 | 0 | 0 | 8.9832 | #N/A | #N/A
Li-ion Battery (4-hr)_Innovation_230kV BA | VEA | CA_CISO | NV | Pumped Storage | Energy Storage | 50 | -50 |  | 2034-05-01 | 2051-12-31 | -25.2023 | -122.0463 | -13.1852 | 50 | 50 | 45668.1985 | 54197.879 | -2.8702 | 0.10427 | 0.1498 | 3.2235 | 3.0737 | 8760 | 0 | 8760 | 0 | 0 | -0.012795 | 1.1211 | 0 | -36.8176 | -112.3963 | -11.1119 | -117.9071 | 1659.7769 | 56.5408 | 0.24805 | 0 | 0 | 0 | 0 | 0 | 0 | 0 | 0 | 0 | 2006.4199 | 1204.2928 | 78548.2683 | 402.0577 | 24295.8887 | 0.15866 | 0.00010078 | 4.7626 | 4.7626 | 4.7626 | 1033.3117 | 0.34676 | 443713.154 | 3480.2785 | 39746.6627 | 0 | 0 | 0 | 3.7115 | #N/A | #N/A
Li-ion Battery (4-hr)_Johanna_230kV BA | CISC | CA_CISO | CA | Pumped Storage | Energy Storage | 40 | -40 |  | 2024-05-01 | 2051-12-31 | 51.9734 | -24.253 | -5.2143 | 40 | 40 | 56796 | 66254.1158 | 2.173 | 0.16209 | 0.18458 | 2.0493 | 1.8647 | 8760 | 0 | 8760 | 0 | 0 | -0.014187 | 0.48926 | 0 | 70.4301 | -12.1833 | -4.0771 | -26.8416 | 1992.0222 | 72.2285 | 1.1405 | 0 | 0 | 0 | 0 | 0 | 0 | 0 | 0 | 0 | 188.0058 | 72.4031 | 6659.6505 | 0 | 2281.8644 | 0.15866 | 0.00010078 | 4.7626 | 4.7626 | 4.7626 | 0.0507 | 0.020848 | 1.7097 | 0 | 44.8547 | 0 | 0 | 0 | 2.0494 | #N/A | #N/A
Li-ion Battery (4-hr)_Kirker_115kV BA | CIPB | CA_CISO | CA | Pumped Storage | Energy Storage | 20 | -20 |  | 2033-05-01 | 2051-12-31 | 90.6834 | -0.30864 | 1.2387 | 20 | 20 | 27378.9192 | 31928.1393 | 2.3376 | 0.15627 | 0.088961 | 0.7029 | 0.61394 | 8760 | 0 | 8760 | 0 | 0 | -0.0068238 | 0.23981 | 0 | 96.7661 | 7.7042 | 2.3714 | -26.0851 | 1839.9912 | 66.5263 | 1.2139 | 0 | 0 | 0 | 0 | 0 | 0 | 0 | 0 | 0 | 235.881 | 122.7891 | 13636.4402 | 0 | 4082.296 | 0.15866 | 0.00010078 | 4.7626 | 4.7626 | 4.7626 | 0.758 | 0.037006 | 248180.3255 | 0 | 83594.1434 | 0 | 0 | 0 | 1.0347 | #N/A | #N/A
Li-ion Battery (4-hr)_Kramer_230kV 1 BA | CISC | CA_CISO | CA | Pumped Storage | Energy Storage | 306 | -306 |  | 2024-05-01 | 2051-12-31 | 36.5602 | -29.8615 | -7.5773 | 306 | 306 | 441768.1153 | 515407.1731 | 4.2116 | 0.1648 | 1.4358 | 26.5714 | 25.1356 | 8760 | 0 | 8760 | 0 | 0 | -0.11046 | 3.9099 | 0 | 56.8595 | -22.5589 | -7.2721 | -38.4775 | 1897.557 | 76.6171 | 1.0808 | 0 | 0 | 0 | 0 | 0 | 0 | 0 | 0 | 0 | 10731.1296 | 8112.1014 | 35697.9782 | 0 | 141212.7303 | 0.15866 | 0.00010078 | 4.7626 | 4.7626 | 4.7626 | 15088.4111 | 2.3989 | 6616.455 | 0 | 125134.8172 | 0 | 0 | 0 | 26.7182 | #N/A | #N/A
Li-ion Battery (4-hr)_Laguna Bell_230kV 1 BA | CISC | CA_CISO | CA | Pumped Storage | Energy Storage | 600 | -600 |  | 2024-05-01 | 2051-12-31 | 51.2014 | -23.8391 | -4.8988 | 600 | 600 | 799379.5398 | 931975.9007 | 29.5303 | 0.15209 | 2.597 | 29.5874 | 26.9903 | 8760 | 0 | 8760 | 0 | 0 | -0.19889 | 7.0337 | 0 | 72.2256 | -10.7841 | -3.6808 | -25.5631 | 1991.7544 | 72.6356 | 1.1614 | 0 | 0 | 0 | 0 | 0 | 0 | 0 | 0 | 0 | 1144.1598 | 877.8191 | 16866.2306 | 0 | 112913.3388 | 0.15866 | 0.00010078 | 4.7626 | 4.7626 | 4.7626 | 0.31299 | 0.22228 | 3722.3839 | 0 | 10315.6875 | 0 | 0 | 0 | 29.6014 | #N/A | #N/A
Li-ion Battery (4-hr)_Lakeview_70kV BA | CIPV | CA_CISO | CA | Pumped Storage | Energy Storage | 64.4 | -64.4 |  | 2024-05-01 | 2051-12-31 | 58.8814 | -12.3507 | -7.0122 | 64.4 | 64.4 | 89568.1944 | 104465.161 | 3.5894 | 0.15877 | 0.29105 | 4.2461 | 3.9551 | 8760 | 0 | 8760 | 0 | 0 | -0.022345 | 0.71416 | 0 | 78.673 | -3.3622 | -4.6554 | -25.1358 | 2006.9515 | 76.0798 | 1.1401 | 0 | 0 | 0 | 0 | 0 | 0 | 0 | 0 | 0 | 590.3794 | 1004.3328 | 26532.4795 | 64.4 | 10353.7174 | 0.15866 | 0.00010078 | 4.7626 | 4.7626 | 4.7626 | 1510.2545 | 0.2694 | 45395.462 | 0.016744 | 18498.3808 | 0 | 0 | 0 | 4.3115 | #N/A | #N/A
Li-ion Battery (4-hr)_Lakeville_230kV BA | CIPV | CA_CISO | CA | Pumped Storage | Energy Storage | 41 | -41 |  | 2024-05-01 | 2051-12-31 | 90.2443 | 0.074687 | 0.096967 | 41 | 41 | 55967.1663 | 65264.8956 | 4.7777 | 0.15583 | 0.18185 | 1.3852 | 1.2034 | 8760 | 0 | 8760 | 0 | 0 | -0.013947 | 0.4597 | 0 | 95.9947 | 7.7544 | 1.5497 | -25.8869 | 1797.3214 | 65.2362 | 1.1978 | 0 | 0 | 0 | 0 | 0 | 0 | 0 | 0 | 0 | 492.3965 | 195.0594 | 25880.6413 | 0 | 7979.8483 | 0.15866 | 0.00010078 | 4.7626 | 4.7626 | 4.7626 | 1.5645 | 0.056295 | 634356.5337 | 0 | 112941.2236 | 0 | 0 | 0 | 2.1325 | #N/A | #N/A
Li-ion Battery (4-hr)_Lighthipe_230kV BA | CISC | CA_CISO | CA | Pumped Storage | Energy Storage | 175 | -175 |  | 2025-05-01 | 2051-12-31 | 52.7894 | -23.6491 | -4.7334 | 175 | 175 | 240948.8966 | 280998.6938 | 9.4313 | 0.15717 | 0.78292 | 8.6906 | 7.9077 | 8760 | 0 | 8760 | 0 | 0 | -0.060075 | 2.1234 | 0 | 72.4377 | -10.7893 | -3.4635 | -25.661 | 1996.53 | 72.6487 | 1.1629 | 0 | 0 | 0 | 0 | 0 | 0 | 0 | 0 | 0 | 51.4706 | 175 | 8881.0359 | 2.1828e-08 | 20974.2683 | 0.15866 | 0.00010078 | 4.7626 | 4.7626 | 4.7626 | 0.01261 | 0.04375 | 147.7138 | 5.6316e-12 | 712.9817 | 0 | 0 | 0 | 8.6915 | #N/A | #N/A
Li-ion Battery (4-hr)_Los Banos_230kV BA | CIPV | CA_CISO | CA | Pumped Storage | Energy Storage | 99.6 | -99.6 |  | 2034-05-01 | 2051-12-31 | 77.5928 | -11.5685 | -2.3869 | 99.6 | 99.6 | 87879.4149 | 102450.1313 | 5.3575 | 0.10072 | 0.28549 | 4.0532 | 3.7678 | 8760 | 0 | 8760 | 0 | 0 | -0.021856 | 1.2941 | 0 | 91.7081 | 4.0676 | 0.9499 | -25.3723 | 1975.8119 | 74.9389 | 1.2193 | 0 | 0 | 0 | 0 | 0 | 0 | 0 | 0 | 0 | 1059.8305 | 943.7891 | 9848.5595 | 0 | 5731.4672 | 0.15866 | 0.00010078 | 4.7626 | 4.7626 | 4.7626 | 545.6524 | 0.27779 | 14906.4004 | 0 | 3128.1151 | 0 | 0 | 0 | 4.0718 | #N/A | #N/A
Li-ion Battery (4-hr)_Los Esteros_115kV 1 BA | CIPB | CA_CISO | CA | Pumped Storage | Energy Storage | 200 | -200 |  | 2024-05-01 | 2051-12-31 | 91.9011 | 0.73372 | 4.9469 | 200 | 200 | 280353.0833 | 327003.6165 | 23.3617 | 0.16002 | 0.91104 | 9.0934 | 8.1824 | 8760 | 0 | 8760 | 0 | 0 | -0.069976 | 2.3358 | 0 | 101.541 | 8.3678 | 6.4826 | -26.765 | 1967.1431 | 70.4928 | 1.263 | 0 | 0 | 0 | 0 | 0 | 0 | 0 | 0 | 0 | 1534.9127 | 790.7323 | 31494.4839 | 0 | 68676.8273 | 0.15866 | 0.00010078 | 4.7626 | 4.7626 | 4.7626 | 34.5916 | 0.22618 | 494440.1583 | 0 | 537625.8111 | 0 | 0 | 0 | 10.1255 | #N/A | #N/A
Li-ion Battery (4-hr)_Madison_115kV BA | CIPV | CA_CISO | CA | Pumped Storage | Energy Storage | 10.2 | -10.2 |  | 2025-05-01 | 2051-12-31 | 92.1577 | -0.1283 | 1.6207 | 10.2 | 10.2 | 14081.9168 | 16422.9604 | 1.22 | 0.1576 | 0.045757 | 0.37125 | 0.32549 | 8760 | 0 | 8760 | 0 | 0 | -0.0035116 | 0.11683 | 0 | 97.4671 | 7.7754 | 3.0012 | -26.2026 | 1786.0258 | 65.5397 | 1.2073 | 0 | 0 | 0 | 0 | 0 | 0 | 0 | 0 | 0 | 69.2213 | 42.99 | 6804.2246 | 18.87 | 1617.0052 | 0.15866 | 0.00010078 | 4.7626 | 4.7626 | 4.7626 | 0.018836 | 0.012887 | 137104.8899 | 2356.1465 | 40651.1452 | 0 | 0 | 0 | 0.55136 | #N/A | #N/A
Li-ion Battery (4-hr)_Mandalay_230kV BA | CISC | CA_CISO | CA | Pumped Storage | Energy Storage | 200 | -200 |  | 2034-05-01 | 2051-12-31 | 64.5657 | -25.0156 | -4.413 | 200 | 200 | 169873.9943 | 197969.3985 | 9.5589 | 0.09696 | 0.55177 | 4.6324 | 4.0806 | 8760 | 0 | 8760 | 0 | 0 | -0.042143 | 2.7381 | 0 | 78.7407 | -5.4888 | -2.4611 | -26.5799 | 2007.714 | 71.9733 | 1.1898 | 0 | 0 | 0 | 0 | 0 | 0 | 0 | 0 | 0 | 6457.7898 | 2731.773 | 20812.8931 | 200 | 30688.0796 | 0.15866 | 0.00010078 | 4.7626 | 4.7626 | 4.7626 | 1.9581 | 0.77657 | 72894.1571 | 0.052 | 25523.7165 | 0 | 0 | 0 | 4.7308 | #N/A | #N/A
Li-ion Battery (4-hr)_Martin_115kV 1 BA | CIPB | CA_CISO | CA | Pumped Storage | Energy Storage | 192.62 | -192.62 |  | 2024-05-01 | 2051-12-31 | 90.8254 | 0.78636 | 4.4692 | 192.62 | 192.62 | 272003.6488 | 317284.9406 | 22.2005 | 0.1612 | 0.88393 | 9.1214 | 8.2375 | 8760 | 0 | 8760 | 0 | 0 | -0.067922 | 2.208 | 0 | 101.0017 | 8.1695 | 6.1416 | -26.2501 | 1983.5552 | 70.8392 | 1.2594 | 0 | 0 | 0 | 0 | 0 | 0 | 0 | 0 | 0 | 268.994 | 560.5965 | 24891.6401 | 0 | 50951.4995 | 0.15866 | 0.00010078 | 4.7626 | 4.7626 | 4.7626 | 2.7169 | 0.15456 | 429365.3222 | 0 | 342513.0669 | 0 | 0 | 0 | 9.8933 | #N/A | #N/A
Li-ion Battery (4-hr)_Metcalf_230kV 1 BA | CIPB | CA_CISO | CA | Pumped Storage | Energy Storage | 200 | -200 |  | 2030-05-01 | 2051-12-31 | 87.2785 | 0.56207 | 1.2017 | 200 | 200 | 259692.7841 | 302697.3834 | 20.453 | 0.14823 | 0.84359 | 8.1786 | 7.335 | 8760 | 0 | 8760 | 0 | 0 | -0.064507 | 2.0075 | 0 | 99.3189 | 9.4762 | 3.1521 | -26.0399 | 1944.6962 | 68.7328 | 1.235 | 0 | 0 | 0 | 0 | 0 | 0 | 0 | 0 | 0 | 3266.2153 | 2552.9939 | 29077.8712 | 0 | 39872.541 | 0.15866 | 0.00010078 | 4.7626 | 4.7626 | 4.7626 | 2825.2795 | 0.75795 | 139126.51 | 0 | 117989.4174 | 0 | 0 | 0 | 8.4386 | #N/A | #N/A
Li-ion Battery (4-hr)_Midway_115kV BA | CIPV | CA_CISO | CA | Pumped Storage | Energy Storage | 80 | -80 |  | 2030-05-01 | 2051-12-31 | 60.2807 | -13.1715 | -5.5643 | 80 | 80 | 109712.8973 | 127944.5812 | 4.4883 | 0.15655 | 0.35649 | 5.3496 | 4.9931 | 8760 | 0 | 8760 | 0 | 0 | -0.027348 | 0.87864 | 0 | 79.4417 | -3.3659 | -3.883 | -25.1046 | 1972.2673 | 75.0719 | 1.1607 | 0 | 0 | 0 | 0 | 0 | 0 | 0 | 0 | 0 | 429.4003 | 263.0588 | 14873.7788 | 0 | 5689.68 | 0.15866 | 0.00010078 | 4.7626 | 4.7626 | 4.7626 | 0.11777 | 0.070215 | 40046.4631 | 0 | 2654.5848 | 0 | 0 | 0 | 5.3923 | #N/A | #N/A
Li-ion Battery (4-hr)_Midway_500kV 1 BA | CIPV | CA_CISO | CA | Pumped Storage | Energy Storage | 340 | -340 |  | 2025-05-01 | 2051-12-31 | 61.2286 | -12.0148 | -4.9543 | 340 | 340 | 466175.9838 | 543642.3205 | 19.9848 | 0.15652 | 1.5147 | 21.8601 | 20.3454 | 8760 | 0 | 8760 | 0 | 0 | -0.1162 | 3.649 | 0 | 80.6057 | -2.9687 | -3.1161 | -25.329 | 1981.3123 | 74.7337 | 1.1823 | 0 | 0 | 0 | 0 | 0 | 0 | 0 | 0 | 0 | 740.3734 | 995.739 | 17921.1613 | 0 | 60650.3055 | 0.15866 | 0.00010078 | 4.7626 | 4.7626 | 4.7626 | 15.3319 | 0.24568 | 50167.5567 | 0 | 26821.4714 | 0 | 0 | 0 | 21.9371 | #N/A | #N/A
Li-ion Battery (4-hr)_Miguel_230kV BA | CISD | CA_CISO | CA | Pumped Storage | Energy Storage | 9.75 | -9.75 |  | 2026-05-01 | 2051-12-31 | 47.2201 | -25.4112 | -7.3872 | 9.75 | 9.75 | 13280.475 | 15486.4408 | 0.42805 | 0.15549 | 0.04315 | 0.50227 | 0.45912 | 8760 | 0 | 8760 | 0 | 0 | -0.0033089 | 0.11775 | 0 | 65.7997 | -13.7441 | -7.1468 | -25.4747 | 1915.1355 | 68.5779 | 1.0676 | 0 | 0 | 0 | 0 | 0 | 0 | 0 | 0 | 0 | 0 | 8.2875 | 2072.5565 | 9.75 | 594.4148 | 0.15866 | 0.00010078 | 4.7626 | 4.7626 | 4.7626 | 0 | 0.0023951 | 134.7964 | 0.0077239 | 0.23988 | 0 | 0 | 0 | 0.50241 | #N/A | #N/A
Li-ion Battery (4-hr)_Mira Loma_230kV 1 BA | CISC | CA_CISO | CA | Pumped Storage | Energy Storage | 285 | -285 |  | 2025-05-01 | 2051-12-31 | 49.0715 | -22.5829 | -5.1306 | 285 | 285 | 381519.4579 | 444822.8758 | 13.131 | 0.15282 | 1.2395 | 14.2877 | 13.0482 | 8760 | 0 | 8760 | 0 | 0 | -0.094955 | 3.1835 | 0 | 70.2766 | -12.1252 | -4.2888 | -31.0097 | 1982.8926 | 72.5008 | 1.1405 | 0 | 0 | 0 | 0 | 0 | 0 | 0 | 0 | 0 | 6534.944 | 2246.2694 | 13974.2467 | 0 | 57174.148 | 0.15866 | 0.00010078 | 4.7626 | 4.7626 | 4.7626 | 25.5723 | 0.65949 | 1885.726 | 0 | 2989.7635 | 0 | 0 | 0 | 14.2927 | #N/A | #N/A
Li-ion Battery (4-hr)_Mirage_230kV BA | CISC | CA_CISO | CA | Pumped Storage | Energy Storage | 50 | -50 |  | 2024-05-01 | 2051-12-31 | 46.3386 | -20.927 | -7.6125 | 50 | 50 | 67730.0001 | 78976.4679 | 2.164 | 0.15463 | 0.22006 | 2.4701 | 2.2501 | 8760 | 0 | 8760 | 0 | 0 | -0.01687 | 0.59813 | 0 | 65.7211 | -13.326 | -7.6434 | -25.1993 | 1928.7699 | 69.3296 | 1.0758 | 0 | 0 | 0 | 0 | 0 | 0 | 0 | 0 | 0 | 271.8032 | 96.8826 | 11398.6006 | 0 | 4333.0306 | 0.15866 | 0.00010078 | 4.7626 | 4.7626 | 4.7626 | 0.082885 | 0.025199 | 9302.8572 | 0 | 55.6428 | 0 | 0 | 0 | 2.4795 | #N/A | #N/A
Li-ion Battery (4-hr)_Mission_230kV BA | CISD | CA_CISO | CA | Pumped Storage | Energy Storage | 9 | -9 |  | 2024-05-01 | 2051-12-31 | 48.7998 | -25.1359 | -6.6408 | 9 | 9 | 12451.33 | 14521.5643 | 0.42455 | 0.15793 | 0.040459 | 0.46718 | 0.42672 | 8760 | 0 | 8760 | 0 | 0 | -0.0031054 | 0.1087 | 0 | 67.0742 | -13.5578 | -6.0586 | -25.7181 | 1940.3231 | 69.6326 | 1.0867 | 0 | 0 | 0 | 0 | 0 | 0 | 0 | 0 | 0 | 25.5971 | 10.2971 | 1590.441 | 0 | 412.0096 | 0.15866 | 0.00010078 | 4.7626 | 4.7626 | 4.7626 | 0.0070831 | 0.0028726 | 54.8885 | 0 | 0.12656 | 0 | 0 | 0 | 0.46723 | #N/A | #N/A
Li-ion Battery (4-hr)_Mohave_500kV 2 BA | CISC | CA_CISO | NV | Pumped Storage | Energy Storage | 500 | -500 |  | 2026-05-01 | 2051-12-31 | 39.9994 | -25.8046 | -6.7741 | 500 | 500 | 658703.8676 | 767886.8795 | 16.7635 | 0.15039 | 2.1399 | 23.5358 | 21.3959 | 8760 | 0 | 8760 | 0 | 0 | -0.16377 | 6.1069 | 0 | 59.8604 | -19.6374 | -7.1928 | -26.0092 | 1921.7648 | 67.9341 | 0.98738 | 0 | 0 | 0 | 0 | 0 | 0 | 0 | 0 | 0 | 6521.1968 | 4298.2067 | 58984.8117 | 0 | 220227.4083 | 0.15866 | 0.00010078 | 4.7626 | 4.7626 | 4.7626 | 1266.186 | 1.2408 | 105111.8149 | 0 | 115359.6969 | 0 | 0 | 0 | 23.7576 | #N/A | #N/A
Li-ion Battery (4-hr)_Moorpark_230kV 1 BA | CISC | CA_CISO | CA | Pumped Storage | Energy Storage | 434.9 | -434.9 |  | 2024-05-01 | 2051-12-31 | 58.1781 | -18.4671 | -3.955 | 434.9 | 434.9 | 528977.7979 | 616187.0308 | 24.9213 | 0.13885 | 1.7177 | 16.7808 | 15.0631 | 8760 | 0 | 8760 | 0 | 0 | -0.13081 | 4.8549 | 0 | 79.0086 | -4.9343 | -2.7476 | -25.7944 | 2009.248 | 71.9435 | 1.1932 | 0 | 0 | 0 | 0 | 0 | 0 | 0 | 0 | 0 | 13683.5672 | 7446.2178 | 38517.602 | 0 | 100090.4057 | 0.15866 | 0.00010078 | 4.7626 | 4.7626 | 4.7626 | 3774.1863 | 2.0715 | 66976.8807 | 0 | 149380.24 | 0 | 0 | 0 | 17.0009 | #N/A | #N/A
Li-ion Battery (4-hr)_Oakland C_115kV BA | CIPB | CA_CISO | OR | Pumped Storage | Energy Storage | 55 | -55 |  | 2024-05-01 | 2051-12-31 | 91.7312 | -0.4469 | 2.3456 | 55 | 55 | 76381.2937 | 89083.873 | 6.5699 | 0.15853 | 0.2482 | 2.0386 | 1.7904 | 8760 | 0 | 8760 | 0 | 0 | -0.019054 | 0.64688 | 0 | 97.9088 | 7.603 | 3.6152 | -26.1653 | 1825.7151 | 66.2315 | 1.2204 | 0 | 0 | 0 | 0 | 0 | 0 | 0 | 0 | 0 | 199.1815 | 55 | 25597.0329 | 0 | 9644.7528 | 0.15866 | 0.00010078 | 4.7626 | 4.7626 | 4.7626 | 1.9695 | 0.01694 | 761846.0922 | 0 | 111705.5528 | 0 | 0 | 0 | 2.9121 | #N/A | #N/A
Li-ion Battery (4-hr)_Olive_115kV BA | CIPV | CA_CISO | CO | Pumped Storage | Energy Storage | 20 | -20 |  | 2024-05-01 | 2051-12-31 | 60.3562 | -12.4353 | -6.4787 | 20 | 20 | 28668 | 33444.7049 | 1.1775 | 0.16363 | 0.093169 | 1.3938 | 1.3006 | 8760 | 0 | 8760 | 0 | 0 | -0.0071651 | 0.22644 | 0 | 79.3967 | -3.3659 | -3.9279 | -25.365 | 2010.9795 | 76.6369 | 1.157 | 0 | 0 | 0 | 0 | 0 | 0 | 0 | 0 | 0 | 157.5294 | 29 | 4927.8965 | 0 | 1551.7125 | 0.15866 | 0.00010078 | 4.7626 | 4.7626 | 4.7626 | 469.0185 | 0.0084842 | 4077.412 | 0 | 232.0068 | 0 | 0 | 0 | 1.3986 | #N/A | #N/A
Li-ion Battery (4-hr)_Pardee_230kV BA | CISC | CA_CISO | CA | Pumped Storage | Energy Storage | 15 | -15 |  | 2025-05-01 | 2051-12-31 | 57.8714 | -17.7937 | -4.2406 | 15 | 15 | 17799.4764 | 20728.7948 | 0.83153 | 0.13546 | 0.057792 | 0.56663 | 0.50884 | 8760 | 0 | 8760 | 0 | 0 | -0.004394 | 0.16105 | 0 | 78.8719 | -4.7274 | -3.0913 | -25.7095 | 1999.1083 | 71.5871 | 1.19 | 0 | 0 | 0 | 0 | 0 | 0 | 0 | 0 | 0 | 794.5178 | 133.1029 | 3748.2079 | 0 | 1674.8474 | 0.15866 | 0.00010078 | 4.7626 | 4.7626 | 4.7626 | 199.0001 | 0.040532 | 9001.2558 | 0 | 2500.0366 | 0 | 0 | 0 | 0.57833 | #N/A | #N/A
Li-ion Battery (4-hr)_Pauda_230kV BA | CISC | CA_CISO | CA | Pumped Storage | Energy Storage | 195 | -195 |  | 2024-05-01 | 2051-12-31 | 49.835 | -22.7325 | -5.023 | 195 | 195 | 264986.0004 | 308995.2863 | 9.3846 | 0.15513 | 0.86097 | 9.8352 | 8.9742 | 8760 | 0 | 8760 | 0 | 0 | -0.066014 | 2.1831 | 0 | 70.393 | -12.2423 | -4.0553 | -31.925 | 1991.1361 | 72.7647 | 1.1425 | 0 | 0 | 0 | 0 | 0 | 0 | 0 | 0 | 0 | 3799.5801 | 1467.1766 | 13142.1254 | 0 | 22018.9699 | 0.15866 | 0.00010078 | 4.7626 | 4.7626 | 4.7626 | 597.7237 | 0.43951 | 386.4483 | 0 | 2640.9417 | 0 | 0 | 0 | 9.8388 | #N/A | #N/A
Li-ion Battery (4-hr)_Pomerado_69kV BA | CISD | CA_CISO | CA | Pumped Storage | Energy Storage | 100 | -100 |  | 2026-05-01 | 2051-12-31 | 48.3377 | -25.102 | -6.6487 | 100 | 100 | 136740.8307 | 159459.7953 | 4.5842 | 0.1561 | 0.4443 | 5.1492 | 4.7049 | 8760 | 0 | 8760 | 0 | 0 | -0.034078 | 1.2226 | 0 | 66.9707 | -13.5501 | -6.1698 | -25.7593 | 1939.2358 | 69.5609 | 1.0846 | 0 | 0 | 0 | 0 | 0 | 0 | 0 | 0 | 0 | 170 | 0 | 7123.3494 | 0 | 10706.0305 | 0.15866 | 0.00010078 | 4.7626 | 4.7626 | 4.7626 | 0.048535 | 0 | 673.1568 | 0 | 499.3794 | 0 | 0 | 0 | 5.1503 | #N/A | #N/A
Li-ion Battery (4-hr)_Primm_230kV BA | CISC | CA_CISO | CA | Pumped Storage | Energy Storage | 200 | -200 |  | 2024-05-01 | 2051-12-31 | 35.9304 | -31.4191 | -8.0522 | 200 | 200 | 287582.971 | 335509.3661 | 5.7195 | 0.16415 | 0.93464 | 10.949 | 10.0144 | 8760 | 0 | 8760 | 0 | 0 | -0.07189 | 2.6789 | 0 | 52.4267 | -26.0637 | -8.2002 | -30.2256 | 1892.0872 | 66.5405 | 0.90251 | 0 | 0 | 0 | 0 | 0 | 0 | 0 | 0 | 0 | 2297.9367 | 558.4844 | 42552.8084 | 0 | 52965.8774 | 0.15866 | 0.00010078 | 4.7626 | 4.7626 | 4.7626 | 8388.8838 | 0.17007 | 92741.9917 | 0 | 12299.4228 | 0 | 0 | 0 | 11.0625 | #N/A | #N/A
Li-ion Battery (4-hr)_Putah Creek_115kV BA | CIPV | CA_CISO | CA | Pumped Storage | Energy Storage | 3 | -3 |  | 2024-05-01 | 2051-12-31 | 92.2843 | -0.070188 | 1.4574 | 3 | 3 | 4140.5087 | 4828.8334 | 0.36159 | 0.15755 | 0.013454 | 0.10455 | 0.091092 | 8760 | 0 | 8760 | 0 | 0 | -0.0010325 | 0.035592 | 0 | 97.0813 | 7.7754 | 2.6154 | -26.061 | 1765.3164 | 64.9466 | 1.203 | 0 | 0 | 0 | 0 | 0 | 0 | 0 | 0 | 0 | 14.5324 | 13.5618 | 2087.829 | 0 | 491.3785 | 0.15866 | 0.00010078 | 4.7626 | 4.7626 | 4.7626 | 0.0042545 | 0.0040844 | 45766.0848 | 0 | 12138.4104 | 0 | 0 | 0 | 0.16245 | #N/A | #N/A
Li-ion Battery (4-hr)_Red Bluff_230kV BA | CISC | CA_CISO | CA | Pumped Storage | Energy Storage | 416 | -416 |  | 2024-05-01 | 2051-12-31 | 44.7276 | -23.3836 | -8.9309 | 416 | 416 | 580781.4749 | 677399.3614 | 17.8474 | 0.15937 | 1.8873 | 20.5807 | 18.6934 | 8760 | 0 | 8760 | 0 | 0 | -0.14493 | 5.1736 | 0 | 63.0857 | -15.0183 | -8.5866 | -25.2872 | 1927.6429 | 68.7305 | 1.0368 | 0 | 0 | 0 | 0 | 0 | 0 | 0 | 0 | 0 | 619.6252 | 1348.1083 | 23084.575 | 0 | 92522.987 | 0.15866 | 0.00010078 | 4.7626 | 4.7626 | 4.7626 | 0.16244 | 0.36813 | 1989.4614 | 0 | 160569.5243 | 0 | 0 | 0 | 20.7432 | #N/A | #N/A
Li-ion Battery (4-hr)_Red Bluff_500kV BA | CISC | CA_CISO | CA | Pumped Storage | Energy Storage | 375 | -375 |  | 2030-05-01 | 2051-12-31 | 45.2592 | -22.9323 | -8.7358 | 375 | 375 | 532279.1186 | 620916.5864 | 16.6972 | 0.16203 | 1.7298 | 18.7982 | 17.0684 | 8760 | 0 | 8760 | 0 | 0 | -0.13296 | 4.7748 | 0 | 63.269 | -15.0372 | -8.3844 | -25.2312 | 1930.4146 | 68.7862 | 1.0433 | 0 | 0 | 0 | 0 | 0 | 0 | 0 | 0 | 0 | 260.219 | 616.2586 | 10594.9485 | 0 | 57977.0791 | 0.15866 | 0.00010078 | 4.7626 | 4.7626 | 4.7626 | 0.074666 | 0.17552 | 15744.6039 | 0 | 129867.8832 | 0 | 0 | 0 | 18.9438 | #N/A | #N/A
Li-ion Battery (4-hr)_Ripon_115kV BA | CIPV | CA_CISO | CA | Pumped Storage | Energy Storage | 50 | -50 |  | 2034-05-01 | 2051-12-31 | 97.5286 | -5.3773 | 5.199 | 50 | 50 | 48589.762 | 56693.8357 | 4.3005 | 0.11094 | 0.15793 | 1.6672 | 1.5093 | 8760 | 0 | 8760 | 0 | 0 | -0.012156 | 0.68175 | 0 | 101.0191 | 7.1323 | 7.1963 | -27.0139 | 2028.4065 | 73.887 | 1.2676 | 0 | 0 | 0 | 0 | 0 | 0 | 0 | 0 | 0 | 0 | 0 | 9761.9806 | 0 | 4406.5826 | 0.15866 | 0.00010078 | 4.7626 | 4.7626 | 4.7626 | 0 | 0 | 114875.0018 | 0 | 62318.7575 | 0 | 0 | 0 | 1.8444 | #N/A | #N/A
Li-ion Battery (4-hr)_Roadway_115kV BA | CISC | CA_CISO | CA | Pumped Storage | Energy Storage | 100 | -100 |  | 2024-05-01 | 2051-12-31 | 46.6871 | -24.1259 | -6.0881 | 100 | 100 | 141298.8895 | 164822.2173 | 4.2314 | 0.1613 | 0.45918 | 5.829 | 5.3698 | 8760 | 0 | 8760 | 0 | 0 | -0.035285 | 1.1403 | 0 | 66.655 | -14.839 | -5.1965 | -38.0126 | 1960.8683 | 72.7829 | 1.1126 | 0 | 0 | 0 | 0 | 0 | 0 | 0 | 0 | 0 | 2264.7661 | 905.1101 | 12594.1862 | 0 | 9070.1086 | 0.15866 | 0.00010078 | 4.7626 | 4.7626 | 4.7626 | 3771.7103 | 0.27799 | 1810.0849 | 0 | 730.9656 | 0 | 0 | 0 | 5.8353 | #N/A | #N/A
Li-ion Battery (4-hr)_San Luis Rey_230kV BA | CISD | CA_CISO | CA | Pumped Storage | Energy Storage | 20 | -20 |  | 2024-05-01 | 2051-12-31 | 49.705 | -25.0912 | -6.0918 | 20 | 20 | 27854.3916 | 32487.5185 | 0.983 | 0.15899 | 0.090513 | 1.0333 | 0.94278 | 8760 | 0 | 8760 | 0 | 0 | -0.0069497 | 0.24106 | 0 | 68.3384 | -13.1477 | -5.2044 | -25.9932 | 1957.948 | 70.5801 | 1.1073 | 0 | 0 | 0 | 0 | 0 | 0 | 0 | 0 | 0 | 29 | 12 | 1412.7196 | 0 | 571.0852 | 0.15866 | 0.00010078 | 4.7626 | 4.7626 | 4.7626 | 0.008058 | 0.003468 | 14.1633 | 0 | 0.16831 | 0 | 0 | 0 | 1.0333 | #N/A | #N/A
Li-ion Battery (4-hr)_Santa Clara_230kV BA | CISC | CA_CISO | CA | Pumped Storage | Energy Storage | 15 | -15 |  | 2025-05-01 | 2051-12-31 | 58.7777 | -19.5597 | -3.5751 | 15 | 15 | 18948.4133 | 22080.4852 | 0.9034 | 0.1442 | 0.061543 | 0.60478 | 0.54323 | 8760 | 0 | 8760 | 0 | 0 | -0.0046981 | 0.17302 | 0 | 79.0109 | -5.4974 | -2.1823 | -25.8723 | 2024.4164 | 72.5287 | 1.1975 | 0 | 0 | 0 | 0 | 0 | 0 | 0 | 0 | 0 | 222.75 | 30.2931 | 1744.0899 | 0 | 940.1089 | 0.15866 | 0.00010078 | 4.7626 | 4.7626 | 4.7626 | 0.068732 | 0.0080754 | 2673.9085 | 0 | 108.0218 | 0 | 0 | 0 | 0.60756 | #N/A | #N/A
Li-ion Battery (4-hr)_Silvergate_230kV BA | CISD | CA_CISO | CA | Pumped Storage | Energy Storage | 100 | -100 |  | 2025-05-01 | 2051-12-31 | 48.5438 | -25.3468 | -6.7296 | 100 | 100 | 137852.0869 | 160767.1555 | 4.6534 | 0.15737 | 0.44793 | 5.1893 | 4.7414 | 8760 | 0 | 8760 | 0 | 0 | -0.034373 | 1.2068 | 0 | 66.8987 | -13.6103 | -6.1815 | -25.6853 | 1937.1564 | 69.4833 | 1.0838 | 0 | 0 | 0 | 0 | 0 | 0 | 0 | 0 | 0 | 201.7956 | 0 | 6931.7945 | 0 | 6594.3537 | 0.15866 | 0.00010078 | 4.7626 | 4.7626 | 4.7626 | 0.059569 | 0 | 1045.8338 | 0 | 133.9219 | 0 | 0 | 0 | 5.1905 | #N/A | #N/A
Li-ion Battery (4-hr)_Springville_230kV BA | CISC | CA_CISO | CA | Pumped Storage | Energy Storage | 225 | -225 |  | 2024-05-01 | 2051-12-31 | 61.7008 | -14.936 | -2.665 | 225 | 225 | 328928.9067 | 383798.7034 | 16.8924 | 0.16688 | 1.0691 | 10.191 | 9.1219 | 8760 | 0 | 8760 | 0 | 0 | -0.082305 | 2.905 | 0 | 79.31 | -6.5547 | -0.82583 | -26.2462 | 2062.5889 | 74.9562 | 1.2016 | 0 | 0 | 0 | 0 | 0 | 0 | 0 | 0 | 0 | 5944.5638 | 2432.0755 | 16239.6596 | 0 | 35913.0853 | 0.15866 | 0.00010078 | 4.7626 | 4.7626 | 4.7626 | 1.8868 | 0.72794 | 2331.1862 | 0 | 2640.002 | 0 | 0 | 0 | 10.196 | #N/A | #N/A
Li-ion Battery (4-hr)_Talega_230kV BA | CISD | CA_CISO | CA | Pumped Storage | Energy Storage | 100 | -100 |  | 2034-05-01 | 2051-12-31 | 54.2378 | -30.6018 | -6.4537 | 100 | 100 | 94395.0515 | 110111.8215 | 3.9386 | 0.10776 | 0.30676 | 3.2149 | 2.9081 | 8760 | 0 | 8760 | 0 | 0 | -0.023575 | 1.4332 | 0 | 68.9026 | -12.911 | -4.877 | -26.1078 | 1970.9398 | 71.1462 | 1.1129 | 0 | 0 | 0 | 0 | 0 | 0 | 0 | 0 | 0 | -3.3059e-08 | 29.4118 | 2743.6953 | 0 | 2943.0576 | 0.15866 | 0.00010078 | 4.7626 | 4.7626 | 4.7626 | -8.7739e-12 | 0.01025 | 0.94272 | 0 | 0.95526 | 0 | 0 | 0 | 3.2149 | #N/A | #N/A
Li-ion Battery (4-hr)_Tranquility_230kV 1 BA | CIPV | CA_CISO | CA | Pumped Storage | Energy Storage | 502 | -502 |  | 2026-05-01 | 2051-12-31 | 67.4565 | -8.8256 | -2.9731 | 502 | 502 | 626113.5388 | 729517.078 | 29.4898 | 0.14238 | 2.0334 | 32.4665 | 30.4331 | 8760 | 0 | 8760 | 0 | 0 | -0.15511 | 5.0885 | 0 | 89.4832 | 3.0152 | -0.22248 | -25.2533 | 2055.6548 | 80.9493 | 1.2215 | 0 | 0 | 0 | 0 | 0 | 0 | 0 | 0 | 0 | 9367.8498 | 3111.2468 | 36964.0707 | 0 | 59215.4306 | 0.15866 | 0.00010078 | 4.7626 | 4.7626 | 4.7626 | 1191.2568 | 0.9806 | 96241.8 | 0 | 62235.1123 | 0 | 0 | 0 | 32.6262 | #N/A | #N/A
Li-ion Battery (4-hr)_Trout Canyon_230kV 1 BA | VEA | CA_CISO | NV | Pumped Storage | Energy Storage | 455 | -455 |  | 2025-05-01 | 2051-12-31 | -18.12 | -92.1648 | -9.9555 | 455 | 455 | 613065.6779 | 727677.2555 | -19.3502 | 0.15381 | 2.0111 | 14.4063 | 12.3952 | 8760 | 0 | 8760 | 0 | 0 | -0.17192 | 10.0742 | 0 | -13.4897 | -89.8317 | -10.3486 | -102.1894 | 1670.7672 | 57.0208 | 0.3874 | 0 | 0 | 0 | 0 | 0 | 0 | 0 | 0 | 0 | 11708.2224 | 4320.4384 | 604181.3199 | 455 | 375225.4544 | 0.15866 | 0.00010078 | 4.7626 | 4.7626 | 4.7626 | 58647.0822 | 1.3995 | 6429512.2997 | 4438.2622 | 1764311.9312 | 0 | 0 | 0 | 22.6632 | #N/A | #N/A
Li-ion Battery (4-hr)_Valley (SCE)_500kV 1 BA | CISC | CA_CISO | CA | Pumped Storage | Energy Storage | 770 | -770 |  | 2025-05-01 | 2051-12-31 | 49.1574 | -22.5628 | -6.2779 | 770 | 770 | 1073983.7166 | 1252639.6245 | 37.7917 | 0.15922 | 3.4899 | 38.7875 | 35.2975 | 8760 | 0 | 8760 | 0 | 0 | -0.26798 | 9.2438 | 0 | 68.1212 | -13.0933 | -5.476 | -27.0578 | 1972.7905 | 71.2793 | 1.1107 | 0 | 0 | 0 | 0 | 0 | 0 | 0 | 0 | 0 | 1393.5294 | 1873.5313 | 6414.2663 | 0 | 31203.1908 | 0.15866 | 0.00010078 | 4.7626 | 4.7626 | 4.7626 | 0.46889 | 0.54992 | 38.312 | 0 | 4389.5128 | 0 | 0 | 0 | 38.7919 | #N/A | #N/A
Li-ion Battery (4-hr)_Vestal_230kV BA | CISC | CA_CISO | CA | Pumped Storage | Energy Storage | 190 | -190 |  | 2024-05-01 | 2051-12-31 | 60.7121 | -13.5126 | -3.4085 | 190 | 190 | 278090.5873 | 324483.0324 | 13.9702 | 0.16708 | 0.90386 | 8.643 | 7.7392 | 8760 | 0 | 8760 | 0 | 0 | -0.069589 | 2.4722 | 0 | 78.5968 | -6.5547 | -1.539 | -25.615 | 2059.9802 | 74.8267 | 1.1943 | 0 | 0 | 0 | 0 | 0 | 0 | 0 | 0 | 0 | 1998.1172 | 1648.4177 | 10789.6028 | 0 | 16291.8516 | 0.15866 | 0.00010078 | 4.7626 | 4.7626 | 4.7626 | 0.62918 | 0.49588 | 2999.0783 | 0 | 2665.5013 | 0 | 0 | 0 | 8.6487 | #N/A | #N/A
Li-ion Battery (4-hr)_Vincent_230kV 1 BA | CISC | CA_CISO | CA | Pumped Storage | Energy Storage | 799 | -799 |  | 2024-05-01 | 2051-12-31 | 43.9678 | -27.1085 | -5.7662 | 799 | 799 | 991116.634 | 1154739.5214 | 25.1102 | 0.1416 | 3.2188 | 44.1282 | 40.9094 | 8760 | 0 | 8760 | 0 | 0 | -0.24543 | 8.5076 | 0 | 69.6849 | -12.39 | -4.6156 | -25.4832 | 1956.8866 | 73.7292 | 1.1479 | 0 | 0 | 0 | 0 | 0 | 0 | 0 | 0 | 0 | 3759.6811 | 3493.6391 | 18619.0941 | 0 | 59127.9215 | 0.15866 | 0.00010078 | 4.7626 | 4.7626 | 4.7626 | 4.0497 | 1.0323 | 215.3162 | 0 | 708.649 | 0 | 0 | 0 | 44.1291 | #N/A | #N/A
Li-ion Battery (4-hr)_Vista (SCE)_230kV 1 BA | CISC | CA_CISO | NV | Pumped Storage | Energy Storage | 200 | -200 |  | 2030-05-01 | 2051-12-31 | 48.8883 | -22.4938 | -5.5633 | 200 | 200 | 269330.9999 | 314036.4596 | 9.2478 | 0.15373 | 0.87505 | 10.0242 | 9.1491 | 8760 | 0 | 8760 | 0 | 0 | -0.067058 | 2.2576 | 0 | 69.3697 | -12.4827 | -4.8381 | -29.7765 | 1977.8384 | 71.9734 | 1.1283 | 0 | 0 | 0 | 0 | 0 | 0 | 0 | 0 | 0 | 1699.5455 | 681.0642 | 4810.7287 | 0 | 5120.2695 | 0.15866 | 0.00010078 | 4.7626 | 4.7626 | 4.7626 | 0.62249 | 0.24884 | 1094.0812 | 0 | 367.5204 | 0 | 0 | 0 | 10.0256 | #N/A | #N/A
Li-ion Battery (4-hr)_Walnut_230kV BA | CISC | CA_CISO | CA | Pumped Storage | Energy Storage | 200 | -200 |  | 2034-05-01 | 2051-12-31 | 54.6954 | -31.2416 | -5.7198 | 200 | 200 | 184924.2353 | 215675.5636 | 7.7496 | 0.10555 | 0.6009 | 6.4117 | 5.8108 | 8760 | 0 | 8760 | 0 | 0 | -0.046127 | 2.753 | 0 | 71.3054 | -11.6049 | -3.7803 | -27.5362 | 1990.5723 | 72.7483 | 1.1516 | 0 | 0 | 0 | 0 | 0 | 0 | 0 | 0 | 0 | 1203.0977 | 140.8782 | 932.3693 | 0 | 2747.9857 | 0.15866 | 0.00010078 | 4.7626 | 4.7626 | 4.7626 | 72.4233 | 0.042 | 0.31539 | 0 | 0.9802 | 0 | 0 | 0 | 6.4118 | #N/A | #N/A
Li-ion Battery (4-hr)_Whirlwind_230kV 1 BA | CISC | CA_CISO | CA | Pumped Storage | Energy Storage | 663 | -663 |  | 2025-05-01 | 2051-12-31 | 50.9475 | -20.0853 | -5.9046 | 663 | 663 | 894061.5005 | 1042477.031 | 33.2315 | 0.15394 | 2.9048 | 32.1988 | 29.294 | 8760 | 0 | 8760 | 0 | 0 | -0.22262 | 7.4183 | 0 | 71.6746 | -10.4023 | -4.6137 | -27.889 | 1960.7458 | 72.8898 | 1.1495 | 0 | 0 | 0 | 0 | 0 | 0 | 0 | 0 | 0 | 9821.8806 | 6817.3783 | 24332.1888 | 0 | 87823.6513 | 0.15866 | 0.00010078 | 4.7626 | 4.7626 | 4.7626 | 5.2202 | 2.1845 | 12332.5237 | 0 | 26743.2517 | 0 | 0 | 0 | 32.2379 | #N/A | #N/A
Li-ion Battery (4-hr)_Windhub_230kV 1 BA | CISC | CA_CISO | CA | Pumped Storage | Energy Storage | 600 | -600 |  | 2028-05-01 | 2051-12-31 | 50.2979 | -18.588 | -5.8147 | 600 | 600 | 798337.06 | 930749.4527 | 29.2226 | 0.15189 | 2.5936 | 28.5243 | 25.9306 | 8760 | 0 | 8760 | 0 | 0 | -0.19862 | 6.7182 | 0 | 71.4759 | -10.3451 | -4.8696 | -25.2371 | 1952.058 | 72.5652 | 1.1459 | 0 | 0 | 0 | 0 | 0 | 0 | 0 | 0 | 0 | 4460.8286 | 1860.6291 | 9402.204 | 0 | 48606.8426 | 0.15866 | 0.00010078 | 4.7626 | 4.7626 | 4.7626 | 1.4407 | 0.55546 | 60.8713 | 0 | 7996.7909 | 0 | 0 | 0 | 28.5323 | #N/A | #N/A
Li-ion Battery (8-hr)_Antelope_230kV BA | CISC | CA_CISO | CA | Pumped Storage | Energy Storage | 24 | -24 |  | 2030-05-01 | 2051-12-31 | 49.9023 | -19.4313 | -5.6548 | 24 | 24 | 29973.6017 | 34924.2344 | 1.0847 | 0.14257 | 0.097347 | 1.0692 | 0.97188 | 8760 | 0 | 8760 | 0 | 0 | -0.0074259 | 0.26637 | 0 | 73.2865 | -8.8657 | -4.5383 | -25.2265 | 1966.0969 | 72.0232 | 1.1574 | 0 | 0 | 0 | 0 | 0 | 0 | 0 | 0 | 0 | 34.5177 | 14.4 | 909.4398 | 0 | 397.3657 | 0.15866 | 0.00010078 | 4.7626 | 4.7626 | 4.7626 | 0.010625 | 0.00432 | 591.1148 | 0 | 211.455 | 0 | 0 | 0 | 1.07 | #N/A | #N/A
Li-ion Battery (8-hr)_Birds Landing_230kV BA | CIPB | CA_CISO | CA | Pumped Storage | Energy Storage | 38.4 | -38.4 |  | 2026-05-01 | 2051-12-31 | 90.8913 | -1.337 | 0.83169 | 38.4 | 38.4 | 53060.3485 | 61881.8193 | 4.5665 | 0.15774 | 0.17241 | 1.3142 | 1.1418 | 8760 | 0 | 8760 | 0 | 0 | -0.013232 | 0.46621 | 0 | 95.5763 | 6.9918 | 1.894 | -25.9817 | 1619.052 | 60.5983 | 1.1753 | 0 | 0 | 0 | 0 | 0 | 0 | 0 | 0 | 0 | 247.4541 | 245.5341 | 29523.8322 | 0 | 6982.0015 | 0.15866 | 0.00010078 | 4.7626 | 4.7626 | 4.7626 | 0.53689 | 0.073354 | 666952.2044 | 0 | 161799.9326 | 0 | 0 | 0 | 2.143 | #N/A | #N/A
Li-ion Battery (8-hr)_Cielo Azul_500kV BA | AZPS | SW_AZPS | AZ | Pumped Storage | Energy Storage | 150 | -150 |  | 2028-05-01 | 2051-12-31 | 42.6602 | -25.3284 | -9.5208 | 150 | 150 | 205859.7902 | 240070.3337 | 4.131 | 0.15667 | 0.6689 | 10.7615 | 10.0926 | 8760 | 0 | 8760 | 0 | 0 | -0.051316 | 1.8734 | 0 | 60.0906 | -16.8214 | -9.7786 | -25 | 1925.3224 | 72.1124 | 0.79208 | 0 | 0 | 0 | 0 | 0 | 0 | 0 | 0 | 0 | 9792.6795 | 8373.0773 | 20009.6472 | 16719.9846 | 27264.3916 | 0.94841 | 0.0016464 | 11.9962 | 5.1679 | 6.8283 | 13557.7468 | 4.1183 | 325812.4131 | 32683.3035 | 213453.8976 | 0 | 0 | 0 | 11.3471 | #N/A | #N/A
Li-ion Battery (8-hr)_Delevan_230kV BA | CIPV | CA_CISO | CA | Pumped Storage | Energy Storage | 50 | -50 |  | 2028-05-01 | 2051-12-31 | 92.7711 | 2.1539 | 0.37664 | 50 | 50 | 68751.0433 | 80177.6953 | 6.0792 | 0.15697 | 0.22339 | 1.6578 | 1.4344 | 8760 | 0 | 8760 | 0 | 0 | -0.01714 | 0.60835 | 0 | 96.4447 | 8.5702 | 1.1839 | -25.9668 | 1743.637 | 65.339 | 1.1811 | 0 | 0 | 0 | 0 | 0 | 0 | 0 | 0 | 0 | 828.875 | 392.3889 | 38785.051 | 0 | 11875.8364 | 0.15866 | 0.00010078 | 4.7626 | 4.7626 | 4.7626 | 1447.3135 | 0.12069 | 919872.7499 | 0 | 182981.5479 | 0 | 0 | 0 | 2.7621 | #N/A | #N/A
Li-ion Battery (8-hr)_Devers_230kV 1 BA | CISC | CA_CISO | CA | Pumped Storage | Energy Storage | 195 | -195 |  | 2024-05-01 | 2051-12-31 | 47.8705 | -21.3706 | -6.6307 | 195 | 195 | 266591.6938 | 310884.3367 | 8.9586 | 0.15607 | 0.86621 | 9.7269 | 8.8607 | 8760 | 0 | 8760 | 0 | 0 | -0.066439 | 2.3348 | 0 | 67.2948 | -13.1776 | -6.2182 | -26.2461 | 1958.8658 | 70.6493 | 1.0982 | 0 | 0 | 0 | 0 | 0 | 0 | 0 | 0 | 0 | 379.4355 | 126.6958 | 3635.7043 | 0 | 4335.9086 | 0.15866 | 0.00010078 | 4.7626 | 4.7626 | 4.7626 | 0.13333 | 0.037022 | 6992.7748 | 0 | 1089.4817 | 0 | 0 | 0 | 9.735 | #N/A | #N/A
Li-ion Battery (8-hr)_El Nido (SCE)_230kV BA | CISC | CA_CISO | CA | Pumped Storage | Energy Storage | 13 | -13 |  | 2028-05-01 | 2051-12-31 | 53.7204 | -23.5769 | -4.5385 | 13 | 13 | 18167.4487 | 21189.9391 | 0.73129 | 0.15953 | 0.059036 | 0.65172 | 0.59269 | 8760 | 0 | 8760 | 0 | 0 | -0.0045337 | 0.16094 | 0 | 72.675 | -10.7312 | -3.2843 | -25.7354 | 1997.3428 | 72.7368 | 1.1661 | 0 | 0 | 0 | 0 | 0 | 0 | 0 | 0 | 0 | 0 | 0 | 411.45 | 0 | 182.65 | 0.15866 | 0.00010078 | 4.7626 | 4.7626 | 4.7626 | 0 | 0 | 400.577 | 0 | 113.4595 | 0 | 0 | 0 | 0.65224 | #N/A | #N/A
Li-ion Battery (8-hr)_Fink (Proposed)_230kV BA | CIPV | CA_CISO | CA | Pumped Storage | Energy Storage | 30 | -30 |  | 2026-05-01 | 2051-12-31 | 79.9904 | -3.9167 | 0.013576 | 30 | 30 | 39356.1582 | 45877.8313 | 2.6521 | 0.14976 | 0.12785 | 1.5137 | 1.3859 | 8760 | 0 | 8760 | 0 | 0 | -0.0097825 | 0.30924 | 0 | 93.7562 | 4.8092 | 2.2564 | -25.7746 | 1928.7897 | 71.1473 | 1.2282 | 0 | 0 | 0 | 0 | 0 | 0 | 0 | 0 | 0 | 242.8184 | 113.9356 | 6135.7135 | 0 | 2036.0793 | 0.15866 | 0.00010078 | 4.7626 | 4.7626 | 4.7626 | 529.4265 | 0.037763 | 115076.8229 | 0 | 81103.4079 | 0 | 0 | 0 | 1.7105 | #N/A | #N/A
Li-ion Battery (8-hr)_Helm_230kV BA | CIPV | CA_CISO | CA | Pumped Storage | Energy Storage | 35 | -35 |  | 2028-05-01 | 2051-12-31 | 69.1835 | -8.0516 | -2.3109 | 35 | 35 | 45948.467 | 53562.9007 | 2.2714 | 0.14986 | 0.14927 | 2.3417 | 2.1925 | 8760 | 0 | 8760 | 0 | 0 | -0.011422 | 0.36065 | 0 | 90.7973 | 3.2277 | 0.87906 | -25.511 | 2120.199 | 83.9307 | 1.2392 | 0 | 0 | 0 | 0 | 0 | 0 | 0 | 0 | 0 | 99.75 | 70.2065 | 1054.9469 | 0 | 416.9394 | 0.15866 | 0.00010078 | 4.7626 | 4.7626 | 4.7626 | 0.034366 | 0.020756 | 542.3526 | 0 | 0.17469 | 0 | 0 | 0 | 2.3423 | #N/A | #N/A
Li-ion Battery (8-hr)_Hoodoo Wash_500kV BA | CISD | CA_CISO | AZ | Pumped Storage | Energy Storage | 100 | -100 |  | 2034-05-01 | 2051-12-31 | 48.9146 | -30.6735 | -11.2403 | 100 | 100 | 93360.0014 | 108894.1155 | 3.2604 | 0.10658 | 0.30338 | 3.3723 | 3.069 | 8760 | 0 | 8760 | 0 | 0 | -0.023301 | 1.415 | 0 | 60.5286 | -16.0706 | -10.0914 | -25.3695 | 1886.4489 | 66.1619 | 0.98206 | 0 | 0 | 0 | 0 | 0 | 0 | 0 | 0 | 0 | 0 | 200 | 3482.5043 | 0 | 5235.0806 | 0.15866 | 0.00010078 | 4.7626 | 4.7626 | 4.7626 | 0 | 0.06302 | 18425.9367 | 0 | 1429.5994 | 0 | 0 | 0 | 3.3922 | #N/A | #N/A
Li-ion Battery (8-hr)_Innovation_230kV BA | VEA | CA_CISO | NV | Pumped Storage | Energy Storage | 50 | -50 |  | 2026-05-01 | 2051-12-31 | -28.9935 | -110.4307 | -11.3955 | 50 | 50 | 72005.4164 | 85418.1347 | -4.2335 | 0.1644 | 0.23614 | 3.9027 | 3.6666 | 8760 | 0 | 8760 | 0 | 0 | -0.020119 | 1.2049 | 0 | -36.8176 | -112.3963 | -11.1119 | -117.9071 | 1659.7769 | 56.5408 | 0.24805 | 0 | 0 | 0 | 0 | 0 | 0 | 0 | 0 | 0 | 4440.5003 | 431.9302 | 87273.2755 | 0 | 21235.2965 | 0.15866 | 0.00010078 | 4.7626 | 4.7626 | 4.7626 | 22600.6297 | 0.14236 | 659869.8174 | 0 | 75311.8474 | 0 | 0 | 0 | 4.6605 | #N/A | #N/A
Li-ion Battery (8-hr)_Johanna_230kV BA | CISC | CA_CISO | CA | Pumped Storage | Energy Storage | 50 | -50 |  | 2032-05-01 | 2051-12-31 | 51.9734 | -24.2657 | -5.2195 | 50 | 50 | 70995 | 82817.6442 | 2.7163 | 0.16209 | 0.23072 | 2.5617 | 2.3309 | 8760 | 0 | 8760 | 0 | 0 | -0.017734 | 0.61139 | 0 | 70.4301 | -12.1833 | -4.0771 | -26.8416 | 1992.0222 | 72.2285 | 1.1405 | 0 | 0 | 0 | 0 | 0 | 0 | 0 | 0 | 0 | 42.5 | 72.5 | 282.6937 | 0 | 424.5932 | 0.15866 | 0.00010078 | 4.7626 | 4.7626 | 4.7626 | 0.014297 | 0.021599 | 55.3579 | 0 | 0.19949 | 0 | 0 | 0 | 2.5617 | #N/A | #N/A
Li-ion Battery (8-hr)_Kramer_230kV BA | CISC | CA_CISO | CA | Pumped Storage | Energy Storage | 80 | -80 |  | 2026-05-01 | 2051-12-31 | 35.9269 | -30.5087 | -7.6241 | 80 | 80 | 114715.6382 | 133830.1589 | 0.98952 | 0.16369 | 0.37282 | 6.9504 | 6.5776 | 8760 | 0 | 8760 | 0 | 0 | -0.028672 | 0.99578 | 0 | 56.8595 | -22.5589 | -7.2721 | -38.4775 | 1897.557 | 76.6171 | 1.0808 | 0 | 0 | 0 | 0 | 0 | 0 | 0 | 0 | 0 | 794.0762 | 720.3895 | 5429.2551 | 0 | 2309.5281 | 0.15866 | 0.00010078 | 4.7626 | 4.7626 | 4.7626 | 2860.1537 | 0.25855 | 14550.9893 | 0 | 15589.6967 | 0 | 0 | 0 | 6.9834 | #N/A | #N/A
Li-ion Battery (8-hr)_Llagas_115kV BA | CIPB | CA_CISO | CA | Pumped Storage | Energy Storage | 44 | -44 |  | 2026-05-01 | 2051-12-31 | 90.5767 | 0.37882 | 1.9483 | 44 | 44 | 52581.7268 | 61239.6768 | 4.421 | 0.13642 | 0.17073 | 1.4676 | 1.2969 | 8760 | 0 | 8760 | 0 | 0 | -0.012987 | 0.44008 | 0 | 100.4275 | 10.2676 | 3.4694 | -26.2549 | 1923.1847 | 67.4657 | 1.2418 | 0 | 0 | 0 | 0 | 0 | 0 | 0 | 0 | 0 | 2875.4238 | 366.5722 | 19669.422 | 0 | 6821.7532 | 0.15866 | 0.00010078 | 4.7626 | 4.7626 | 4.7626 | 4818.6405 | 0.1176 | 196124.0329 | 0 | 112030.4394 | 0 | 0 | 0 | 1.7806 | #N/A | #N/A
Li-ion Battery (8-hr)_Los Banos_230kV BA | CIPV | CA_CISO | CA | Pumped Storage | Energy Storage | 71 | -71 |  | 2030-05-01 | 2051-12-31 | 72.3176 | -6.2301 | -1.5792 | 71 | 71 | 88461.183 | 103069.6239 | 4.8064 | 0.14223 | 0.2873 | 4.2383 | 3.951 | 8760 | 0 | 8760 | 0 | 0 | -0.021913 | 0.70968 | 0 | 91.7081 | 4.0676 | 0.9499 | -25.3723 | 1975.8119 | 74.9389 | 1.226 | 0 | 0 | 0 | 0 | 0 | 0 | 0 | 0 | 0 | 1622.4034 | 80.7108 | 10554.8028 | 0 | 3662.6986 | 0.15866 | 0.00010078 | 4.7626 | 4.7626 | 4.7626 | 550.8162 | 0.026399 | 30278.0016 | 0 | 4847.9032 | 0 | 0 | 0 | 4.274 | #N/A | #N/A
Li-ion Battery (8-hr)_Los Esteros_115kV BA | CIPB | CA_CISO | CA | Pumped Storage | Energy Storage | 6 | -6 |  | 2028-05-01 | 2051-12-31 | 91.4015 | 0.74803 | 4.9448 | 6 | 6 | 8373.9003 | 9766.9408 | 0.68996 | 0.15932 | 0.027211 | 0.27817 | 0.25096 | 8760 | 0 | 8760 | 0 | 0 | -0.0020896 | 0.069575 | 0 | 101.5574 | 8.3678 | 6.499 | -26.6281 | 1967.1431 | 70.4914 | 1.2635 | 0 | 0 | 0 | 0 | 0 | 0 | 0 | 0 | 0 | 18.9 | 11.1 | 1462.5012 | 0 | 496.2001 | 0.15866 | 0.00010078 | 4.7626 | 4.7626 | 4.7626 | 85.0028 | 0.0035947 | 21018.3571 | 0 | 4893.3553 | 0 | 0 | 0 | 0.30417 | #N/A | #N/A
Li-ion Battery (8-hr)_Martin_115kV BA | CIPB | CA_CISO | CA | Pumped Storage | Energy Storage | 62 | -62 |  | 2030-05-01 | 2051-12-31 | 90.4878 | 0.73242 | 4.4267 | 62 | 62 | 87028.5228 | 101511.2006 | 7.0411 | 0.16024 | 0.28281 | 2.9783 | 2.6955 | 8760 | 0 | 8760 | 0 | 0 | -0.021724 | 0.70446 | 0 | 101.0017 | 8.1695 | 6.1416 | -26.2501 | 1983.5552 | 70.8392 | 1.2594 | 0 | 0 | 0 | 0 | 0 | 0 | 0 | 0 | 0 | 0 | 62 | 8812.0691 | 0 | 5712.2335 | 0.15866 | 0.00010078 | 4.7626 | 4.7626 | 4.7626 | 0 | 0.019096 | 135639.1684 | 0 | 68758.6168 | 0 | 0 | 0 | 3.1827 | #N/A | #N/A
Li-ion Battery (8-hr)_Mesa (SCE)_230kV BA | CISC | CA_CISO | CA | Pumped Storage | Energy Storage | 3.5 | -3.5 |  | 2034-05-01 | 2051-12-31 | 55.6133 | -30.2855 | -5.7245 | 3.5 | 3.5 | 3119.7251 | 3637.3234 | 0.13473 | 0.10175 | 0.010136 | 0.10632 | 0.096182 | 8760 | 0 | 8760 | 0 | 0 | -0.0007764 | 0.048418 | 0 | 72.7282 | -10.1564 | -3.8059 | -25.4734 | 1987.1891 | 72.3109 | 1.16 | 0 | 0 | 0 | 0 | 0 | 0 | 0 | 0 | 0 | 0 | 3.5 | 45.5002 | 0 | 31.5 | 0.15866 | 0.00010078 | 4.7626 | 4.7626 | 4.7626 | 0 | 0.001078 | 49.3421 | 0 | 0.021332 | 0 | 0 | 0 | 0.10637 | #N/A | #N/A
Li-ion Battery (8-hr)_Metcalf_230kV BA | CIPB | CA_CISO | CA | Pumped Storage | Energy Storage | 100 | -100 |  | 2034-05-01 | 2051-12-31 | 94.2337 | -4.1978 | 0.7122 | 100 | 100 | 88237.3349 | 102867.4494 | 7.7316 | 0.10073 | 0.28666 | 2.5454 | 2.2587 | 8760 | 0 | 8760 | 0 | 0 | -0.021945 | 1.2719 | 0 | 99.3189 | 9.4762 | 3.1521 | -26.0399 | 1944.6962 | 68.7328 | 1.2296 | 0 | 0 | 0 | 0 | 0 | 0 | 0 | 0 | 0 | 572.94 | 263.2517 | 7250.2024 | 0 | 5374.4872 | 0.15866 | 0.00010078 | 4.7626 | 4.7626 | 4.7626 | 0.17682 | 0.083744 | 36036.2349 | 0 | 6756.6719 | 0 | 0 | 0 | 2.5882 | #N/A | #N/A
Li-ion Battery (8-hr)_Midway_500kV BA | CIPV | CA_CISO | CA | Pumped Storage | Energy Storage | 142 | -142 |  | 2028-05-01 | 2051-12-31 | 60.9456 | -12.3957 | -4.9935 | 142 | 142 | 193151.1852 | 225231.9757 | 8.1831 | 0.15528 | 0.62757 | 9.1325 | 8.5049 | 8760 | 0 | 8760 | 0 | 0 | -0.048121 | 1.5105 | 0 | 80.6057 | -2.9687 | -3.1161 | -25.329 | 1981.3123 | 74.7337 | 1.1823 | 0 | 0 | 0 | 0 | 0 | 0 | 0 | 0 | 0 | 0 | 0 | 1204.8348 | 0 | 1414.7796 | 0.15866 | 0.00010078 | 4.7626 | 4.7626 | 4.7626 | 0 | 0 | 3279.8734 | 0 | 21158.4535 | 0 | 0 | 0 | 9.1569 | #N/A | #N/A
Li-ion Battery (8-hr)_Mira Loma_230kV BA | CISC | CA_CISO | CA | Pumped Storage | Energy Storage | 100 | -100 |  | 2026-05-01 | 2051-12-31 | 48.8727 | -22.9042 | -5.1601 | 100 | 100 | 133265.6097 | 155371.3001 | 4.5473 | 0.15213 | 0.43296 | 5.0118 | 4.5788 | 8760 | 0 | 8760 | 0 | 0 | -0.033159 | 1.1057 | 0 | 70.2766 | -12.1252 | -4.2888 | -31.0097 | 1982.8926 | 72.5008 | 1.1405 | 0 | 0 | 0 | 0 | 0 | 0 | 0 | 0 | 0 | 839.762 | 826.3103 | 1521.8581 | 0 | 1371.7762 | 0.15866 | 0.00010078 | 4.7626 | 4.7626 | 4.7626 | 0.30172 | 0.28101 | 902.4562 | 0 | 300.8798 | 0 | 0 | 0 | 5.013 | #N/A | #N/A
Li-ion Battery (8-hr)_Mustang_230kV BA | CIPV | CA_CISO | WY | Pumped Storage | Energy Storage | 50 | -50 |  | 2032-05-01 | 2051-12-31 | 69.1825 | -4.2905 | -2.1991 | 50 | 50 | 73490.7216 | 85753.7873 | 3.6097 | 0.16779 | 0.23887 | 3.7975 | 3.5586 | 8760 | 0 | 8760 | 0 | 0 | -0.018395 | 0.60371 | 0 | 90.0058 | 3.0463 | 0.26888 | -25.6216 | 2168.0186 | 87.5952 | 1.2524 | 0 | 0 | 0 | 0 | 0 | 0 | 0 | 0 | 0 | 288.4312 | 157.2644 | 10420.6793 | 0 | 2851.009 | 0.15866 | 0.00010078 | 4.7626 | 4.7626 | 4.7626 | 4.3892 | 0.048775 | 47422.9883 | 0 | 11285.4975 | 0 | 0 | 0 | 3.8562 | #N/A | #N/A
Li-ion Battery (8-hr)_Roadway_115kV BA | CISC | CA_CISO | CA | Pumped Storage | Energy Storage | 10 | -10 |  | 2034-05-01 | 2051-12-31 | 49.4016 | -30.7746 | -6.8912 | 10 | 10 | 9538.5 | 11127.6467 | 0.3198 | 0.10889 | 0.030999 | 0.38135 | 0.35035 | 8760 | 0 | 8760 | 0 | 0 | -0.0023837 | 0.13704 | 0 | 66.655 | -14.839 | -5.1965 | -38.0126 | 1960.8683 | 72.7829 | 1.1104 | 0 | 0 | 0 | 0 | 0 | 0 | 0 | 0 | 0 | 98.5444 | 56.0056 | 516.5 | 0 | 116 | 0.15866 | 0.00010078 | 4.7626 | 4.7626 | 4.7626 | 377.1275 | 0.018325 | 61.8347 | 0 | 0.054073 | 0 | 0 | 0 | 0.38179 | #N/A | #N/A
Li-ion Battery (8-hr)_Tranquility_230kV BA | CIPV | CA_CISO | CA | Pumped Storage | Energy Storage | 109 | -109 |  | 2034-05-01 | 2051-12-31 | 71.5045 | -14.3894 | -3.9461 | 109 | 109 | 95498.9429 | 111325.8121 | 4.9448 | 0.10002 | 0.31024 | 4.8992 | 4.589 | 8760 | 0 | 8760 | 0 | 0 | -0.02374 | 1.4175 | 0 | 89.4832 | 3.0152 | -0.22248 | -25.2533 | 2055.6548 | 80.9493 | 1.2165 | 0 | 0 | 0 | 0 | 0 | 0 | 0 | 0 | 0 | 372.5134 | 44.6884 | 624.5617 | 0 | 370.6001 | 0.15866 | 0.00010078 | 4.7626 | 4.7626 | 4.7626 | 0.13034 | 0.013362 | 10827.1613 | 0 | 0.20926 | 0 | 0 | 0 | 4.91 | #N/A | #N/A
Li-ion Battery (8-hr)_Trout Canyon_230kV BA | VEA | CA_CISO | NV | Pumped Storage | Energy Storage | 130 | -130 |  | 2028-05-01 | 2051-12-31 | -17.3591 | -89.8662 | -9.6351 | 130 | 130 | 150090.8327 | 178412.739 | -5.0251 | 0.1318 | 0.49276 | 4.3476 | 3.8549 | 8760 | 0 | 8760 | 0 | 0 | -0.042483 | 3.0932 | 0 | -13.4897 | -89.8317 | -10.3486 | -102.1894 | 1670.7672 | 57.0208 | 0.38718 | 0 | 0 | 0 | 0 | 0 | 0 | 0 | 0 | 0 | 473.0677 | 0 | 177032.6225 | 172.784 | 51873.4798 | 0.15866 | 0.00010078 | 4.7626 | 4.7626 | 4.7626 | 1931.0596 | 0 | 1965604.6083 | 10399.4398 | 390067.8126 | 0 | 0 | 0 | 6.7156 | #N/A | #N/A
Li-ion Battery (8-hr)_Vincent_230kV BA | CISC | CA_CISO | CA | Pumped Storage | Energy Storage | 20.5 | -20.5 |  | 2030-05-01 | 2051-12-31 | 44.1416 | -26.3548 | -5.6984 | 20.5 | 20.5 | 25712.8392 | 29960.9844 | 0.65243 | 0.14318 | 0.083511 | 1.1527 | 1.0692 | 8760 | 0 | 8760 | 0 | 0 | -0.0063722 | 0.21464 | 0 | 69.69 | -12.438 | -4.5625 | -25.2525 | 1964.6503 | 73.83 | 1.1515 | 0 | 0 | 0 | 0 | 0 | 0 | 0 | 0 | 0 | 84.1217 | 20.1871 | 605.7794 | 0 | 228.5757 | 0.15866 | 0.00010078 | 4.7626 | 4.7626 | 4.7626 | 1.3128 | 0.0065848 | 94.1245 | 0 | 1.8043 | 0 | 0 | 0 | 1.1528 | #N/A | #N/A
Li-ion Battery (8-hr)_Whirlwind_230kV BA | CISC | CA_CISO | CA | Pumped Storage | Energy Storage | 100 | -100 |  | 2030-05-01 | 2051-12-31 | 50.4804 | -20.5272 | -5.9438 | 100 | 100 | 133017.8713 | 155079.8432 | 4.8426 | 0.15185 | 0.43215 | 4.8581 | 4.426 | 8760 | 0 | 8760 | 0 | 0 | -0.033093 | 1.1071 | 0 | 71.6746 | -10.4023 | -4.6137 | -27.889 | 1960.7458 | 72.8898 | 1.1495 | 0 | 0 | 0 | 0 | 0 | 0 | 0 | 0 | 0 | 974.8283 | 275.1717 | 4779.2423 | 0 | 3832.2614 | 0.15866 | 0.00010078 | 4.7626 | 4.7626 | 4.7626 | 0.30365 | 0.10742 | 4173.4351 | 0 | 805.7681 | 0 | 0 | 0 | 4.8631 | #N/A | #N/A
Li-ion Battery (8-hr)_Windhub_230kV BA | CISC | CA_CISO | CA | Pumped Storage | Energy Storage | 25 | -25 |  | 2032-05-01 | 2051-12-31 | 50.0034 | -18.9537 | -5.8535 | 25 | 25 | 33068.6965 | 38551.4063 | 1.1966 | 0.151 | 0.10743 | 1.188 | 1.0805 | 8760 | 0 | 8760 | 0 | 0 | -0.0082241 | 0.27723 | 0 | 71.4759 | -10.3451 | -4.8696 | -25.2371 | 1952.058 | 72.5652 | 1.1459 | 0 | 0 | 0 | 0 | 0 | 0 | 0 | 0 | 0 | 78.75 | 7.3529 | 808.712 | 0 | 312.8806 | 0.15866 | 0.00010078 | 4.7626 | 4.7626 | 4.7626 | 0.026871 | 0.0024228 | 267.27 | 0 | 0.8339 | 0 | 0 | 0 | 1.1882 | #N/A | #N/A
Lime Wind Energy 1 WT | IPTV | BS_IPCO | OR | Hourly Resource | WT-Onshore | 3 | 0 |  | 2011-11-18 | 2050-12-31 | 97.62 | 13.3523 | 1.3787 | 3 | 3 | 7099.527 | 0 | 0 | 0.27015 | 0 | 0.69306 | 0.69306 | 8760 | 0 | 8760 | 0 | 0 | 0 | 0 | 0.168 | 115.0556 | 23.8916 | 4.4734 | -30.9682 | 1910.0146 | 123.6971 | 0 | 0 | 0 | 0 | 0 | 0 | 0 | 0 | 0 | 0 | 0 | 6443.2729 | 0 | 0 | 0.28197 | 0.015242 | 0.010783 | 14.1881 | 0.031824 | 14.1563 | 0 | 14.9684 | 0 | 0 | -0.00030682 | 0 | 0 | 0 | 0.69307 | #N/A | #N/A
Limon I 1 WT | PSCO | RM_PSCO | CO | Hourly Resource | WT-Onshore | 200 | 0 |  | 2012-11-01 | 2037-10-31 | 93.4514 | 17.3588 | -5.5328 | 200 | 200 | 659260.1986 | 0 | 0 | 0.37629 | 0 | 61.6088 | 61.6088 | 8760 | 0 | 8760 | 0 | 0 | 0 | 0 | 0 | 135.2661 | 49.1973 | -0.62172 | -24.6821 | 2517.4463 | 213.1265 | 0 | 0 | 0 | 0 | 0 | 0 | 0 | 0 | 0 | 0 | 0 | 659260.1986 | 0 | 0 | -0.001012 | 0.42135 | 0.055066 | 119.3454 | 43.2396 | 76.1058 | 0 | 3666.9524 | 0 | 0 | 0.031573 | 0 | 0 | 0 | 61.6124 | #N/A | #N/A
Limon II 1 WT | PSCO | RM_PSCO | CO | Hourly Resource | WT-Onshore | 200 | 0 |  | 2012-11-15 | 2037-11-14 | 93.0014 | 17.4832 | -6.1685 | 200 | 200 | 657796.1043 | 0 | 0 | 0.37545 | 0 | 61.1759 | 61.1759 | 8760 | 0 | 8760 | 0 | 0 | 0 | 0 | 1464.0943 | 134.8116 | 49.1973 | -1.0762 | -24.7675 | 2517.2358 | 213.0373 | 0 | 0 | 0 | 0 | 0 | 0 | 0 | 0 | 0 | 0 | 0 | 657796.1043 | 0 | 0 | 1464.0933 | 0.42135 | 0.055066 | 119.3454 | 43.2396 | 76.1058 | 0 | 3666.4342 | 0 | 0 | 41323.5378 | 0 | 0 | 0 | 61.2209 | #N/A | #N/A
Limon III 1 WT | PSCO | RM_PSCO | CO | Hourly Resource | WT-Onshore | 200.6 | 0 |  | 2014-10-02 | 2039-10-01 | 92.9404 | 17.4175 | -6.1453 | 200.6 | 200.6 | 660487.65 | 0 | 0 | 0.37586 | 0 | 61.386 | 61.386 | 8760 | 0 | 8760 | 0 | 0 | 0 | 0 | 750.3512 | 134.8345 | 49.1973 | -1.0533 | -24.7624 | 2517.2471 | 213.0421 | 0 | 0 | 0 | 0 | 0 | 0 | 0 | 0 | 0 | 0 | 0 | 660232.7142 | 0 | 0 | 750.3517 | 0.42135 | 0.055066 | 119.3454 | 43.2396 | 76.1058 | 0 | 3677.6016 | 0 | 0 | 18324.3916 | 0 | 0 | 0 | 61.408 | #N/A | #N/A
Lind 1 | AVA | NW_AVA | WA | Hourly Resource | PV-NonTracking | 19.2 | 0 |  | 2015-12-23 | 2050-12-31 | 100.7005 | 31.2745 | 6.8437 | 19.2 | 19.2 | 30570.9879 | 0 | 0 | 0.18176 | 0 | 3.0785 | 3.0785 | 8760 | 0 | 8760 | 0 | 0 | 0 | 0 | 155.9446 | 111.1561 | 18.1109 | 6.3546 | -35.47 | 1822.1444 | 101.773 | 0 | 0 | 0 | 0 | 0 | 0 | 0 | 0 | 0 | 0 | 0 | 31.4429 | 0 | 0 | -8.801e-06 | 0.0011683 | 0.0011677 | 1.4929 | 0.031824 | 2.0045 | 0 | 0.016872 | 0 | 0 | -0.00036898 | 0 | 0 | 0 | 3.0785 | #N/A | #N/A
Linden Ranch Wind 25 WT | BPAT | NW_BPAT | WA | Hourly Resource | WT-Onshore | 50 | 0 |  | 2010-06-15 | 2050-12-31 | 95.4249 | 18.9069 | -0.049818 | 50 | 50 | 157403.9492 | 0 | 0 | 0.35937 | 0 | 15.0203 | 15.0203 | 8760 | 0 | 8760 | 0 | 0 | 0 | 0 | 228.1 | 121.9052 | 31.8662 | 3.3484 | -15.5234 | 1789.1549 | 93.4406 | 0 | 0 | 0 | 0 | 0 | 0 | 0 | 0 | 0 | 0 | 0 | 26552.7773 | 0 | 0 | 228.1 | 0.13517 | 0.13517 | 0.67195 | 0.031824 | 0.68397 | 0 | 9.35 | 0 | 0 | 0.080585 | 0 | 0 | 0 | 15.0203 | #N/A | #N/A
Lindsay Tulare PV 124 PV-NT | CISC | CA_CISO | CA | Hourly Resource | PV-NonTracking | 4 | 0 |  | 2021-09-15 | 2050-12-31 | 36.5911 | -11.1335 | -5.6412 | 4 | 4 | 10138.12 | 0 | 0 | 0.28933 | 0 | 0.37096 | 0.37096 | 8760 | 0 | 8760 | 0 | 0 | 0 | 0 | 13.236 | 77.316 | -6.5547 | -2.8198 | -25.4772 | 2050.6865 | 74.6475 | 0 | 0 | 0 | 0 | 0 | 0 | 0 | 0 | 0 | 0 | 0 | 0 | 0 | 0 | 0 | 0.15866 | 0.00010078 | 4.7626 | 4.7626 | 4.7626 | 0 | 0 | 0 | 0 | 0 | 0 | 0 | 0 | 0.37096 | #N/A | #N/A
Linkville Solar PV-T | PACW | NW_PACW | OR | Hourly Resource | PV-Tracking | 2.8 | 0 |  | 2023-02-15 | 2044-03-30 | 98.092 | 25.5444 | 4.5538 | 2.8 | 2.8 | 4299.7443 | 0 | 0 | 0.1753 | 0 | 0.42177 | 0.42177 | 8760 | 0 | 8760 | 0 | 0 | 0 | 0 | 498.6548 | 104.969 | 13.2862 | 4.9922 | -40.208 | 1827.2268 | 86.8978 | 0 | 0 | 0 | 0 | 0 | 0 | 0 | 0 | 0 | 0 | 0 | 1454.3993 | 0 | 0 | 498.9992 | 27.0174 | 18.7409 | 65.6973 | 0.031824 | 65.2925 | 0 | 78650.4379 | 0 | 0 | 35681.9706 | 0 | 0 | 0 | 0.5361 | #N/A | #N/A
Little Bear 3 Solar 1 PV-NT | CIPV | CA_CISO | CA | Hourly Resource | PV-NonTracking | 20 | 0 |  | 2020-12-03 | 2050-12-31 | 55.8755 | -5.7594 | -3.6715 | 20 | 20 | 43394.3011 | 0 | 0 | 0.24768 | 0 | 2.4247 | 2.4247 | 8760 | 0 | 8760 | 0 | 0 | 0 | 0 | 11657.0789 | 92.7945 | 4.4332 | 1.6707 | -40.4411 | 2202.6912 | 90.4469 | 0 | 0 | 0 | 0 | 0 | 0 | 0 | 0 | 0 | 0 | 0 | 18.48 | 0 | 0 | 121.66 | 0.15866 | 0.00010078 | 4.7626 | 4.7626 | 4.7626 | 0 | 0.013816 | 0 | 0 | 0.11958 | 0 | 0 | 0 | 2.4247 | #N/A | #N/A
Little Bear 4 Solar 5-1 PV-NT | CIPV | CA_CISO | CA | Hourly Resource | PV-NonTracking | 50 | 0 |  | 2020-12-03 | 2050-12-31 | 54.2178 | -5.0672 | -3.8152 | 50 | 50 | 80332.2291 | 0 | 0 | 0.18341 | 0 | 4.3554 | 4.3554 | 8760 | 0 | 8760 | 0 | 0 | 0 | 0 | 24135.0708 | 92.7504 | 4.4332 | 1.6266 | -40.5367 | 2202.408 | 90.448 | 0 | 0 | 0 | 0 | 0 | 0 | 0 | 0 | 0 | 0 | 0 | 25.5 | 0 | 0 | 165.95 | 0.15866 | 0.00010078 | 4.7626 | 4.7626 | 4.7626 | 0 | 0.019064 | 0 | 0 | 0.16324 | 0 | 0 | 0 | 4.3554 | #N/A | #N/A
Little Bear 4-1 PV-NT | CIPV | CA_CISO | CA | Hourly Resource | PV-NonTracking | 50 | 0 |  | 2020-12-03 | 2050-12-31 | 53.9891 | -5.2007 | -3.7506 | 50 | 50 | 76384.7544 | 0 | 0 | 0.17439 | 0 | 4.1239 | 4.1239 | 8760 | 0 | 8760 | 0 | 0 | 0 | 0 | 22775.5455 | 92.7831 | 4.4332 | 1.6594 | -40.5029 | 2202.6216 | 90.4521 | 0 | 0 | 0 | 0 | 0 | 0 | 0 | 0 | 0 | 0 | 0 | 24.15 | 0 | 0 | 157.15 | 0.15866 | 0.00010078 | 4.7626 | 4.7626 | 4.7626 | 0 | 0.018055 | 0 | 0 | 0.15457 | 0 | 0 | 0 | 4.1239 | #N/A | #N/A
Little Bear Solar 1 PV-NT | CIPV | CA_CISO | CA | Hourly Resource | PV-Tracking | 40 | 0 |  | 2020-12-03 | 2050-12-31 | 55.785 | -6.1678 | -3.2386 | 40 | 40 | 85138.9984 | 0 | 0 | 0.24298 | 0 | 4.7495 | 4.7495 | 8760 | 0 | 8760 | 0 | 0 | 0 | 0 | 22534.5616 | 93.0285 | 4.4332 | 1.9047 | -40.1379 | 2204.2678 | 90.4718 | 0 | 0 | 0 | 0 | 0 | 0 | 0 | 0 | 0 | 0 | 0 | 36 | 0 | 0 | 309.68 | 0.15866 | 0.00010078 | 4.7626 | 4.7626 | 4.7626 | 0 | 0.026914 | 0 | 0 | 0.27952 | 0 | 0 | 0 | 4.7495 | #N/A | #N/A
Little Falls 1 HY | AVA | NW_AVA | WA | Hydro | Hydro | 43.2 | 0 |  | 2023-10-15 | 2050-12-31 | 105.8209 | 21.5122 | 2.5088 | 26.757 | 29.404 | 166638.5526 | 0 | 0 | 0.55949 | 0 | 17.6338 | 17.6338 | 0 | 0 | 533 | 8227 | 0 | 0 | 0 | 0 | 109.0104 | 20.334 | 1.9859 | -32.9736 | 2055.0247 | 105.7612 | 0 | 0 | 0 | 0 | 0 | 0 | 0 | 0 | 0 | 0 | 3471.6433 | 7366.6423 | 2562.5083 | 17514.7941 | 27494.2619 | 0.0011683 | 0.0011677 | 1.4929 | 0.031824 | 2.0045 | 0.71928 | 60.9625 | 1641.9959 | 649.7756 | 14919.2493 | 0 | 0 | 0 | 17.6511 | #N/A | #N/A
Little Goose | BPAT | NW_BPAT | WA | Hydro | Hydro | 810 | 0 |  | 1970-04-01 | 2050-12-31 | 93.3354 | 12.9877 | 2.1225 | 742.8538 | 778.7512 | 2220581.4996 | 0 | 0 | 0.30829 | 0 | 207.2589 | 207.2589 | 0 | 0 | 0 | 8760 | 0 | 0 | 0 | 0 | 108.8825 | 18.4717 | 3.7202 | -34.7899 | 1769.9043 | 99.4743 | 0 | 0 | 0 | 0 | 0 | 0 | 0 | 0 | 0 | 0 | 0 | 0 | 0 | 0 | 0 | 0.13517 | 0.13517 | 0.67195 | 0.031824 | 0.68397 | 0 | 0 | 0 | 0 | 0 | 0 | 0 | 0 | 207.2589 | #N/A | #N/A
Little Rock Pham Solar 1 PV-NT | CISC | CA_CISO | CA | Hourly Resource | PV-NonTracking | 3 | 0 |  | 2016-03-22 | 2051-12-31 | 35.9088 | -15.9428 | -4.9956 | 3 | 3 | 7762.164 | 0 | 0 | 0.29536 | 0 | 0.27873 | 0.27873 | 8760 | 0 | 8760 | 0 | 0 | 0 | 0 | 58.884 | 73.2627 | -8.743 | -4.6848 | -25.2092 | 1965.8539 | 71.9873 | 0 | 0 | 0 | 0 | 0 | 0 | 0 | 0 | 0 | 0 | 0 | 0 | 0 | 0 | 5.5588e-07 | 0.15866 | 0.00010078 | 4.7626 | 4.7626 | 4.7626 | 0 | 0 | 0 | 0 | -2.2416e-07 | 0 | 0 | 0 | 0.27873 | #N/A | #N/A
Lockhart Solar 1 PV PV-NT | CISC | CA_CISO | CA | Hourly Resource | PV-NonTracking | 85 | 0 |  | 2023-10-15 | 2054-12-31 | 8.4672 | -47.9567 | -7.7347 | 85 | 85 | 206228.1305 | 0 | 0 | 0.27696 | 0 | 1.7462 | 1.7462 | 8760 | 0 | 8760 | 0 | 0 | 0 | 0 | 47173.9548 | 56.6656 | -22.5589 | -7.466 | -38.5984 | 1896.0521 | 76.6328 | 0 | 0 | 0 | 0 | 0 | 0 | 0 | 0 | 0 | 0 | 0 | 0 | 0 | 0 | 429.845 | 0.15866 | 0.00010078 | 4.7626 | 4.7626 | 4.7626 | 0 | 0 | 0 | 0 | 0.53692 | 0 | 0 | 0 | 1.7462 | #N/A | #N/A
Lone Valley Solar Park 1 PV-NT | LDWP | CA_LDWP | CA | Hourly Resource | PV-NonTracking | 10 | 0 |  | 2014-11-19 | 2050-12-31 | 57.8656 | 9.6405 | -3.5102 | 10 | 10 | 19900.62 | 0 | 0 | 0.22718 | 0 | 1.1516 | 1.1516 | 8760 | 0 | 8760 | 0 | 0 | 0 | 0 | 96.77 | 86.6754 | 4.7056 | -4.7208 | -11.3745 | 1960.3378 | 67.8459 | 0 | 0 | 0 | 0 | 0 | 0 | 0 | 0 | 0 | 0 | 0 | 0.49 | 0 | 0 | 2.5437e-06 | 0.51018 | 0.0002031 | 10.9758 | 5.1679 | 5.9579 | 0 | 0.00013014 | 0 | 0 | -9.7647e-06 | 0 | 0 | 0 | 1.1516 | #N/A | #N/A
Lone Valley Solar Park 2 PV-NT | LDWP | CA_LDWP | CA | Hourly Resource | PV-NonTracking | 20 | 0 |  | 2014-11-22 | 2050-12-31 | 57.7025 | 9.6448 | -3.5148 | 20 | 20 | 40098.86 | 0 | 0 | 0.22887 | 0 | 2.3138 | 2.3138 | 8760 | 0 | 8760 | 0 | 0 | 0 | 0 | 195.5 | 86.6754 | 4.7056 | -4.7208 | -11.3745 | 1960.3378 | 67.8459 | 0 | 0 | 0 | 0 | 0 | 0 | 0 | 0 | 0 | 0 | 0 | 0 | 0 | 0 | 7.1479e-06 | 0.51018 | 0.0002031 | 10.9758 | 5.1679 | 5.9579 | 0 | 0 | 0 | 0 | 9.6079e-05 | 0 | 0 | 0 | 2.3138 | #N/A | #N/A
Long Duration Storage_Mendocino_115kV BA | CIPV | CA_CISO | CA | Pumped Storage | Energy Storage | 5 | -5 |  | 2028-05-01 | 2051-12-31 | 86.6284 | 2.3467 | -3.0606 | 5 | 5 | 6944.1392 | 8098.987 | 0.56419 | 0.15854 | 0.022565 | 0.17478 | 0.15221 | 8760 | 0 | 8760 | 0 | 0 | -0.0017323 | 0.05268 | 0 | 93.8086 | 8.0938 | -0.97572 | -25.5641 | 1804.8625 | 65.4893 | 1.1598 | 0 | 0 | 0 | 0 | 0 | 0 | 0 | 0 | 0 | 24.9412 | 9.4118 | 2005.0924 | 0 | 542.7955 | 0.15866 | 0.00010078 | 4.7626 | 4.7626 | 4.7626 | 327.3391 | 0.0033834 | 62647.73 | 0 | 19482.6835 | 0 | 0 | 0 | 0.25723 | #N/A | #N/A
Long Duration Storage_Whirlwind_230kV 1 BA | CISC | CA_CISO | CA | Pumped Storage | Energy Storage | 481 | -481 |  | 2026-05-01 | 2051-12-31 | 50.2331 | -20.6245 | -5.9361 | 481 | 481 | 635859.17 | 741279.0033 | 22.8551 | 0.15091 | 2.0657 | 23.4677 | 21.4019 | 8760 | 0 | 8760 | 0 | 0 | -0.15813 | 5.2664 | 0 | 71.6746 | -10.4023 | -4.6137 | -27.889 | 1960.7458 | 72.8898 | 1.1495 | 0 | 0 | 0 | 0 | 0 | 0 | 0 | 0 | 0 | 1809.2062 | 1368.4566 | 6488.7181 | 0 | 22846.0524 | 0.15866 | 0.00010078 | 4.7626 | 4.7626 | 4.7626 | 0.66516 | 0.43269 | 5110.2343 | 0 | 5959.57 | 0 | 0 | 0 | 23.4787 | #N/A | #N/A
Long Lake 1 HY | AVA | NW_AVA | WA | Hydro | Hydro | 22.4 | 0 |  | 2013-09-30 | 2050-12-31 | 100.2401 | 19.6416 | 1.8319 | 19.9988 | 21.5464 | 126380.131 | 0 | 0 | 0.63415 | 0 | 12.6684 | 12.6684 | 0 | 0 | 420 | 8340 | 0 | 0 | 0 | 0 | 109.1018 | 20.3337 | 2.0775 | -32.9544 | 2053.4702 | 105.8184 | 0 | 0 | 0 | 0 | 0 | 0 | 0 | 0 | 0 | 0 | 7326.9033 | 12584.2721 | 1083.0919 | 8522.3337 | 11264.4574 | 0.0011683 | 0.0011677 | 1.4929 | 0.031824 | 2.0045 | 1.3755 | 32.7223 | 2700.0748 | 139.1162 | 11580.2589 | 0 | 0 | 0 | 12.6828 | #N/A | #N/A
Long Lake 2 HY | AVA | NW_AVA | WA | Hydro | Hydro | 22.5 | 0 |  | 2013-09-30 | 2050-12-31 | 100.2336 | 19.6416 | 1.8255 | 19.9988 | 21.5464 | 126380.131 | 0 | 0 | 0.63415 | 0 | 12.6675 | 12.6675 | 0 | 0 | 420 | 8340 | 0 | 0 | 0 | 0 | 109.0961 | 20.3337 | 2.0718 | -32.9525 | 2053.3477 | 105.8143 | 0 | 0 | 0 | 0 | 0 | 0 | 0 | 0 | 0 | 0 | 7269.7223 | 12319.2331 | 1002.3641 | 9340.2625 | 10527.2565 | 0.0011683 | 0.0011677 | 1.4929 | 0.031824 | 2.0045 | 16.5317 | 17.5216 | 2860.7328 | 97.5936 | 11496.5292 | 0 | 0 | 0 | 12.682 | #N/A | #N/A
Long Lake 3 HY AVA | AVA | NW_AVA | WA | Hydro | Hydro | 22.5 | 0 |  | 1915-10-01 | 2050-12-31 | 89.7778 | 14.6718 | 1.1027 | 18.736 | 19.2136 | 125594.5098 | 0 | 0 | 0.63021 | 0 | 11.2756 | 11.2756 | 0 | 0 | 24 | 8736 | 0 | 0 | 0 | 351.4896 | 109.1234 | 20.3337 | 2.0991 | -32.9159 | 2057.5452 | 105.9369 | 0 | 0 | 0 | 0 | 0 | 0 | 0 | 0 | 0 | 0 | 0 | 0.78274 | 288.4146 | 174.483 | 959.0408 | 0.0011683 | 0.0011677 | 1.4929 | 0.031824 | 2.0045 | 0 | 0.00069335 | 7072.8995 | 464.7689 | 64104.7554 | 0 | 0 | 0 | 11.3472 | #N/A | #N/A
Long Lake 4 HY AVA | AVA | NW_AVA | WA | Hydro | Hydro | 22.1 | 0 |  | 1915-10-01 | 2050-12-31 | 89.1994 | 14.6718 | 0.52497 | 18.736 | 19.2136 | 125595.5136 | 0 | 0 | 0.63021 | 0 | 11.203 | 11.203 | 0 | 0 | 24 | 8736 | 0 | 0 | 0 | 350.4858 | 108.5836 | 20.3337 | 1.5593 | -32.6539 | 2052.4539 | 105.7345 | 0 | 0 | 0 | 0 | 0 | 0 | 0 | 0 | 0 | 0 | 0 | 0.78274 | 278.2659 | 156.1015 | 834.0643 | 0.0011683 | 0.0011677 | 1.4929 | 0.031824 | 2.0045 | 0 | 0.00069335 | 7480.3117 | 393.2195 | 63831.2232 | 0 | 0 | 0 | 11.2747 | #N/A | #N/A
Longboat Solar 1 PV-NT | CISC | CA_CISO | CA | Hourly Resource | PV-NonTracking | 20 | 0 |  | 2016-12-16 | 2050-12-31 | 34.8111 | -22.0131 | -7.0381 | 20 | 20 | 48279.56 | 0 | 0 | 0.27557 | 0 | 1.6807 | 1.6807 | 8760 | 0 | 8760 | 0 | 0 | 0 | 0 | 10527.92 | 66.9899 | -13.8226 | -5.878 | -39.078 | 1961.2496 | 72.7261 | 0 | 0 | 0 | 0 | 0 | 0 | 0 | 0 | 0 | 0 | 0 | 24.14 | 0 | 0 | 181.76 | 0.15866 | 0.00010078 | 4.7626 | 4.7626 | 4.7626 | 0 | 0.014137 | 0 | 0 | 0.17302 | 0 | 0 | 0 | 1.6807 | #N/A | #N/A
Longmont Hydro Agg HY | PSCO | RM_PSCO | CO | Hydro | Hydro | 0.56 | 0 |  | 2023-12-30 | 2050-12-31 | 149.3001 | 58.0393 | 5.944 | 0.33488 | 0.33488 | 1786.5831 | 0 | 0 | 0.60902 | 0 | 0.26674 | 0.26674 | 0 | 0 | 1 | 8759 | 0 | 0 | 0 | 0 | 141.2779 | 49.494 | 5.0934 | -25.8056 | 2533.0532 | 215.1719 | 0 | 0 | 0 | 0 | 0 | 0 | 0 | 0 | 0 | 0 | 85.991 | 359.1859 | 29.8413 | 6.471 | 896.0988 | 0.42135 | 0.055066 | 119.3454 | 43.2396 | 76.1058 | 202.2015 | 55.7632 | 1633.2916 | 861.7609 | 65069.4809 | 0 | 0 | 0 | 0.33456 | #N/A | #N/A
Lookout Point HY 1 HY | BPAT | NW_BPAT | OR | Hydro | Hydro | 120 | 0 |  | 1955-05-01 | 2050-12-31 | 109.0449 | 13.6953 | 5.7954 | 80.9065 | 74.8543 | 200977.8286 | 0 | 0 | 0.18961 | 0 | 21.9156 | 21.9156 | 0 | 0 | 181 | 8579 | 0 | 0 | 0 | 0 | 109.8024 | 16.2966 | 6.8153 | -37.612 | 1819.4756 | 95.8206 | 0 | 0 | 0 | 0 | 0 | 0 | 0 | 0 | 0 | 0 | 7346.5953 | 108252.3686 | 3437.3059 | 11036.3927 | 196612.9393 | 0.13517 | 0.13517 | 0.67195 | 0.031824 | 0.68397 | 2.6031 | 1655.1434 | 101.2353 | 716.5179 | 34596.3001 | 0 | 0 | 0 | 21.9527 | #N/A | #N/A
Loon Lake 1 HY | BANC | CA_BANC | CA | Hydro | Hydro | 78 | 0 |  | 1971-09-01 | 2051-12-31 | 108.4024 | 13.5999 | 3.1213 | 43.9628 | 35.3711 | 54735.3912 | 0 | 0 | 0.084437 | 0 | 5.9334 | 5.9334 | 0 | 0 | 6 | 8754 | 0 | 0 | 0 | 0 | 106.71 | 15.8321 | 4.1873 | -11.8201 | 1855.1776 | 65.7578 | 0 | 0 | 0 | 0 | 0 | 0 | 0 | 0 | 0 | 0 | 2527.0881 | 32010.0108 | 5212.7956 | 17873.073 | 81404.9324 | 0.3521 | 0.050745 | 0.86998 | 0.031824 | 0.83815 | 2.1079 | 13.949 | 7306.4709 | 753.9774 | 85186.974 | 0 | 0 | 0 | 6.0267 | #N/A | #N/A
Los Alamos PV 1 BA | PNM | SW_PNM | NM | Pumped Storage | Energy Storage | 80 | -80 |  | 2027-01-12 | 2051-12-31 | 35.9923 | -40.0153 | -5.2008 | 80 | 80 | 102549.8492 | 119777.1149 | 1.3987 | 0.14633 | 0.33349 | 5.2047 | 4.8712 | 8760 | 0 | 8760 | 0 | 0 | -0.025841 | 1.2103 | 0 | 44.5299 | -36.9757 | -5.185 | -58.9478 | 1908.0129 | 71.4309 | 0.81078 | 0 | 0 | 0 | 0 | 0 | 0 | 0 | 0 | 0 | 123665.1024 | 125858.7149 | 120582.849 | 14315.8558 | 248134.1549 | 0.89269 | 0.0029891 | 22.2939 | 5.1679 | 17.1082 | 156326.11 | 191.8525 | 3815556.7552 | 306429.1835 | 4842955.4696 | 0 | 0 | 0 | 14.3262 | #N/A | #N/A
Los Alamos PV 1 PV | PNM | SW_PNM | NM | Hourly Resource | PV | 170 | 0 |  | 2027-01-01 | 2051-12-31 | 17.4006 | -34.5315 | -4.6829 | 170 | 170 | 408799.0275 | 0 | 0 | 0.27451 | 0 | 7.1134 | 7.1134 | 8760 | 0 | 8760 | 0 | 0 | 0 | 0 | 44039.8335 | 44.5299 | -36.9757 | -5.185 | -58.9478 | 1908.0129 | 71.4309 | 0 | 0 | 0 | 0 | 0 | 0 | 0 | 0 | 0 | 0 | 0 | 3814.3131 | 0 | 0 | 5920.1518 | 0.89269 | 0.0029891 | 22.2939 | 5.1679 | 17.1082 | 0 | 524.8207 | 0 | 0 | 25775.3429 | 0 | 0 | 0 | 7.1397 | #N/A | #N/A
Los Lunas Solar PV 1 PV-NT | PNM | SW_PNM | NM | Hourly Resource | PV-NonTracking | 7 | 0 |  | 2011-06-01 | 2041-06-01 | 14.8982 | -33.8481 | -4.1617 | 7 | 7 | 16196.9265 | 0 | 0 | 0.26414 | 0 | 0.24131 | 0.24131 | 8760 | 0 | 8760 | 0 | 0 | 0 | 0 | 100.6835 | 49.2155 | -34.0157 | -3.4593 | -25.3821 | 1946.079 | 74.2837 | 0 | 0 | 0 | 0 | 0 | 0 | 0 | 0 | 0 | 0 | 0 | 15112.4827 | 0 | 0 | 59.668 | 0.89269 | 0.0029891 | 22.2939 | 5.1679 | 17.1082 | 0 | 22.6741 | 0 | 0 | 0.022101 | 0 | 0 | 0 | 0.24133 | #N/A | #N/A
Lost Creek 1-2 Hydro Conversion 1 HY | CIPV | CA_CISO | CA | Hydro | Hydro | 1.7 | 0 |  | 1989-06-15 | 2050-12-31 | 96.5007 | 7.9705 | 0.20029 | 0.96804 | 0.96258 | 7826.8918 | 0 | 0 | 0.52558 | 0 | 0.7553 | 0.7553 | 0 | 0 | 2366 | 6394 | 0 | 0 | 0 | 96.1407 | 95.1475 | 8.1782 | 0.2788 | -25.4494 | 1763.9706 | 69.6621 | 0 | 0 | 0 | 0 | 0 | 0 | 0 | 0 | 0 | 0 | 36.2081 | 4.975 | 0.52103 | 21.8085 | 99.2037 | 0.15866 | 0.00010078 | 4.7626 | 4.7626 | 4.7626 | 442.686 | 0.0023437 | 15.7684 | 251.0224 | 735.6604 | 0 | 0 | 0 | 0.75675 | #N/A | #N/A
Lost Creek HY 1 HY | BPAT | NW_BPAT | OR | Hydro | Hydro | 49 | 12 |  | 1977-09-01 | 2050-12-31 | 95.1528 | 9.6917 | 2.6507 | 37.8785 | 22.3907 | 246786.2662 | 0 | 0 | 0.50307 | 0 | 23.4824 | 23.4824 | 0 | 0 | 82 | 8678 | 0 | 0 | 0 | 0 | 104.6888 | 14.016 | 3.9822 | -38.3858 | 1786.5789 | 88.5152 | 0 | 0 | 0 | 0 | 0 | 0 | 0 | 0 | 0 | 0 | 5518.172 | 20437.0385 | 2192.9203 | 988.6533 | 23908.1567 | 0.13517 | 0.13517 | 0.67195 | 0.031824 | 0.68397 | 110.4451 | 4227.2959 | 197.0217 | 120.0695 | 24198.5252 | 0 | 0 | 0 | 23.5113 | #N/A | #N/A
Lost Hills Solar 1 PV-NT | CIPV | CA_CISO | CA | Hourly Resource | PV-NonTracking | 20 | 0 |  | 2015-04-10 | 2050-12-31 | 38.419 | -14.8424 | -5.1545 | 20 | 20 | 46969.4386 | 0 | 0 | 0.26809 | 0 | 1.8045 | 1.8045 | 8760 | 0 | 8760 | 0 | 0 | 0 | 0 | 4292.5613 | 83.044 | -1.6151 | -2.0314 | -27.2657 | 2057.2954 | 82.9592 | 0 | 0 | 0 | 0 | 0 | 0 | 0 | 0 | 0 | 0 | 0 | 1036.0527 | 0 | 0 | 42.08 | 0.15866 | 0.00010078 | 4.7626 | 4.7626 | 4.7626 | 0 | 0.44162 | 0 | 0 | 0.024422 | 0 | 0 | 0 | 1.8045 | #N/A | #N/A
Lovelock Solar 2 PV-NT | SPPC | SW_NVE | NV | Hourly Resource | PV-NonTracking | 300 | 0 |  | 2024-10-01 | 2051-12-31 | -9.1839 | -53.6584 | -12.394 | 300 | 300 | 393941.9743 | 0 | 0 | 0.1499 | 0 | -3.6179 | -3.6179 | 8760 | 0 | 8760 | 0 | 0 | 0 | 0 | 202272.9259 | 13.2749 | -58.2228 | -15.1928 | -778.1399 | 1548.7827 | 72.6776 | 0 | 0 | 0 | 0 | 0 | 0 | 0 | 0 | 0 | 0 | 0 | 0 | 0 | 0 | 56.4519 | 0.19614 | 0.00021973 | 4.6327 | 0.031824 | 4.6009 | 0 | 0 | 0 | 0 | 304.778 | 0 | 0 | 0 | -3.6176 | #N/A | #N/A
Lovelock Solar 3 PV-NT | SPPC | SW_NVE | NV | Hourly Resource | PV-NonTracking | 50 | 0 |  | 2026-12-01 | 2051-12-31 | -6.4247 | -57.4287 | -4.3117 | 50 | 50 | 51312.0968 | 0 | 0 | 0.11715 | 0 | -0.32966 | -0.32966 | 8760 | 0 | 8760 | 0 | 0 | 0 | 0 | 48057.0533 | 27.4074 | -52.5297 | -6.7534 | -56.3795 | 1731.6713 | 65.0005 | 0 | 0 | 0 | 0 | 0 | 0 | 0 | 0 | 0 | 0 | 0 | 0 | 0 | 0 | 1.8626e-07 | 0.19614 | 0.00021973 | 4.6327 | 0.031824 | 4.6009 | 0 | 0 | 0 | 0 | 1.8449e-06 | 0 | 0 | 0 | -0.32966 | #N/A | #N/A
Lovelock Solar PV-NT | SPPC | SW_NVE | NV | Hourly Resource | PV-NonTracking | 480 | 0 |  | 2024-10-01 | 2051-12-31 | -9.4314 | -52.348 | -9.7156 | 480 | 480 | 383833.706 | 0 | 0 | 0.091285 | 0 | -3.6201 | -3.6201 | 8760 | 0 | 8760 | 0 | 0 | 0 | 0 | 570110.1358 | 24.3682 | -52.6029 | -9.7195 | -111.2124 | 1759.062 | 67.9127 | 0 | 0 | 0 | 0 | 0 | 0 | 0 | 0 | 0 | 0 | 0 | 0 | 0 | 0 | -5.2154e-06 | 0.19614 | 0.00021973 | 4.6327 | 0.031824 | 4.6009 | 0 | 0 | 0 | 0 | -0.00017214 | 0 | 0 | 0 | -3.6201 | #N/A | #N/A
Lovelock Storage BA | SPPC | SW_NVE | NV | Pumped Storage | Energy Storage | 70 | -70 |  | 2024-10-01 | 2051-12-31 | 15.8424 | -63.5654 | -6.1253 | 70 | 70 | 109735.4843 | 128112.3304 | -0.84511 | 0.17896 | 0.35677 | 5.4583 | 5.1015 | 8760 | 0 | 8760 | 0 | 0 | -0.027565 | 0.89936 | 0 | 28.1986 | -52.5078 | -5.9842 | -52.2379 | 1734.3892 | 65.0262 | 0.72298 | 0 | 0 | 0 | 0 | 0 | 0 | 0 | 0 | 0 | 32546.06 | 21367.4693 | 47533.3177 | 28297.4128 | 45549.331 | 0.19614 | 0.00021973 | 4.6327 | 0.031824 | 4.6009 | 13805.0985 | 7.5799 | 44114.8999 | 748.7214 | 487813.6199 | 0 | 0 | 0 | 6.0048 | #N/A | #N/A
Low Line Midway Agg HY | IPMV | BS_IPCO | ID | Hydro | Hydro | 2.5 | 0 |  | 2007-08-01 | 2050-12-31 | 121.3989 | 29.7787 | 4.5621 | 1.4725 | 1.4725 | 6861.7499 | 0 | 0 | 0.53196 | 0 | 0.83301 | 0.83301 | 0 | 0 | 1 | 8759 | 0 | 0 | 0 | 0 | 116.7694 | 25.6123 | 4.4666 | -28.8512 | 1942.3074 | 134.5633 | 0 | 0 | 0 | 0 | 0 | 0 | 0 | 0 | 0 | 0 | 26.1111 | 51.7994 | 184.9153 | 18.0947 | 1303.8925 | 0.015242 | 0.010783 | 14.1881 | 0.031824 | 14.1563 | 12.1398 | 49.7883 | 5515.1795 | 0.012851 | 50325.505 | 0 | 0 | 0 | 0.88891 | #N/A | #N/A
Lower Baker 3 HY | PSEI | NW_PSEI | WA | Hydro | Hydro | 117 | 0 |  | 2013-08-01 | 2050-12-31 | 112.8945 | 18.663 | 5.5211 | 66.2336 | 72.5232 | 385311.8188 | 0 | 0 | 0.41496 | 0 | 43.4996 | 43.4996 | 0 | 0 | 466 | 8294 | 0 | 0 | 0 | 0 | 108.917 | 17.1323 | 5.0942 | -34.7979 | 1419.7627 | 93.2711 | 0 | 0 | 0 | 0 | 0 | 0 | 0 | 0 | 0 | 0 | 37189.6361 | 93139.6697 | 15525.9049 | 13610.0062 | 118333.3791 | 10.1999 | 8.7761 | 20.3774 | 0.031824 | 42.9118 | 491975.7606 | 1377764.0732 | 587856.4411 | 4.8604 | 5508516.8956 | 0 | 0 | 0 | 51.4657 | #N/A | #N/A
Lower Boulder HY Agg | PAUT | BS_PACE | UT | Hydro | Hydro | 6 | 0 |  | 1994-11-01 | 2050-12-31 | 114.3828 | 33.4992 | 2.4401 | 3.636 | 3.636 | 13285.7107 | 0 | 0 | 0.41712 | 0 | 1.5197 | 1.5197 | 0 | 0 | 0 | 8760 | 0 | 0 | 0 | 4.8713 | 115.6263 | 26.9171 | 2.0187 | -26.3579 | 2137.8176 | 145.5519 | 0 | 0 | 0 | 0 | 0 | 0 | 0 | 0 | 0 | 0 | 3760.1986 | 4558.5877 | 11361.724 | 0 | 47038.2766 | 7.007 | 5.9428 | 85.5427 | 0.031824 | 85.5024 | 38507.7222 | 80144.8037 | 819697.2502 | 0 | 4193200.3862 | 0 | 0 | 0 | 6.6512 | #N/A | #N/A
Lower Granite | BPAT | NW_BPAT | WA | Hydro | Hydro | 810 | 0 |  | 1975-04-01 | 2050-12-31 | 95.6321 | 13.7842 | 2.2751 | 752.2308 | 764.7796 | 2021208.1698 | 0 | 0 | 0.27908 | 0 | 193.2923 | 193.2923 | 0 | 0 | 3 | 8757 | 0 | 0 | 0 | 0 | 109.0657 | 18.789 | 3.5861 | -34.574 | 1779.4222 | 100.3241 | 0 | 0 | 0 | 0 | 0 | 0 | 0 | 0 | 0 | 0 | 0 | 0 | 0 | 0 | 0 | 0.13517 | 0.13517 | 0.67195 | 0.031824 | 0.68397 | 0 | 0 | 0 | 0 | 0 | 0 | 0 | 0 | 193.2923 | #N/A | #N/A
Lower Hy Agg HY | PAID | BS_PACE | ID | Hydro | Hydro | 11 | 0 |  | 1940-08-01 | 2050-12-31 | 118.8333 | 30.0178 | 3.2669 | 8.701 | 8.701 | 38818.3514 | 0 | 0 | 0.50929 | 0 | 4.6129 | 4.6129 | 0 | 0 | 1 | 8759 | 0 | 0 | 0 | 0 | 117.1667 | 26.8795 | 3.5966 | -83.9357 | 2289.2573 | 144.7173 | 0 | 0 | 0 | 0 | 0 | 0 | 0 | 0 | 0 | 0 | 3142.313 | 7829.6365 | 8532.1094 | 0 | 9253.6168 | 7.007 | 5.9428 | 85.5427 | 0.031824 | 85.5024 | 49550.9441 | 81726.8573 | 526455.1996 | 0 | 990842.7374 | 0 | 0 | 0 | 6.2615 | #N/A | #N/A
Lower Malad 1 HY | IPMV | BS_IPCO | ID | Hydro | Hydro | 13.5 | 0 |  | 1948-10-01 | 2050-12-31 | 121.0097 | 27.3013 | 3.5187 | 12.7991 | 12.2583 | 99375.6268 | 0 | 0 | 0.70902 | 0 | 12.0254 | 12.0254 | 0 | 0 | 561 | 8199 | 0 | 0 | 0 | 0 | 115.2307 | 25.28 | 3.2601 | -29.0574 | 1917.0396 | 131.1362 | 0 | 0 | 0 | 0 | 0 | 0 | 0 | 0 | 0 | 0 | 1780.1013 | 8179.564 | 651.0157 | 2009.2728 | 6041.1596 | 0.015242 | 0.010783 | 14.1881 | 0.031824 | 14.1563 | 45.2642 | 52.0979 | 12461.9428 | 0.68663 | 60751.2214 | 0 | 0 | 0 | 12.0987 | #N/A | #N/A
Lower Molina 1 HY | WACM | RM_WACM | CO | Hydro | Hydro | 4.86 | 0 |  | 1962-12-01 | 2050-12-31 | 196.3248 | 113.891 | 3.9646 | 3.9814 | 4.1192 | 7639.2659 | 0 | 0 | 0.17441 | 0 | 1.4998 | 1.4998 | 0 | 0 | 306 | 8454 | 0 | 0 | 0 | 0 | 151.476 | 62.8126 | 1.9728 | -25.1029 | 2677.3381 | 231.3673 | 0 | 0 | 0 | 0 | 0 | 0 | 0 | 0 | 0 | 0 | 58.3216 | 106.2324 | 417.4439 | 1037.9199 | 6668.5723 | 0.075305 | 0.00032051 | 86.4793 | 43.2396 | 43.2397 | 11.2497 | 0.066647 | 18036.0273 | 62891.4901 | 294044.9588 | 0 | 0 | 0 | 1.8748 | #N/A | #N/A
Lower Monumental | BPAT | NW_BPAT | WA | Hydro | Hydro | 810 | 0 |  | 1969-06-01 | 2050-12-31 | 97.0657 | 13.5472 | 1.7808 | 620.5591 | 674.4456 | 2067768.3865 | 0 | 0 | 0.33134 | 0 | 200.7093 | 200.7093 | 0 | 0 | 0 | 8760 | 0 | 0 | 0 | 0 | 108.1422 | 18.2816 | 3.1701 | -34.7674 | 1752.2949 | 98.6314 | 0 | 0 | 0 | 0 | 0 | 0 | 0 | 0 | 0 | 0 | 0 | 0 | 0 | 0 | 0 | 0.13517 | 0.13517 | 0.67195 | 0.031824 | 0.68397 | 0 | 0 | 0 | 0 | 0 | 0 | 0 | 0 | 200.7093 | #N/A | #N/A
Lower Salmon 1 HY | IPMV | BS_IPCO | ID | Hydro | Hydro | 60 | 0 |  | 1949-07-01 | 2050-12-31 | 105.6894 | 22.1869 | 3.0054 | 44.0093 | 40.9603 | 328044.4146 | 0 | 0 | 0.58512 | 0 | 34.6708 | 34.6708 | 0 | 0 | 116 | 8644 | 0 | 0 | 0 | 0 | 115.7278 | 25.2947 | 3.7425 | -29.1524 | 1928.7546 | 131.6697 | 0 | 0 | 0 | 0 | 0 | 0 | 0 | 0 | 0 | 0 | 7817.0664 | 18308.2185 | 2212.4175 | 5118.6743 | 36652.7385 | 0.015242 | 0.010783 | 14.1881 | 0.031824 | 14.1563 | 118.0675 | 202.6625 | 42994.2071 | 1.777 | 315188.1401 | 0 | 0 | 0 | 35.0293 | #N/A | #N/A
Lower Snake Wind 149 WT | BPAT | NW_BPAT | WA | Hourly Resource | WT-Onshore | 342.69 | 0 |  | 2012-04-01 | 2050-12-31 | 70.2075 | 3.5905 | -0.38891 | 342.69 | 342.69 | 790210.5449 | 0 | 0 | 0.26323 | 0 | 55.4787 | 55.4787 | 8760 | 0 | 8760 | 0 | 0 | 0 | 0 | 1672.0303 | 108.9365 | 18.542 | 3.704 | -34.8495 | 1776.2148 | 99.8021 | 0 | 0 | 0 | 0 | 0 | 0 | 0 | 0 | 0 | 0 | 0 | 738822.9861 | 0 | 0 | 1672.0275 | 0.13517 | 0.13517 | 0.67195 | 0.031824 | 0.68397 | 0 | 388.0928 | 0 | 0 | 1301.1774 | 0 | 0 | 0 | 55.4804 | #N/A | #N/A
Lower Valley Energy Agg HY | PAID | BS_PACE | WY | Hydro | Hydro | 1.7 | 0 |  | 2009-04-01 | 2050-12-31 | 117.8371 | 29.1971 | 3.0915 | 1.3447 | 1.3447 | 5999.1999 | 0 | 0 | 0.50929 | 0 | 0.70693 | 0.70693 | 0 | 0 | 0 | 8760 | 0 | 0 | 0 | 0 | 116.7266 | 26.5456 | 3.4905 | -33.5846 | 2202.5166 | 143.3815 | 0 | 0 | 0 | 0 | 0 | 0 | 0 | 0 | 0 | 0 | 448.7351 | 1153.2503 | 1341.3677 | 0 | 1329.9271 | 7.007 | 5.9428 | 85.5427 | 0.031824 | 85.5024 | 7594.112 | 12489.7356 | 83097.3769 | 0 | 144667.3071 | 0 | 0 | 0 | 0.95478 | #N/A | #N/A
Lucky Peak 1 HY | IPTV | BS_IPCO | ID | Hydro | Hydro | 101.25 | 0 |  | 1988-10-01 | 2050-12-31 | 100.2389 | 24.5662 | 4.1152 | 33.93 | 5.3181 | 169786.7369 | 0 | 0 | 0.33417 | 0 | 17.0192 | 17.0192 | 0 | 0 | 2409 | 6351 | 0 | 0 | 0 | 0 | 117.6272 | 24.572 | 6.3646 | -30.7239 | 1938.0669 | 128.6313 | 0 | 0 | 0 | 0 | 0 | 0 | 0 | 0 | 0 | 0 | 9620.7746 | 6745.2056 | 2825.1789 | 12812.6757 | 8111.6686 | 0.015242 | 0.010783 | 14.1881 | 0.031824 | 14.1563 | 72.2997 | 16.4255 | 46918.3635 | 36.3938 | 116277.2743 | 0 | 0 | 0 | 17.1826 | #N/A | #N/A
Luke Air Force Base 1 PV | AZPS | SW_AZPS | AZ | Hourly Resource | PV-Tracking | 11.2 | 0 |  | 2015-06-29 | 2050-12-31 | 13.9907 | -32.4367 | -6.3945 | 11.2 | 11.2 | 29138.9723 | 0 | 0 | 0.297 | 0 | 0.40767 | 0.40767 | 8760 | 0 | 8760 | 0 | 0 | 0 | 0 | 96.5888 | 46.848 | -31.7467 | -8.0959 | -25.1978 | 1937.7927 | 68.2671 | 0 | 0 | 0 | 0 | 0 | 0 | 0 | 0 | 0 | 0 | 0 | 14452.4944 | 0 | 0 | 3.6962e-06 | 0.94841 | 0.0016464 | 11.9962 | 5.1679 | 6.8283 | 0 | 25.3935 | 0 | 0 | -7.0441e-06 | 0 | 0 | 0 | 0.4077 | #N/A | #N/A
Lund Hill Solar PV-T | BPAT | NW_BPAT | WA | Hourly Resource | PV-Tracking | 193 | 0 |  | 2022-03-31 | 2050-12-31 | 84.8806 | 24.8597 | 3.4492 | 193 | 193 | 434164.9111 | 0 | 0 | 0.2568 | 0 | 36.8522 | 36.8522 | 8760 | 0 | 8760 | 0 | 0 | 0 | 0 | 3430.9365 | 107.2032 | 16.6628 | 3.8498 | -36.0829 | 1769.2509 | 97.2665 | 0 | 0 | 0 | 0 | 0 | 0 | 0 | 0 | 0 | 0 | 0 | 317.2596 | 0 | 0 | 412.377 | 0.13517 | 0.13517 | 0.67195 | 0.031824 | 0.68397 | 0 | 0.31974 | 0 | 0 | 37273.1461 | 0 | 0 | 0 | 36.8894 | #N/A | #N/A
Lundy 1 HY | CISC | CA_CISO | CA | Hydro | Hydro | 3 | 0 |  | 2023-11-17 | 2050-12-31 | 49.9814 | -25.6017 | -17.8969 | 1.3393 | 0.81126 | 8042.4422 | 0 | 0 | 0.30603 | 0 | 0.40197 | 0.40197 | 0 | 0 | 4986 | 3774 | 0 | 0 | 0 | 702.9166 | 46.8231 | -24.128 | -15.7394 | -116.6106 | 1869.3026 | 82.4604 | 0 | 0 | 0 | 0 | 0 | 0 | 0 | 0 | 0 | 0 | 7.2208 | 719.4446 | 1.0473 | 40.7906 | 742.2575 | 0.15866 | 0.00010078 | 4.7626 | 4.7626 | 4.7626 | 127.6974 | 0.043382 | 6.813 | 753.9604 | 3389.2716 | 0 | 0 | 0 | 0.40625 | #N/A | #N/A
Macho Springs Solar 1 PV-T | EPE | SW_EPE | NM | Hourly Resource | PV-Tracking | 50 | 0 |  | 2014-05-23 | 2034-12-31 | 21.2297 | -27.2063 | -5.0194 | 50 | 50 | 88122.1847 | 0 | 0 | 0.20119 | 0 | 1.8708 | 1.8708 | 8760 | 0 | 8760 | 0 | 0 | 0 | 0 | 29506.4958 | 50.3863 | -30.0579 | -6.2464 | -27.3493 | 1927.0155 | 70.715 | 0 | 0 | 0 | 0 | 0 | 0 | 0 | 0 | 0 | 0 | 0 | 84210.0875 | 0 | 0 | 29506.5154 | 25.7912 | 14.221 | 42.7558 | 5.1679 | 37.1905 | 0 | 620830.3191 | 0 | 0 | 1301493.3544 | 0 | 0 | 0 | 3.7931 | #N/A | #N/A
MacleodG1_1 | AESO | AB_AESO | AB | Hourly Resource | WT-Onshore | 33 | 0 |  | 2010-02-01 | 2050-12-31 | 53.0565 | -16.5954 | -7.7735 | 33 | 33 | 76214.6725 | 0 | 0 | 0.26365 | 0 | 4.0437 | 4.0437 | 8760 | 0 | 8760 | 0 | 0 | 0 | 0 | 941.0764 | 88.8544 | 7.0461 | -4.8822 | -44.8574 | 780.0397 | 73.4769 | 0 | 0 | 0 | 0 | 0 | 0 | 0 | 0 | 0 | 0 | 0 | 76214.6725 | 0 | 0 | 941.0764 | 1.8659 | 0.0078726 | 35.0857 | 35.06 | 35.06 | 0 | 41.2794 | 0 | 0 | 3475.5582 | 0 | 0 | 0 | 4.0472 | #N/A | #N/A
Madera 1 PV-NT | CIPV | CA_CISO | CA | Hourly Resource | PV-NonTracking | 1.5 | 0 |  | 2017-12-29 | 2050-12-31 | 48.2741 | -9.4035 | 1.6635 | 1.5 | 1.5 | 3936.159 | 0 | 0 | 0.29956 | 0 | 0.19002 | 0.19002 | 8760 | 0 | 8760 | 0 | 0 | 0 | 0 | 192.7575 | 101.7932 | 8.855 | 6.2477 | -42.1215 | 2531.6436 | 108.5191 | 0 | 0 | 0 | 0 | 0 | 0 | 0 | 0 | 0 | 0 | 0 | 1.3815 | 0 | 0 | 8.5129e-08 | 0.15866 | 0.00010078 | 4.7626 | 4.7626 | 4.7626 | 0 | 0.0010328 | 0 | 0 | -6.4656e-06 | 0 | 0 | 0 | 0.19002 | #N/A | #N/A
Madera Chowchilla 2 HY | CIPV | CA_CISO | CA | Hydro | Hydro | 1.48 | 0 |  | 2016-08-01 | 2051-12-31 | 113.9904 | 17.0212 | 8.1352 | 0.76812 | 0.76812 | 2266.5933 | 0 | 0 | 0.33685 | 0 | 0.25837 | 0.25837 | 0 | 0 | 0 | 8760 | 0 | 0 | 0 | 392.5094 | 104.2961 | 9.8537 | 7.7519 | -46.7551 | 2629.5693 | 113.7786 | 0 | 0 | 0 | 0 | 0 | 0 | 0 | 0 | 0 | 0 | 35.2473 | 0.54824 | 63.754 | 2224.4755 | 4411.6506 | 0.15866 | 0.00010078 | 4.7626 | 4.7626 | 4.7626 | 533.8986 | 0.0003211 | 1665.4888 | 30626.4531 | 62219.5475 | 0 | 0 | 0 | 0.35342 | #N/A | #N/A
Madera Hy Agg 1 HY | CIPV | CA_CISO | CA | Hydro | Hydro | 2.26 | 0 |  | 2016-08-01 | 2050-12-31 | 116.639 | 18.0383 | 8.2931 | 1.1729 | 1.1729 | 3391.3791 | 0 | 0 | 0.33006 | 0 | 0.39557 | 0.39557 | 0 | 0 | 0 | 8760 | 0 | 0 | 0 | 669.1377 | 104.2961 | 9.8537 | 7.7519 | -46.7551 | 2629.5693 | 113.7786 | 0 | 0 | 0 | 0 | 0 | 0 | 0 | 0 | 0 | 0 | 31.1042 | 4.6924 | 12.7456 | 103.6861 | 1922.5122 | 0.15866 | 0.00010078 | 4.7626 | 4.7626 | 4.7626 | 448.8816 | 0.0025075 | 128.0687 | 1417.3254 | 26302.5482 | 0 | 0 | 0 | 0.42386 | #N/A | #N/A
Madison Agg HY | NWMT | NW_NWMT | MT | Hydro | Hydro | 8.8 | 0 |  | 2023-06-20 | 2050-12-31 | 109.0319 | 19.0066 | 3.3156 | 7.0327 | 7 | 59303.8959 | 0 | 0 | 0.84623 | 0 | 6.466 | 6.466 | 0 | 0 | 6393 | 2367 | 0 | 0 | 0 | 0 | 109.2486 | 19.2111 | 3.3469 | -362.1699 | 1772.772 | 120.4246 | 0 | 0 | 0 | 0 | 0 | 0 | 0 | 0 | 0 | 0 | 339.7102 | 732.9746 | 828.26 | 0.73028 | 833.1998 | 9.0549 | 8.0429 | 75.1759 | 0.031824 | 75.1075 | 17895.2636 | 12316.6808 | 55334.7676 | 0.00053449 | 41933.6032 | 0 | 0 | 0 | 6.5935 | #N/A | #N/A
Magic Reservoir 1 HY | IPMV | BS_IPCO | ID | Hydro | Hydro | 9 | 0 |  | 1989-06-01 | 2050-12-31 | 117.9893 | 25.3655 | 5.9333 | 0.001 | 0.001 | 0 | 0 | 0 | 0 | 0 | 0 | 0 | 0 | 0 | 0 | 8760 | 0 | 0 | 0 | 0 | 117.9893 | 25.3655 | 5.9333 | -29.4941 | 1990.979 | 134.0518 | 0 | 0 | 0 | 0 | 0 | 0 | 0 | 0 | 0 | 0 | 0 | 0 | 0.3443 | 0.27664 | 7.9781 | 0.015242 | 0.010783 | 14.1881 | 0.031824 | 14.1563 | 0 | 0 | 6.7764 | 0.00013481 | 117.5438 | 0 | 0 | 0 | 0.00012432 | #N/A | #N/A
Magpie Solar 1 OT | NWMT | NW_NWMT | MT | Hourly Resource | PV-NonTracking | 3 | 0 |  | 2018-06-30 | 2050-12-31 | 92.7649 | 36.2329 | 1.3926 | 3 | 3 | 4914.6536 | 0 | 0 | 0.18701 | 0 | 0.45591 | 0.45591 | 8760 | 0 | 8760 | 0 | 0 | 0 | 0 | 66.8764 | 111.0887 | 23.8925 | 0.50563 | -62.8293 | 1649.285 | 112.8256 | 0 | 0 | 0 | 0 | 0 | 0 | 0 | 0 | 0 | 0 | 0 | 335.2001 | 0 | 0 | 54.2044 | 9.0549 | 8.0429 | 75.1759 | 0.031824 | 75.1075 | 0 | 27230.1857 | 0 | 0 | 3838.1535 | 0 | 0 | 0 | 0.48698 | #N/A | #N/A
Malacha Hydro LP HY | CIPV | CA_CISO | CA | Hydro | Hydro | 32.5 | 0 |  | 1988-12-07 | 2050-12-31 | 75.7954 | 10.7618 | 0.13836 | 29.9629 | 29.9 | 27327.0012 | 0 | 0 | 0.098025 | 0 | 2.0713 | 2.0713 | 0 | 0 | 160 | 8600 | 0 | 0 | 0 | 761.5326 | 95.6878 | 8.1782 | 0.81909 | -25.4049 | 1767.7966 | 69.9511 | 0 | 0 | 0 | 0 | 0 | 0 | 0 | 0 | 0 | 0 | 86.1334 | 3544.9336 | 74.1168 | 1973.7707 | 58376.8526 | 0.15866 | 0.00010078 | 4.7626 | 4.7626 | 4.7626 | 1117.7521 | 0.32207 | 651.6519 | 29431.7343 | 269781.2718 | 0 | 0 | 0 | 2.3722 | #N/A | #N/A
Manitou Hy Agg | WACM | RM_WACM | CO | Hydro | Hydro | 5.6 | 0 |  | 1939-01-01 | 2050-12-31 | 134.0025 | 47.7935 | 5.1616 | 2.4907 | 1.0601 | 15162.4392 | 0 | 0 | 0.57696 | 0 | 2.0318 | 2.0318 | 0 | 0 | 4620 | 4140 | 0 | 0 | 0 | 0 | 140.223 | 48.3312 | 5.2012 | -23.8119 | 2534.5103 | 212.5142 | 0 | 0 | 0 | 0 | 0 | 0 | 0 | 0 | 0 | 0 | 53.3363 | 80.5427 | 85.7746 | 178.4747 | 770.8112 | 0.075305 | 0.00032051 | 86.4793 | 43.2396 | 43.2397 | 76.8097 | 0.067219 | 3365.8026 | 9279.477 | 42547.3857 | 0 | 0 | 0 | 2.0871 | #N/A | #N/A
Manteca Land 1 PV-NT | CIPV | CA_CISO | CA | Hourly Resource | PV-NonTracking | 1 | 0 |  | 2017-12-28 | 2051-12-31 | 63.9615 | 5.5809 | 2.8667 | 1 | 1 | 2250.067 | 0 | 0 | 0.25686 | 0 | 0.14392 | 0.14392 | 8760 | 0 | 8760 | 0 | 0 | 0 | 0 | 57.909 | 101.0092 | 7.1237 | 7.195 | -27.0138 | 2028.3986 | 73.8804 | 0 | 0 | 0 | 0 | 0 | 0 | 0 | 0 | 0 | 0 | 0 | 0 | 0 | 0 | 0 | 0.15866 | 0.00010078 | 4.7626 | 4.7626 | 4.7626 | 0 | 0 | 0 | 0 | 0 | 0 | 0 | 0 | 0.14392 | #N/A | #N/A
Manzana Wind | CISC | CA_CISO | CA | Hourly Resource | WT-Onshore | 189 | 0 |  | 2012-12-20 | 2050-12-31 | 67.2088 | -10.5432 | -6.1189 | 189 | 189 | 555089.2786 | 0 | 0 | 0.33527 | 0 | 37.3069 | 37.3069 | 8760 | 0 | 8760 | 0 | 0 | 0 | 0 | 7971.5834 | 70.8226 | -10.3703 | -5.4976 | -27.9675 | 1941.3894 | 72.4504 | 0 | 0 | 0 | 0 | 0 | 0 | 0 | 0 | 0 | 0 | 0 | 0 | 0 | 0 | 0.00012144 | 0.15866 | 0.00010078 | 4.7626 | 4.7626 | 4.7626 | 0 | 0 | 0 | 0 | -0.0033478 | 0 | 0 | 0 | 37.3069 | #N/A | #N/A
Manzano Solar PV 1 PV-NT | PNM | SW_PNM | NM | Hourly Resource | PV-NonTracking | 8 | 0 |  | 2013-10-18 | 2043-10-18 | 14.2648 | -33.7919 | -4.4293 | 8 | 8 | 17708.264 | 0 | 0 | 0.25269 | 0 | 0.25261 | 0.25261 | 8760 | 0 | 8760 | 0 | 0 | 0 | 0 | 10.184 | 48.9172 | -34.0425 | -3.7309 | -25.3085 | 1939.736 | 73.987 | 0 | 0 | 0 | 0 | 0 | 0 | 0 | 0 | 0 | 0 | 0 | 16863.8931 | 0 | 0 | 10.184 | 0.89269 | 0.0029891 | 22.2939 | 5.1679 | 17.1082 | 0 | 29.9316 | 0 | 0 | 0.0034969 | 0 | 0 | 0 | 0.25264 | #N/A | #N/A
Marengo 1 WT | PACW | NW_PACW | WA | Hourly Resource | WT-Onshore | 156 | 3.2 |  | 2020-01-27 | 2049-11-30 | 70.7652 | 3.7794 | -2.4869 | 156 | 156 | 364332.9973 | 0 | 0 | 0.26661 | 0 | 25.7821 | 25.7821 | 8760 | 0 | 8760 | 0 | 0 | 0 | 0 | 17941.2574 | 108.4093 | 18.83 | 2.8887 | -34.415 | 1806.6779 | 101.3086 | 0 | 0 | 0 | 0 | 0 | 0 | 0 | 0 | 0 | 0 | 0 | 364332.9973 | 0 | 0 | 17941.2585 | 27.0174 | 18.7409 | 65.6973 | 0.031824 | 65.2925 | 0 | 1879230.8183 | 0 | 0 | 1323133.402 | 0 | 0 | 0 | 28.9845 | #N/A | #N/A
Marengo 2 WT | PACW | NW_PACW | WA | Hourly Resource | WT-Onshore | 78 | 1.6 |  | 2020-02-24 | 2049-11-30 | 73.9041 | 4.3625 | -1.8375 | 78 | 78 | 223189.1003 | 0 | 0 | 0.32664 | 0 | 16.4946 | 16.4946 | 8760 | 0 | 8760 | 0 | 0 | 0 | 0 | 8822.2108 | 108.3386 | 18.83 | 2.818 | -34.4031 | 1807.0153 | 101.2905 | 0 | 0 | 0 | 0 | 0 | 0 | 0 | 0 | 0 | 0 | 0 | 223189.1003 | 0 | 0 | 8822.211 | 27.0174 | 18.7409 | 65.6973 | 0.031824 | 65.2925 | 0 | 1356811.271 | 0 | 0 | 661489.8635 | 0 | 0 | 0 | 18.5129 | #N/A | #N/A
Maricopa West Solar PV 1 PV-NT | CIPV | CA_CISO | CA | Hourly Resource | PV-NonTracking | 20 | 0 |  | 2015-12-12 | 2050-12-31 | 34.3433 | -15.332 | -6.5293 | 20 | 20 | 58406.343 | 0 | 0 | 0.33337 | 0 | 2.0059 | 2.0059 | 8760 | 0 | 8760 | 0 | 0 | 0 | 0 | 193.417 | 79.0362 | -3.3649 | -4.2895 | -25.3295 | 1973.8756 | 75.9162 | 0 | 0 | 0 | 0 | 0 | 0 | 0 | 0 | 0 | 0 | 0 | 13.88 | 0 | 0 | -2.794e-06 | 0.15866 | 0.00010078 | 4.7626 | 4.7626 | 4.7626 | 0 | 0.010377 | 0 | 0 | 2.0332e-05 | 0 | 0 | 0 | 2.0059 | #N/A | #N/A
Marys Lake 1 HY | WACM | RM_WACM | CO | Hydro | Hydro | 8.08 | 0 |  | 1951-05-01 | 2050-12-31 | 132.4642 | 48.6077 | 2.934 | 7.3926 | 6.7287 | 44411.7277 | 0 | 0 | 0.31686 | 0 | 5.883 | 5.883 | 0 | 0 | 327 | 8433 | 0 | 0 | 0 | 0 | 138.2229 | 48.4992 | 3.0331 | -24.3756 | 2484.1069 | 213.6388 | 0 | 0 | 0 | 0 | 0 | 0 | 0 | 0 | 0 | 0 | 556.8887 | 1092.5831 | 707.498 | 1827.2971 | 9338.4376 | 0.075305 | 0.00032051 | 86.4793 | 43.2396 | 43.2397 | 464.6847 | 0.5578 | 26078.4105 | 94335.4649 | 333816.9688 | 0 | 0 | 0 | 6.3377 | #N/A | #N/A
Mason Valley 2 PV-NT | SPPC | SW_NVE | NV | Hourly Resource | PV-NonTracking | 400 | 0 |  | 2030-01-31 | 2051-12-31 | -7.4962 | -54.6485 | -5.5556 | 400 | 400 | 806573.8308 | 0 | 0 | 0.23019 | 0 | -6.0462 | -6.0462 | 8760 | 0 | 8760 | 0 | 0 | 0 | 0 | 160048.5693 | 27.9228 | -50.8445 | -7.9232 | -207.5246 | 1771.3737 | 64.873 | 0 | 0 | 0 | 0 | 0 | 0 | 0 | 0 | 0 | 0 | 0 | 0 | 0 | 0 | -8.9407e-06 | 0.19614 | 0.00021973 | 4.6327 | 0.031824 | 4.6009 | 0 | 0 | 0 | 0 | -4.8369e-05 | 0 | 0 | 0 | -6.0462 | #N/A | #N/A
Mason Valley PV-NT | SPPC | SW_NVE | NV | Hourly Resource | PV-NonTracking | 400 | 0 |  | 2028-04-30 | 2051-12-31 | -5.0257 | -51.7864 | -5.9016 | 400 | 400 | 931847.1758 | 0 | 0 | 0.26594 | 0 | -4.6832 | -4.6832 | 8760 | 0 | 8760 | 0 | 0 | 0 | 0 | 34775.2241 | 31.4777 | -47.0194 | -8.1935 | -152.2128 | 1797.9408 | 64.1965 | 0 | 0 | 0 | 0 | 0 | 0 | 0 | 0 | 0 | 0 | 0 | 0 | 0 | 0 | -8.9407e-06 | 0.19614 | 0.00021973 | 4.6327 | 0.031824 | 4.6009 | 0 | 0 | 0 | 0 | -4.8369e-05 | 0 | 0 | 0 | -4.6832 | #N/A | #N/A
Master Development Corona 1 PV-NT | CISC | CA_CISO | CA | Hourly Resource | PV-NonTracking | 0.99 | 0 |  | 2013-04-24 | 2050-12-31 | 35.7584 | -18.5227 | -4.9388 | 0.99 | 0.99 | 1749.5478 | 0 | 0 | 0.20174 | 0 | 0.062561 | 0.062561 | 8760 | 0 | 8760 | 0 | 0 | 0 | 0 | 273.8211 | 69.7602 | -12.1252 | -4.8052 | -31.2338 | 1973.1239 | 72.1755 | 0 | 0 | 0 | 0 | 0 | 0 | 0 | 0 | 0 | 0 | 0 | 0 | 0 | 0 | 1.2484 | 0.15866 | 0.00010078 | 4.7626 | 4.7626 | 4.7626 | 0 | 0 | 0 | 0 | 0.0013277 | 0 | 0 | 0 | 0.062561 | #N/A | #N/A
Matthews Dam Hydro 1 HY | CIPV | CA_CISO | CA | Hydro | Hydro | 1.35 | 0 |  | 2017-05-10 | 2050-12-31 | 95.8753 | 8.945 | 4.615 | 0.70065 | 0.70065 | 2280.5591 | 0 | 0 | 0.37157 | 0 | 0.21865 | 0.21865 | 0 | 0 | 1 | 8759 | 0 | 0 | 0 | 144.9738 | 99.4185 | 9.4928 | 3.2352 | -38.9206 | 1651.2601 | 64.273 | 0 | 0 | 0 | 0 | 0 | 0 | 0 | 0 | 0 | 0 | 52.7999 | 5.8253 | 14.9296 | 293.9449 | 1043.0842 | 0.15866 | 0.00010078 | 4.7626 | 4.7626 | 4.7626 | 627.8528 | 0.002563 | 265.1485 | 4569.3268 | 12507.3093 | 0 | 0 | 0 | 0.23662 | #N/A | #N/A
Maverick BA (Almasol) | CISC | CA_CISO | CA | Pumped Storage | Energy Storage | 50 | -50 |  | 2022-04-01 | 2050-12-31 | 44.9123 | -22.3776 | -8.8679 | 50 | 50 | 70637.1465 | 82396.6401 | 2.1883 | 0.16127 | 0.22955 | 2.4965 | 2.267 | 8760 | 0 | 8760 | 0 | 0 | -0.017639 | 0.62612 | 0 | 62.9847 | -15.061 | -8.6448 | -25.1948 | 1926.7667 | 68.6005 | 1.0367 | 0 | 0 | 0 | 0 | 0 | 0 | 0 | 0 | 0 | 42277.1937 | 63905.7131 | 123356.3189 | 0 | 63441.9014 | 0.15866 | 0.00010078 | 4.7626 | 4.7626 | 4.7626 | 4.6341 | 5.7824 | 9505.6617 | 0 | 8236.6819 | 0 | 0 | 0 | 2.5143 | #N/A | #N/A
Maverick PV (Almasol) | CISC | CA_CISO | CA | Hourly Resource | PV-NonTracking | 457 | 0 |  | 2020-12-11 | 2050-12-31 | 24.4035 | -21.5091 | -7.9033 | 457 | 457 | 1384607.5957 | 0 | 0 | 0.34586 | 0 | 33.7893 | 33.7893 | 8760 | 0 | 8760 | 0 | 0 | 0 | 0 | 10822.7349 | 62.3418 | -15.0087 | -9.3401 | -25.3718 | 1925.5703 | 68.8644 | 0 | 0 | 0 | 0 | 0 | 0 | 0 | 0 | 0 | 0 | 0 | 1811.4125 | 0 | 0 | 850.0199 | 0.15866 | 0.00010078 | 4.7626 | 4.7626 | 4.7626 | 0 | 1.0339 | 0 | 0 | 0.52235 | 0 | 0 | 0 | 33.7893 | #N/A | #N/A
Mayfield 4-1 HY | TPWR | NW_TPWR | WA | Hydro | Hydro | 162 | 0 |  | 1963-05-01 | 2050-12-31 | 98.793 | 14.097 | 5.0814 | 65.3318 | 115.9868 | 646894.372 | 0 | 0 | 0.43439 | 0 | 63.9086 | 63.9086 | 0 | 0 | 59 | 8701 | 0 | 0 | 0 | 0 | 110.3676 | 17.5764 | 6.1006 | -35.9141 | 1718.0425 | 97.9279 | 0 | 0 | 0 | 0 | 0 | 0 | 0 | 0 | 0 | 0 | 24953.7337 | 46521.7652 | 11678.5132 | 0 | 89543.449 | 51.6751 | 51.6751 | 5.6421 | 0 | 5.6421 | 48809.4484 | 1081456.0079 | 1361.9906 | 0 | 225313.3433 | 0 | 0 | 0 | 65.2656 | #N/A | #N/A
Mc Swain Hydro 1 HY | CIPV | CA_CISO | CA | Hydro | Hydro | 9 | 0 |  | 1967-01-01 | 2050-12-31 | 101.3132 | 14.3765 | 1.4877 | 6.3724 | 0.40358 | 30962.061 | 0 | 0 | 0.39272 | 0 | 3.1369 | 3.1369 | 0 | 0 | 3696 | 5064 | 0 | 0 | 0 | 429.4387 | 102.7414 | 11.7139 | 4.3369 | -66.1543 | 2489.1382 | 114.5754 | 0 | 0 | 0 | 0 | 0 | 0 | 0 | 0 | 0 | 0 | 38.6994 | 4.0651 | 0.089867 | 97.9474 | 826.6298 | 0.15866 | 0.00010078 | 4.7626 | 4.7626 | 4.7626 | 696.2923 | 0.0020215 | 0.838 | 1504.9767 | 4874.8643 | 0 | 0 | 0 | 3.1439 | #N/A | #N/A
Mcbride Lake Windfarm Ake1 1 WT | AESO | AB_AESO | AB | Hourly Resource | WT-Onshore | 18 | 0 |  | 2004-01-01 | 2050-12-31 | 62.3033 | -10.0229 | -9.2769 | 18 | 18 | 61375.6084 | 0 | 0 | 0.38924 | 0 | 3.8239 | 3.8239 | 8760 | 0 | 8760 | 0 | 0 | 0 | 0 | 284.31 | 89.2638 | 8.1827 | -5.6094 | -31.6462 | 788.3248 | 72.4618 | 0 | 0 | 0 | 0 | 0 | 0 | 0 | 0 | 0 | 0 | 0 | 61375.6084 | 0 | 0 | 284.3103 | 1.8659 | 0.0078726 | 35.0857 | 35.06 | 35.06 | 0 | 75.3916 | 0 | 0 | 7408.2387 | 0 | 0 | 0 | 3.8314 | #N/A | #N/A
Mcbride Lake Windfarm Ake1 2 WT | AESO | AB_AESO | AB | Hourly Resource | WT-Onshore | 18 | 0 |  | 2003-01-01 | 2050-12-31 | 62.1757 | -10.0253 | -9.4253 | 18 | 18 | 61342.4144 | 0 | 0 | 0.38903 | 0 | 3.814 | 3.814 | 8760 | 0 | 8760 | 0 | 0 | 0 | 0 | 317.504 | 89.1838 | 8.1827 | -5.6894 | -31.7245 | 788.3138 | 72.4728 | 0 | 0 | 0 | 0 | 0 | 0 | 0 | 0 | 0 | 0 | 0 | 61342.4144 | 0 | 0 | 317.5044 | 1.8659 | 0.0078726 | 35.0857 | 35.06 | 35.06 | 0 | 75.3713 | 0 | 0 | 9195.0536 | 0 | 0 | 0 | 3.8233 | #N/A | #N/A
Mcbride Lake Windfarm Ake1 3 WT | AESO | AB_AESO | AB | Hourly Resource | WT-Onshore | 18.5 | 0 |  | 2004-01-01 | 2051-12-31 | 62.1718 | -10.0287 | -9.4171 | 18.5 | 18.5 | 63063.448 | 0 | 0 | 0.38914 | 0 | 3.9208 | 3.9208 | 8760 | 0 | 8760 | 0 | 0 | 0 | 0 | 309.246 | 89.1875 | 8.1827 | -5.6857 | -31.7084 | 788.3143 | 72.4722 | 0 | 0 | 0 | 0 | 0 | 0 | 0 | 0 | 0 | 0 | 0 | 0.6475 | 0 | 0 | 190.2356 | 1.8659 | 0.0078726 | 35.0857 | 35.06 | 35.06 | 0 | 41.4506 | 0 | 0 | 8631.1415 | 0 | 0 | 0 | 3.9294 | #N/A | #N/A
Mcbride Lake Windfarm Ake1 4 WT | AESO | AB_AESO | AB | Hourly Resource | WT-Onshore | 18.5 | 0 |  | 2004-01-01 | 2050-12-31 | 62.1444 | -10.0142 | -9.4751 | 18.5 | 18.5 | 63029.63 | 0 | 0 | 0.38893 | 0 | 3.9169 | 3.9169 | 8760 | 0 | 8760 | 0 | 0 | 0 | 0 | 343.064 | 89.1568 | 8.1827 | -5.7165 | -31.8484 | 788.3102 | 72.4763 | 0 | 0 | 0 | 0 | 0 | 0 | 0 | 0 | 0 | 0 | 0 | 63029.63 | 0 | 0 | 343.0643 | 1.8659 | 0.0078726 | 35.0857 | 35.06 | 35.06 | 0 | 77.454 | 0 | 0 | 9773.4511 | 0 | 0 | 0 | 3.9268 | #N/A | #N/A
McCoy Station1PV-NT250 | CISC | CA_CISO | CA | Hourly Resource | PV-NonTracking | 250 | 0 |  | 2016-06-14 | 2050-12-31 | 23.1983 | -21.8248 | -8.3331 | 250 | 250 | 685409.9074 | 0 | 0 | 0.31297 | 0 | 15.9004 | 15.9004 | 8760 | 0 | 8760 | 0 | 0 | 0 | 0 | 5184.8426 | 61.1253 | -15.4087 | -10.1566 | -25.7626 | 1916.4612 | 68.371 | 0 | 0 | 0 | 0 | 0 | 0 | 0 | 0 | 0 | 0 | 0 | 0 | 0 | 0 | 6.4867e-05 | 0.15866 | 0.00010078 | 4.7626 | 4.7626 | 4.7626 | 0 | 0 | 0 | 0 | 9.5796e-05 | 0 | 0 | 0 | 15.9004 | #N/A | #N/A
McFaddenRidge | PAWY | BS_PACE | WY | Hourly Resource | WT-Onshore | 35.2 | 0 |  | 2009-09-29 | 2049-01-01 | 70.5811 | 1.1747 | -10.1052 | 35.2 | 35.2 | 132525.6723 | 0 | 0 | 0.42979 | 0 | 9.3538 | 9.3538 | 8760 | 0 | 8760 | 0 | 0 | 0 | 0 | 3434.5704 | 103.5812 | 23.486 | -6.5954 | -25 | 2095.6804 | 143.8858 | 0 | 0 | 0 | 0 | 0 | 0 | 0 | 0 | 0 | 0 | 0 | 132525.6723 | 0 | 0 | 3434.6105 | 7.007 | 5.9428 | 85.5427 | 0.031824 | 85.5024 | 0 | 112103.6628 | 0 | 0 | 73586.7724 | 0 | 0 | 0 | 9.5395 | #N/A | #N/A
Mcfarland Solar A BA | AZPS | SW_AZPS | AZ | Pumped Storage | Energy Storage | 100 | -100 |  | 2023-09-30 | 2054-12-31 | 38.3906 | -33.9563 | -10.7113 | 100 | 100 | 155920.7642 | 182024.4222 | 3.7893 | 0.17799 | 0.50692 | 5.3952 | 4.8883 | 8760 | 0 | 8760 | 0 | 0 | -0.039155 | 1.3589 | 0 | 45.6727 | -30.794 | -10.2238 | -27.2497 | 1872.7682 | 63.1344 | 0.77143 | 0 | 0 | 0 | 0 | 0 | 0 | 0 | 0 | 0 | 4303.8044 | 5102.5266 | 77055.3761 | 3.5701 | 64133.9256 | 0.94841 | 0.0016464 | 11.9962 | 5.1679 | 6.8283 | 3407.979 | 1.6746 | 596553.4641 | 0.0027811 | 159538.2953 | 0 | 0 | 0 | 6.1547 | #N/A | #N/A
Mcfarland Solar A PV-NT | AZPS | SW_AZPS | AZ | Hourly Resource | PV-NonTracking | 200 | 0 |  | 2023-05-31 | 2054-12-31 | 27.4394 | -31.4844 | -10.7643 | 200 | 200 | 417223.0889 | 0 | 0 | 0.23814 | 0 | 11.4483 | 11.4483 | 8760 | 0 | 8760 | 0 | 0 | 0 | 0 | 144981.1111 | 45.2275 | -30.794 | -10.669 | -27.2828 | 1869.2993 | 63.0193 | 0 | 0 | 0 | 0 | 0 | 0 | 0 | 0 | 0 | 0 | 0 | 0 | 0 | 0 | 1447.6366 | 0.94841 | 0.0016464 | 11.9962 | 5.1679 | 6.8283 | 0 | 0 | 0 | 0 | 3611.172 | 0 | 0 | 0 | 11.4519 | #N/A | #N/A
McFarland Solar B PV-NT | AZPS | SW_AZPS | AZ | Hourly Resource | PV-NonTracking | 6 | 0 |  | 1899-12-31 | 2051-12-31 | 27.5067 | -31.4688 | -10.7726 | 6 | 6 | 12495.036 | 0 | 0 | 0.23773 | 0 | 0.3437 | 0.3437 | 8760 | 0 | 8760 | 0 | 0 | 0 | 0 | 4371.09 | 45.2275 | -30.794 | -10.669 | -27.2828 | 1869.2993 | 63.0193 | 0 | 0 | 0 | 0 | 0 | 0 | 0 | 0 | 0 | 0 | 0 | 0 | 0 | 0 | 26.316 | 0.94841 | 0.0016464 | 11.9962 | 5.1679 | 6.8283 | 0 | 0 | 0 | 0 | 65.5786 | 0 | 0 | 0 | 0.34376 | #N/A | #N/A
McNary | BPAT | NW_BPAT | OR | Hydro | Hydro | 980 | 0 |  | 1997-11-01 | 2050-12-31 | 103.3432 | 16.1381 | 2.9333 | 1058.4955 | 1086.9337 | 5598938.182 | 0 | 0 | 0.57509 | 0 | 578.612 | 578.612 | 0 | 0 | 17 | 8743 | 0 | 0 | 0 | 0 | 107.8858 | 17.8538 | 3.3414 | -35.4043 | 1765.5509 | 97.4381 | 0 | 0 | 0 | 0 | 0 | 0 | 0 | 0 | 0 | 0 | 0 | 0 | 0 | 0 | 0 | 0.13517 | 0.13517 | 0.67195 | 0.031824 | 0.68397 | 0 | 0 | 0 | 0 | 0 | 0 | 0 | 0 | 578.6119 | #N/A | #N/A
McNary HY Dam Fishway HY 1 HY | BPAT | NW_BPAT | OR | Hydro | Hydro | 10 | 0 |  | 1997-11-01 | 2050-12-31 | 107.4005 | 17.3111 | 4.0696 | 10 | 10 | 71939.0228 | 0 | 0 | 0.82122 | 0 | 7.7263 | 7.7263 | 0 | 0 | 5466 | 3294 | 0 | 0 | 0 | 0 | 108.7768 | 17.8645 | 4.2217 | -35.6809 | 1778.6202 | 98.063 | 0 | 0 | 0 | 0 | 0 | 0 | 0 | 0 | 0 | 0 | 2986.5541 | 15757.1387 | 222.4993 | 76.0051 | 6197.2946 | 0.13517 | 0.13517 | 0.67195 | 0.031824 | 0.68397 | 1.0776 | 1484.4835 | 0.15947 | 0.027217 | 2.2096 | 0 | 0 | 0 | 7.7278 | #N/A | #N/A
Mcphee 1 HY | WACM | RM_WACM | CO | Hydro | Hydro | 1.28 | 0 |  | 1992-12-01 | 2050-12-31 | 64.3114 | 9.9114 | -5.2257 | 0.071023 | 0.31856 | 768.307 | 0 | 0 | 0.087706 | 0 | 0.049411 | 0.049411 | 0 | 0 | 672 | 8088 | 0 | 0 | 0 | 0 | 131.3304 | 46.7799 | -2.14 | -23.7071 | 1914.1902 | 193.0229 | 0 | 0 | 0 | 0 | 0 | 0 | 0 | 0 | 0 | 0 | 0.59799 | 2.2827 | 10.6655 | 28.1232 | 212.3933 | 0.075305 | 0.00032051 | 86.4793 | 43.2396 | 43.2397 | 0.00057507 | 0.001592 | 833.7055 | 1505.3038 | 10840.2967 | 0 | 0 | 0 | 0.06259 | #N/A | #N/A
Mead Solar (Maverick) PV | PSCO | RM_PSCO | CO | Hourly Resource | PV | 6.5 | 0 |  | 2017-01-01 | 2051-12-31 | 73.138 | 18.3404 | 1.6542 | 6.5 | 6.5 | 14186.1785 | 0 | 0 | 0.24914 | 0 | 1.0375 | 1.0375 | 8760 | 0 | 8760 | 0 | 0 | 0 | 0 | 265.239 | 140.6484 | 49.3476 | 4.6103 | -25.8494 | 2522.2144 | 215.0839 | 0 | 0 | 0 | 0 | 0 | 0 | 0 | 0 | 0 | 0 | 0 | 6.552 | 0 | 0 | 188.474 | 0.42135 | 0.055066 | 119.3454 | 43.2396 | 76.1058 | 0 | 172.8572 | 0 | 0 | 1653.2803 | 0 | 0 | 0 | 1.0394 | #N/A | #N/A
Meadowlake Solar PV 1 PV-T | PNM | SW_PNM | NM | Hourly Resource | PV-Tracking | 9 | 0 |  | 2014-12-31 | 2045-12-01 | 16.3802 | -33.9634 | -4.0667 | 9 | 9 | 26436.4054 | 0 | 0 | 0.33532 | 0 | 0.43303 | 0.43303 | 8760 | 0 | 8760 | 0 | 0 | 0 | 0 | 22.7486 | 49.2055 | -34.0357 | -3.4494 | -25.3498 | 1944.6934 | 74.1519 | 0 | 0 | 0 | 0 | 0 | 0 | 0 | 0 | 0 | 0 | 0 | 25161.0083 | 0 | 0 | 22.7486 | 0.89269 | 0.0029891 | 22.2939 | 5.1679 | 17.1082 | 0 | 79.336 | 0 | 0 | 0.0086134 | 0 | 0 | 0 | 0.43311 | #N/A | #N/A
Medicine Bow MB1 WT | PAWY | BS_PACE | WY | Hourly Resource | WT-Onshore | 6.27 | 0 |  | 1998-01-01 | 2050-12-31 | 67.1993 | 2.6411 | -6.1268 | 6.27 | 6.27 | 21167.6965 | 0 | 0 | 0.38539 | 0 | 1.4225 | 1.4225 | 8760 | 0 | 8760 | 0 | 0 | 0 | 0 | 163.6836 | 109.245 | 26.566 | -4.0115 | -24.0686 | 2103.3945 | 143.5819 | 0 | 0 | 0 | 0 | 0 | 0 | 0 | 0 | 0 | 0 | 0 | 1041.9664 | 0 | 0 | 160.0721 | 7.007 | 5.9428 | 85.5427 | 0.031824 | 85.5024 | 0 | 0.53885 | 0 | 0 | 11836.6622 | 0 | 0 | 0 | 1.4343 | #N/A | #N/A
Meeker Solar Garden PV | PSCO | RM_PSCO | CO | Hourly Resource | PV | 0.12 | 0 |  | 2016-06-01 | 2051-12-31 | 73.2598 | 18.3621 | 1.7068 | 0.12 | 0.12 | 261.6982 | 0 | 0 | 0.24895 | 0 | 0.019173 | 0.019173 | 8760 | 0 | 8760 | 0 | 0 | 0 | 0 | 3.52 | 140.729 | 49.3476 | 4.6909 | -25.8565 | 2523.3059 | 215.146 | 0 | 0 | 0 | 0 | 0 | 0 | 0 | 0 | 0 | 0 | 0 | 0.12096 | 0 | 0 | 3.5789 | 0.42135 | 0.055066 | 119.3454 | 43.2396 | 76.1058 | 0 | 3.1912 | 0 | 0 | 31.0711 | 0 | 0 | 0 | 0.019207 | #N/A | #N/A
Meikle_Wind_1 | BCHA | BC_BCHA | BC | Hourly Resource | WT-Onshore | 184.62 | 0 |  | 2017-02-01 | 2050-12-31 | 32.5654 | -35.7025 | -7.5325 | 184.62 | 184.62 | 191049.0832 | 1.5646e-11 | -3.9115e-16 | 0.11813 | 0 | 6.2216 | 6.2216 | 8760 | 0 | 8760 | 0 | 0 | 0 | 0 | 65160.8228 | 77.579 | -6.4135 | -2.698 | -79.0343 | 1050.0181 | 90.8269 | 0 | 0 | 0 | 0 | 0 | 0 | 0 | 0 | 0 | 0 | 0 | 191049.0833 | 0 | 0 | 65160.8231 | 0.00013821 | 0.00013721 | 0.00014044 | 0.00013944 | 0.00013842 | 0 | 26.1993 | 0 | 0 | 8.6261 | 0 | 0 | 0 | 6.2216 | #N/A | #N/A
Melba Distributed BESS BA | IPTV | BS_IPCO | ID | Pumped Storage | Energy Storage | 2 | -2 |  | 2024-06-01 | 2051-12-31 | 127.1103 | 36.6721 | 5.8284 | 2 | 2 | 2832.2274 | 3303.7968 | 0.24483 | 0.16166 | 0.009204 | 0.29029 | 0.28109 | 8760 | 0 | 8760 | 0 | 0 | -0.00070735 | 0.02815 | 0 | 116.4493 | 24.5442 | 5.2145 | -31.176 | 1921.9749 | 127.4878 | 1.228 | 0 | 0 | 0 | 0 | 0 | 0 | 0 | 0 | 0 | 1.7647 | 2.6 | 3073.707 | 2684.3049 | 547.8442 | 0.015242 | 0.010783 | 14.1881 | 0.031824 | 14.1563 | 0.00076582 | 0.00093148 | 59692.8153 | 0.89972 | 22714.4111 | 0 | 0 | 0 | 0.3727 | #N/A | #N/A
MELROSE BESS 1 BA | CISD | CA_CISO | CA | Pumped Storage | Energy Storage | 10 | -10 |  | 2023-07-15 | 2054-12-31 | 51.2748 | -25.0001 | -5.4671 | 10 | 10 | 14171.5 | 16531.176 | 0.52451 | 0.16178 | 0.046054 | 0.52526 | 0.47921 | 8760 | 0 | 8760 | 0 | 0 | -0.0035395 | 0.12131 | 0 | 69.1411 | -13.1906 | -4.3589 | -26.144 | 1974.0846 | 71.2107 | 1.1167 | 0 | 0 | 0 | 0 | 0 | 0 | 0 | 0 | 0 | 1068.7353 | 514 | 5104.0533 | 0 | 1603.5 | 0.15866 | 0.00010078 | 4.7626 | 4.7626 | 4.7626 | 0.18025 | 0.086958 | 55.3044 | 0 | 0.34527 | 0 | 0 | 0 | 0.52532 | #N/A | #N/A
MELROSE BESS 2 BA | CISD | CA_CISO | CA | Pumped Storage | Energy Storage | 10 | -10 |  | 2023-07-15 | 2054-12-31 | 51.2748 | -24.9998 | -5.4674 | 10 | 10 | 14171.5 | 16531.176 | 0.52451 | 0.16178 | 0.046054 | 0.52526 | 0.47921 | 8760 | 0 | 8760 | 0 | 0 | -0.0035395 | 0.12131 | 0 | 69.1411 | -13.1906 | -4.3589 | -26.144 | 1974.0846 | 71.2107 | 1.1167 | 0 | 0 | 0 | 0 | 0 | 0 | 0 | 0 | 0 | 1104.5495 | 518 | 5177.6228 | 0 | 1554 | 0.15866 | 0.00010078 | 4.7626 | 4.7626 | 4.7626 | 0.18525 | 0.087942 | 55.3215 | 0 | 0.33284 | 0 | 0 | 0 | 0.52532 | #N/A | #N/A
Merced 1 PV-NT | CIPV | CA_CISO | CA | Hourly Resource | PV-NonTracking | 3 | 0 |  | 2018-04-12 | 2050-12-31 | 47.5018 | -6.296 | -1.495 | 3 | 3 | 8202.012 | 0 | 0 | 0.3121 | 0 | 0.38961 | 0.38961 | 8760 | 0 | 8760 | 0 | 0 | 0 | 0 | 84.984 | 91.7033 | 4.0676 | 0.94517 | -25.37 | 1975.7885 | 74.9379 | 0 | 0 | 0 | 0 | 0 | 0 | 0 | 0 | 0 | 0 | 0 | 2.79 | 0 | 0 | 1.1001e-06 | 0.15866 | 0.00010078 | 4.7626 | 4.7626 | 4.7626 | 0 | 0.0020858 | 0 | 0 | 5.583e-07 | 0 | 0 | 0 | 0.38961 | #N/A | #N/A
Merced Falls Powerhouse 1 HY | CIPV | CA_CISO | CA | Hydro | HydroRPS | 3.5 | 0 |  | 1930-01-01 | 2050-12-31 | 75.994 | 26.8338 | 1.0099 | 0.40971 | 0.11221 | 1539.0633 | 0 | 0 | 0.070277 | 0 | 0.11696 | 0.11696 | 0 | 0 | 504 | 8256 | 0 | 0 | 0 | 144.0019 | 103.2732 | 11.7147 | 4.868 | -65.5451 | 2512.0837 | 115.2421 | 0 | 0 | 0 | 0 | 0 | 0 | 0 | 0 | 0 | 0 | 4.7772 | 6.0125 | 2.3305 | 16.3061 | 182.5871 | 0.15866 | 0.00010078 | 4.7626 | 4.7626 | 4.7626 | 89.8916 | 0.001822 | 26.5629 | 61.743 | 360.4723 | 0 | 0 | 0 | 0.1175 | #N/A | #N/A
Merced Solar Agg PV-NT | CIPV | CA_CISO | CA | Hourly Resource | PV-NonTracking | 3 | 0 |  | 2015-05-12 | 2050-12-31 | 52.8834 | -6.6274 | 2.1384 | 3 | 3 | 7662.9798 | 0 | 0 | 0.29159 | 0 | 0.40524 | 0.40524 | 8760 | 0 | 8760 | 0 | 0 | 0 | 0 | 442.7172 | 107.1644 | 13.9855 | 6.4883 | -80.7119 | 2723.2485 | 126.9623 | 0 | 0 | 0 | 0 | 0 | 0 | 0 | 0 | 0 | 0 | 0 | 0 | 0 | 0 | -8.5129e-08 | 0.15866 | 0.00010078 | 4.7626 | 4.7626 | 4.7626 | 0 | 0 | 0 | 0 | -4.4791e-06 | 0 | 0 | 0 | 0.40524 | #N/A | #N/A
Merwin 1 HY | PACW | NW_PACW | WA | Hydro | Hydro | 135 | 0 |  | 1932-01-01 | 2058-12-31 | 115.9836 | 13.6201 | 6.7291 | 50.3 | 50.3 | 101251.7554 | 0 | 0 | 0.22979 | 0 | 11.7435 | 11.7435 | 0 | 0 | 0 | 8760 | 0 | 0 | 0 | 0 | 112.6536 | 17.502 | 8.461 | -36.8194 | 1792.2388 | 99.3992 | 0 | 0 | 0 | 0 | 0 | 0 | 0 | 0 | 0 | 0 | 31515.3779 | 25680.9206 | 20761.7008 | 15 | 224787.7405 | 27.0174 | 18.7409 | 65.6973 | 0.031824 | 65.2925 | 769052.485 | 534371.4418 | 1318228.6382 | 0.012916 | 14877894.1809 | 0 | 0 | 0 | 29.2431 | #N/A | #N/A
Merwin H HY | PACW | NW_PACW | WA | Hydro | Hydro | 1 | 0 |  | 1931-07-01 | 2058-12-31 | 115.9897 | 13.6193 | 6.7367 | 0.211 | 0.211 | 750.013 | 0 | 0 | 0.40577 | 0 | 0.086995 | 0.086995 | 0 | 0 | 2 | 8758 | 0 | 0 | 0 | 0 | 112.6573 | 17.5017 | 8.465 | -36.8214 | 1792.4015 | 99.403 | 0 | 0 | 0 | 0 | 0 | 0 | 0 | 0 | 0 | 0 | 235.576 | 82.6955 | 131.5988 | 0.05 | 965.4321 | 27.0174 | 18.7409 | 65.6973 | 0.031824 | 65.2925 | 9723.8018 | 832.445 | 9311.9056 | 4.3032e-05 | 61287.4859 | 0 | 0 | 0 | 0.16815 | #N/A | #N/A
Mesa Crest 1 PV-NT | CISD | CA_CISO | CA | Hourly Resource | PV-Tracking | 3 | 0 |  | 2016-09-17 | 2050-12-31 | 34.1014 | -21.2776 | -4.3334 | 3 | 3 | 7555.539 | 0 | 0 | 0.2875 | 0 | 0.25765 | 0.25765 | 8760 | 0 | 8760 | 0 | 0 | 0 | 0 | 468.714 | 68.5087 | -13.3337 | -4.8482 | -26.3606 | 1942.5188 | 70.0658 | 0 | 0 | 0 | 0 | 0 | 0 | 0 | 0 | 0 | 0 | 0 | 35.103 | 0 | 0 | 1.125 | 0.15866 | 0.00010078 | 4.7626 | 4.7626 | 4.7626 | 0 | 0.020174 | 0 | 0 | 0.00082122 | 0 | 0 | 0 | 0.25765 | #N/A | #N/A
Mesquite 5 BA | AZPS | SW_AZPS | AZ | Pumped Storage | Energy Storage | 60 | -60 |  | 2023-06-01 | 2050-12-31 | 39.9634 | -35.9474 | -9.8579 | 60 | 60 | 86435.8875 | 100842.216 | 2.8161 | 0.16445 | 0.28092 | 1.852 | 1.5711 | 8760 | 0 | 8760 | 0 | 0 | -0.021609 | 0.80239 | 0 | 43.2315 | -33.4478 | -10.0112 | -26.9448 | 1874.671 | 64.1002 | 0.79194 | 0 | 0 | 0 | 0 | 0 | 0 | 0 | 0 | 0 | 72313.6831 | 291787.7177 | 163834.4631 | 23136.3097 | 92160.4284 | 0.94841 | 0.0016464 | 11.9962 | 5.1679 | 6.8283 | 149626.3345 | 51.7651 | 1216829.8867 | 227362.768 | 761794.7554 | 0 | 0 | 0 | 4.2076 | #N/A | #N/A
Mesquite 5 PV | SRP | SW_SRP | AZ | Hourly Resource | PV-Tracking | 60 | 0 |  | 2023-06-01 | 2050-12-31 | 13.7404 | -31.9272 | -8.1582 | 60 | 60 | 163523.3834 | 0 | 0 | 0.31112 | 0 | 2.2469 | 2.2469 | 8760 | 0 | 8760 | 0 | 0 | 0 | 0 | 3492.797 | 42.9944 | -33.0678 | -10.6283 | -25.5155 | 1869.4146 | 63.5562 | 0 | 0 | 0 | 0 | 0 | 0 | 0 | 0 | 0 | 0 | 0 | 7065.5087 | 0 | 0 | 190.62 | 1.0352 | 0.11547 | 12.6186 | 5.1679 | 7.4506 | 0 | 12911.5355 | 0 | 0 | 619.1478 | 0 | 0 | 0 | 2.2604 | #N/A | #N/A
Mesquite Solar 1 PV-NT | SRP | SW_SRP | AZ | Hourly Resource | PV-Tracking | 165 | 0 |  | 2014-01-01 | 2050-12-31 | 23.4402 | -34.4267 | -10.686 | 165 | 165 | 315206.4498 | 0 | 0 | 0.21808 | 0 | 7.3885 | 7.3885 | 8760 | 0 | 8760 | 0 | 0 | 0 | 0 | 103160.7854 | 43.0344 | -33.0678 | -10.5883 | -25.3088 | 1869.7999 | 63.5499 | 0 | 0 | 0 | 0 | 0 | 0 | 0 | 0 | 0 | 0 | 0 | 1731.5524 | 0 | 0 | 4708.6411 | 1.0352 | 0.11547 | 12.6186 | 5.1679 | 7.4506 | 0 | 2158.7017 | 0 | 0 | 1610.7334 | 0 | 0 | 0 | 7.3923 | #N/A | #N/A
Mesquite Solar 2 PV-NT | SRP | SW_SRP | AZ | Hourly Resource | PV-Tracking | 100.81 | 0 |  | 2017-10-12 | 2050-12-31 | 23.7784 | -33.8789 | -9.3088 | 100.81 | 100.81 | 157231.7576 | 0 | 0 | 0.17805 | 0 | 3.7387 | 3.7387 | 8760 | 0 | 8760 | 0 | 0 | 0 | 0 | 49622.4975 | 43.2903 | -33.0678 | -10.3324 | -25.3472 | 1871.9414 | 63.6583 | 0 | 0 | 0 | 0 | 0 | 0 | 0 | 0 | 0 | 0 | 0 | 196.7811 | 0 | 0 | 5242.9849 | 1.0352 | 0.11547 | 12.6186 | 5.1679 | 7.4506 | 0 | 236.2834 | 0 | 0 | 1551.8542 | 0 | 0 | 0 | 3.7405 | #N/A | #N/A
Mesquite Solar 3 PV-NT | SRP | SW_SRP | AZ | Hourly Resource | PV-Tracking | 152 | 0 |  | 2016-12-06 | 2050-12-31 | 23.7634 | -33.7162 | -9.5704 | 152 | 152 | 240634.849 | 0 | 0 | 0.18072 | 0 | 5.7183 | 5.7183 | 8760 | 0 | 8760 | 0 | 0 | 0 | 0 | 77421.5036 | 43.149 | -33.0678 | -10.4737 | -25.4545 | 1871.4871 | 63.65 | 0 | 0 | 0 | 0 | 0 | 0 | 0 | 0 | 0 | 0 | 0 | 306.28 | 0 | 0 | 7611.4275 | 1.0352 | 0.11547 | 12.6186 | 5.1679 | 7.4506 | 0 | 371.6005 | 0 | 0 | 3098.3506 | 0 | 0 | 0 | 5.7218 | #N/A | #N/A
Metiskow 648S DER Solar 1 PV-NT | AESO | AB_AESO | AB | Hourly Resource | PV-NonTracking | 22.5 | 0 |  | 2023-11-01 | 2054-12-31 | 73.9044 | 14.0973 | 4.5062 | 22.5 | 22.5 | 50219.37 | 0 | 0 | 0.25479 | 0 | 3.7114 | 3.7114 | 8760 | 0 | 8760 | 0 | 0 | 0 | 0 | 73.0575 | 97.8107 | 10.9027 | 0.21749 | -25.1869 | 771.796 | 69.6793 | 0 | 0 | 0 | 0 | 0 | 0 | 0 | 0 | 0 | 0 | 0 | 116.0565 | 0 | 0 | 73.0575 | 1.8659 | 0.0078726 | 35.0857 | 35.06 | 35.06 | 0 | 0.1291 | 0 | 0 | 405.265 | 0 | 0 | 0 | 3.7118 | #N/A | #N/A
Meyers Falls 1 HY | AVA | NW_AVA | WA | Hydro | Hydro | 0.9 | 0 |  | 1903-12-31 | 2050-12-31 | 109.9628 | 23.1823 | 0.68261 | 0.9 | 0.9 | 6221.5807 | 0 | 0 | 0.78914 | 0 | 0.68414 | 0.68414 | 0 | 0 | 5463 | 3297 | 0 | 0 | 0 | 0 | 108.5667 | 21.3924 | 0.48371 | -32.7444 | 2328.0203 | 109.7179 | 0 | 0 | 0 | 0 | 0 | 0 | 0 | 0 | 0 | 0 | 567.8558 | 741.5254 | 23.047 | 281.4605 | 283.3154 | 0.0011683 | 0.0011677 | 1.4929 | 0.031824 | 2.0045 | 0.10607 | 1.9013 | 2.8773 | 0.096386 | 0.09443 | 0 | 0 | 0 | 0.68415 | #N/A | #N/A
Meyers Falls 2 HY | AVA | NW_AVA | WA | Hydro | Hydro | 0.3 | 0.28 |  | 1903-06-01 | 2050-12-31 | 109.9943 | 23.2062 | 0.6868 | 0.3 | 0.3 | 2071.0784 | 0 | 0 | 0.78808 | 0 | 0.22781 | 0.22781 | 0 | 0 | 5436 | 3324 | 0 | 0 | 0 | 0 | 108.5667 | 21.3924 | 0.48371 | -32.7444 | 2328.0203 | 109.7179 | 0 | 0 | 0 | 0 | 0 | 0 | 0 | 0 | 0 | 0 | 189.7641 | 244.9238 | 7.6177 | 96.1155 | 93.461 | 0.0011683 | 0.0011677 | 1.4929 | 0.031824 | 2.0045 | 0.32897 | 0.33996 | 1.0748 | 0.032913 | 0.031153 | 0 | 0 | 0 | 0.22781 | #N/A | #N/A
Mica 1 HY | BCHA | BC_BCHA | BC | Hydro | Hydro | 3011 | 0 |  | 1975-12-01 | 2050-12-31 | 108.7201 | 12.9426 | -3.7668 | 2779 | 2779 | 11392276.8456 | 0 | 0 | 0.46797 | 0 | 1238.57 | 1238.57 | 0 | 0 | 12 | 8748 | 0 | 0 | 0 | 0 | 99.013 | 14.259 | -1.9366 | -28.4152 | 1004.6412 | 80.6626 | 0 | 0 | 0 | 0 | 0 | 0 | 0 | 0 | 0 | 0 | 323978.8842 | 3541991.3279 | 517792.1703 | 963536.4886 | 4121797.4378 | 0.00013821 | 0.00013721 | 0.00014044 | 0.00013944 | 0.00013842 | 44.2024 | 484.1877 | 71.759 | 134.3656 | 556.0121 | 0 | 0 | 0 | 1238.571 | #N/A | #N/A
Michichi Creek 802S DER Solar 1 PV-NT | AESO | AB_AESO | AB | Hourly Resource | PV-NonTracking | 14 | 0 |  | 2023-04-01 | 2054-12-31 | 61.1954 | 13.0125 | -7.422 | 14 | 14 | 30786.1358 | 0 | 0 | 0.25103 | 0 | 1.884 | 1.884 | 8760 | 0 | 8760 | 0 | 0 | 0 | 0 | 506.9303 | 86.2339 | 10.0882 | -10.5449 | -49.2273 | 742.8372 | 68.1383 | 0 | 0 | 0 | 0 | 0 | 0 | 0 | 0 | 0 | 0 | 0 | 1239.2737 | 0 | 0 | 506.9303 | 1.8659 | 0.0078726 | 35.0857 | 35.06 | 35.06 | 0 | 1.3612 | 0 | 0 | 28377.7814 | 0 | 0 | 0 | 1.9124 | #N/A | #N/A
Michichi DER Solar 1 PV-NT | AESO | AB_AESO | AB | Hourly Resource | PV-NonTracking | 75 | 0 |  | 2023-11-01 | 2054-12-31 | 64.6389 | 13.1599 | -3.8059 | 75 | 75 | 166975.2675 | 0 | 0 | 0.25415 | 0 | 10.7931 | 10.7931 | 8760 | 0 | 8760 | 0 | 0 | 0 | 0 | 666.1577 | 88.8573 | 10.4398 | -8.2731 | -31.5965 | 748.771 | 69.4888 | 0 | 0 | 0 | 0 | 0 | 0 | 0 | 0 | 0 | 0 | 0 | 213.7345 | 0 | 0 | 645.2328 | 1.8659 | 0.0078726 | 35.0857 | 35.06 | 35.06 | 0 | 0.23802 | 0 | 0 | 34604.2129 | 0 | 0 | 0 | 10.8277 | #N/A | #N/A
Michichi Solar Mic1 1 PV-NT | AESO | AB_AESO | AB | Hourly Resource | PV-NonTracking | 25 | 0 |  | 2022-11-01 | 2054-12-31 | 63.245 | 12.9547 | -5.106 | 25 | 25 | 55431.9751 | 0 | 0 | 0.25311 | 0 | 3.5058 | 3.5058 | 8760 | 0 | 8760 | 0 | 0 | 0 | 0 | 448.4999 | 87.6937 | 10.0882 | -9.0851 | -36.0746 | 745.0195 | 68.5995 | 0 | 0 | 0 | 0 | 0 | 0 | 0 | 0 | 0 | 0 | 0 | 2730.692 | 0 | 0 | 448.4998 | 1.8659 | 0.0078726 | 35.0857 | 35.06 | 35.06 | 0 | 2.9871 | 0 | 0 | 24757.9385 | 0 | 0 | 0 | 3.5306 | #N/A | #N/A
Middle Fork And Ralston Psp 1 HY | CIPV | CA_CISO | CA | Hydro | Hydro | 70 | 0 |  | 1966-01-01 | 2050-12-31 | 97.2855 | 8.1736 | 2.4196 | 65.7 | 65.7 | 545962.7237 | 0 | 0 | 0.94862 | 0 | 53.1142 | 53.1142 | 0 | 0 | 0 | 8760 | 0 | 0 | 0 | 9.4959 | 97.2833 | 8.1733 | 2.4195 | -27.7781 | 1856.7185 | 67.4108 | 0 | 0 | 0 | 0 | 0 | 0 | 0 | 0 | 0 | 0 | 4.6826 | 109.8632 | 33.7415 | 1456.7941 | 28055.6969 | 0.15866 | 0.00010078 | 4.7626 | 4.7626 | 4.7626 | 32.3277 | 0.014287 | 344.4055 | 26079.7701 | 115426.9387 | 0 | 0 | 0 | 53.2561 | #N/A | #N/A
Middle Fork Irrigation Agg HY | BPAT | NW_BPAT | OR | Hydro | Hydro | 3.3 | 0 |  | 1986-03-01 | 2050-12-31 | 97.4963 | 14.9907 | 4.4606 | 2.6433 | 2.6433 | 13615.6315 | 0 | 0 | 0.58801 | 0 | 1.3275 | 1.3275 | 0 | 0 | 1 | 8759 | 0 | 0 | 0 | 0 | 110.7652 | 18.61 | 5.4646 | -36.4672 | 1789.3234 | 100.0448 | 0 | 0 | 0 | 0 | 0 | 0 | 0 | 0 | 0 | 0 | 8.4333 | 76.1534 | 23.9987 | 43.1559 | 125.6659 | 0.13517 | 0.13517 | 0.67195 | 0.031824 | 0.68397 | 0.0060402 | 841.357 | 170.1722 | 0.084216 | 2882.7387 | 0 | 0 | 0 | 1.3314 | #N/A | #N/A
Middle Gorge 1 HY | LDWP | CA_LDWP | CA | Hydro | Hydro | 37.5 | 0 |  | 1952-05-01 | 2050-12-31 | 89.9344 | -2.9871 | -14.9726 | 23.626 | 15.2735 | 75217.5221 | 0 | 0 | 0.03594 | 0 | 6.7646 | 6.7646 | 0 | 0 | 255 | 8505 | 0 | 0 | 0 | 16.5319 | 82.3601 | 5.0846 | -9.415 | -31.5606 | 1949.2052 | 65.9564 | 0 | 0 | 0 | 0 | 0 | 0 | 0 | 0 | 0 | 0 | 1537.3467 | 272.2169 | 813.2902 | 3108.5161 | 12046.7018 | 0.51018 | 0.0002031 | 10.9758 | 5.1679 | 5.9579 | 10934.3749 | 4.7656 | 11862.7182 | 23414.2086 | 120594.9546 | 0 | 0 | 0 | 6.9315 | #N/A | #N/A
MIddleFork2 | CIPV | CA_CISO | CA | Hydro | Hydro | 70 | 0 |  | 1966-01-01 | 2050-12-31 | 97.286 | 8.1737 | 2.4196 | 66.3 | 66.3 | 550397.5887 | 0 | 0 | 0.94767 | 0 | 53.546 | 53.546 | 0 | 0 | 0 | 8760 | 0 | 0 | 0 | 11.9739 | 97.2833 | 8.1733 | 2.4195 | -27.7781 | 1856.7185 | 67.4108 | 0 | 0 | 0 | 0 | 0 | 0 | 0 | 0 | 0 | 0 | 5.4447 | 136.0509 | 24.2737 | 1596.9958 | 28739.8665 | 0.15866 | 0.00010078 | 4.7626 | 4.7626 | 4.7626 | 40.6946 | 0.017977 | 518.8066 | 23308.5957 | 121953.0637 | 0 | 0 | 0 | 53.6918 | #N/A | #N/A
Midway Solar Farm 1 PV-NT | IID | CA_IID | CA | Hourly Resource | PV-NonTracking | 49.9 | 0 |  | 2018-01-13 | 2050-12-31 | 31.9042 | -19.668 | -10.3257 | 49.9 | 49.9 | 98989.228 | 0 | 0 | 0.22646 | 0 | 3.1582 | 3.1582 | 8760 | 0 | 8760 | 0 | 0 | 0 | 0 | 898.9485 | 60.4975 | -14.7848 | -11.4083 | -28.6622 | 1843.967 | 66.868 | 0 | 0 | 0 | 0 | 0 | 0 | 0 | 0 | 0 | 0 | 0 | 27.3951 | 0 | 0 | 19.7105 | 0.30887 | 0.0049745 | 15.5549 | 5.1679 | 10.3853 | 0 | 0.0082061 | 0 | 0 | 0.0064406 | 0 | 0 | 0 | 3.1582 | #N/A | #N/A
Midway South Solar Farm 1 PV-NT | IID | CA_IID | CA | Hourly Resource | PV-Tracking | 20 | 0 |  | 2018-09-06 | 2050-12-31 | 23.1824 | -22.0861 | -8.8552 | 20 | 20 | 56017.2722 | 0 | 0 | 0.31973 | 0 | 1.2986 | 1.2986 | 8760 | 0 | 8760 | 0 | 0 | 0 | 0 | 947.1679 | 60.3106 | -14.7848 | -11.5951 | -28.6951 | 1841.0912 | 66.8089 | 0 | 0 | 0 | 0 | 0 | 0 | 0 | 0 | 0 | 0 | 0 | 181.24 | 0 | 0 | 17.62 | 0.30887 | 0.0049745 | 15.5549 | 5.1679 | 10.3853 | 0 | 3.4131 | 0 | 0 | 0.0056743 | 0 | 0 | 0 | 1.2986 | #N/A | #N/A
Miguel BESS 1 BA | CISD | CA_CISO | CA | Pumped Storage | Energy Storage | 2 | -2 |  | 2018-12-12 | 2054-12-31 | 47 | -25.139 | -7.635 | 2 | 2 | 2726.8 | 3179.7646 | 0.087311 | 0.15564 | 0.0088598 | 0.10299 | 0.094126 | 8760 | 0 | 8760 | 0 | 0 | -0.00067945 | 0.024243 | 0 | 65.3783 | -13.8745 | -7.4377 | -25.3874 | 1911.9205 | 68.3592 | 1.0613 | 0 | 0 | 0 | 0 | 0 | 0 | 0 | 0 | 0 | 578.4247 | 338.853 | 1676.7 | 0 | 307.1112 | 0.15866 | 0.00010078 | 4.7626 | 4.7626 | 4.7626 | 0.085867 | 0.050029 | 35.0174 | 0 | 0.073176 | 0 | 0 | 0 | 0.10302 | #N/A | #N/A
Milagro Solar Project - Storage BA | EPE | SW_EPE | NM | Pumped Storage | Energy Storage | 75 | -75 |  | 2024-09-01 | 2044-09-01 | 51.1327 | -30.6894 | -3.5253 | 75 | 75 | 71929.2977 | 83563.8766 | 2.8398 | 0.10948 | 0.23324 | 2.2711 | 2.0379 | 8760 | 0 | 8760 | 0 | 0 | -0.017452 | 0.83975 | 0 | 54.8982 | -28.0664 | -3.726 | -69.3906 | 1975.416 | 76.6395 | 0.88785 | 0 | 0 | 0 | 0 | 0 | 0 | 0 | 0 | 0 | 260550.4723 | 33555.0158 | 277149.1415 | 30016.4615 | 105679.8082 | 25.7912 | 14.221 | 42.7558 | 5.1679 | 37.1905 | 15806270.6503 | 58522.7938 | 18531865.2781 | 174845.6611 | 2274617.8446 | 0 | 0 | 0 | 39.1173 | #N/A | #N/A
Milagro Solar Project PV-T | EPE | SW_EPE | NM | Hourly Resource | PV-Tracking | 150 | 0 |  | 2025-05-01 | 2045-05-01 | 19.3458 | -31.1536 | -4.3583 | 150 | 150 | 268653.9578 | 0 | 0 | 0.20446 | 0 | 5.1973 | 5.1973 | 8760 | 0 | 8760 | 0 | 0 | 0 | 0 | 21662.0424 | 52.7745 | -30.0062 | -3.9098 | -27.5903 | 1981.2555 | 73.123 | 0 | 0 | 0 | 0 | 0 | 0 | 0 | 0 | 0 | 0 | 0 | 23612.231 | 0 | 0 | 17865.5649 | 25.7912 | 14.221 | 42.7558 | 5.1679 | 37.1905 | 0 | 886649.1167 | 0 | 0 | 577952.2795 | 0 | 0 | 0 | 6.6619 | #N/A | #N/A
Milford Flat Solar 1 PV-T | PAUT | BS_PACE | UT | Hourly Resource | PV-Tracking | 3 | 0 |  | 2015-07-23 | 2035-07-30 | 49.1417 | 1.5429 | -5.5179 | 3 | 3 | 5725.473 | 0 | 0 | 0.21786 | 0 | 0.28136 | 0.28136 | 8760 | 0 | 8760 | 0 | 0 | 0 | 0 | 261.723 | 105.2624 | 24.7422 | -6.1703 | -23.9463 | 2281.7529 | 144.764 | 0 | 0 | 0 | 0 | 0 | 0 | 0 | 0 | 0 | 0 | 0 | 250.8695 | 0 | 0 | 262.239 | 7.007 | 5.9428 | 85.5427 | 0.031824 | 85.5024 | 0 | 1510.9953 | 0 | 0 | 11451.6386 | 0 | 0 | 0 | 0.29432 | #N/A | #N/A
Milford Solar I PV-T | PAUT | BS_PACE | UT | Hourly Resource | PV-Tracking | 99 | 2.7 |  | 2020-11-19 | 2045-11-18 | 53.3895 | 5.6777 | -4.79 | 99 | 99 | 250815.4593 | 0 | 0 | 0.28921 | 0 | 13.3909 | 13.3909 | 8760 | 0 | 8760 | 0 | 0 | 0 | 0 | 5791.3525 | 106.5031 | 24.812 | -4.9994 | -24.4102 | 2271.5552 | 145.802 | 0 | 0 | 0 | 0 | 0 | 0 | 0 | 0 | 0 | 0 | 0 | 45893.7521 | 0 | 0 | 5791.3524 | 7.007 | 5.9428 | 85.5427 | 0.031824 | 85.5024 | 0 | 152971.5396 | 0 | 0 | 239466.5056 | 0 | 0 | 0 | 13.7833 | #N/A | #N/A
Milford Wind 1 WT | LDWP | CA_LDWP | UT | Hourly Resource | WT-Onshore | 300 | 1.2 |  | 2009-11-16 | 2050-12-31 | 87.139 | 13.06 | -5.7472 | 300 | 300 | 934020 | 0 | 0 | 0.35541 | 0 | 81.3895 | 81.3895 | 8760 | 0 | 8760 | 0 | 0 | 0 | 0 | 0 | 87.3301 | 5.138 | -4.4985 | -16.8073 | 1861.5317 | 76.0179 | 0 | 0 | 0 | 0 | 0 | 0 | 0 | 0 | 0 | 0 | 0 | 152824.4292 | 0 | 0 | 0.00089779 | 0.51018 | 0.0002031 | 10.9758 | 5.1679 | 5.9579 | 0 | 390.8058 | 0 | 0 | -0.0016863 | 0 | 0 | 0 | 81.3899 | #N/A | #N/A
Mill Creek Cove Ferc P 5390 1 HY | BPAT | NW_BPAT | OR | Hydro | Hydro | 0.5 | 0 |  | 1984-01-01 | 2050-12-31 | 97.7279 | 15.9252 | 3.7581 | 0.4005 | 0.4005 | 2062.9745 | 0 | 0 | 0.58801 | 0 | 0.20161 | 0.20161 | 0 | 0 | 0 | 8760 | 0 | 0 | 0 | 0 | 110.9984 | 19.4567 | 4.8512 | -33.6003 | 1848.0225 | 104.7056 | 0 | 0 | 0 | 0 | 0 | 0 | 0 | 0 | 0 | 0 | 5.6825 | 9.7615 | 86.1075 | 74.8935 | 210.1499 | 0.13517 | 0.13517 | 0.67195 | 0.031824 | 0.68397 | 0.0040473 | 129.9446 | 2396.8309 | 0.11247 | 3044.6739 | 0 | 0 | 0 | 0.20718 | #N/A | #N/A
Mill Creek HY 1 HY | BPAT | NW_BPAT | WA | Hydro | Hydro | 0.6 | 0 |  | 1983-11-01 | 2050-12-31 | 99.3931 | 14.0675 | 7.2809 | 0.4806 | 0.4806 | 2475.5695 | 0 | 0 | 0.58801 | 0 | 0.24606 | 0.24606 | 0 | 0 | 0 | 8760 | 0 | 0 | 0 | 0 | 112.7622 | 17.576 | 8.4957 | -36.468 | 1764.9921 | 99.6589 | 0 | 0 | 0 | 0 | 0 | 0 | 0 | 0 | 0 | 0 | 6.8634 | 11.6694 | 105.732 | 88.4304 | 252.6 | 0.13517 | 0.13517 | 0.67195 | 0.031824 | 0.68397 | 0.004789 | 155.9336 | 2876.2005 | 0.13385 | 3653.609 | 0 | 0 | 0 | 0.25274 | #N/A | #N/A
Mill Creek Psp 1 HY | CISC | CA_CISO | CA | Hydro | Hydro | 3.93 | 0 |  | 2018-03-01 | 2050-12-31 | 79.6876 | -8.747 | -5.2075 | 1.7842 | 1.7842 | 8251.6474 | 0 | 0 | 0.52794 | 0 | 0.65755 | 0.65755 | 0 | 0 | 3 | 8757 | 0 | 0 | 0 | 1482.7859 | 68.8305 | -12.5891 | -5.271 | -29.3298 | 1970.0475 | 71.5568 | 0 | 0 | 0 | 0 | 0 | 0 | 0 | 0 | 0 | 0 | 9.8132 | 1.4274 | 25.9144 | 344.5376 | 1031.9111 | 0.15866 | 0.00010078 | 4.7626 | 4.7626 | 4.7626 | 141.0438 | 0.00069515 | 1063.3291 | 3660.2997 | 15639.0318 | 0 | 0 | 0 | 0.67806 | #N/A | #N/A
Millican Solar Energy PV | PACW | NW_PACW | OR | Hourly Resource | PV-Tracking | 60 | 0 |  | 2021-03-21 | 2041-03-20 | 92.6758 | 26.7998 | 4.4501 | 60 | 60 | 125351.0495 | 0 | 0 | 0.23849 | 0 | 11.617 | 11.617 | 8760 | 0 | 8760 | 0 | 0 | 0 | 0 | 10225.8369 | 107.8535 | 15.8612 | 5.3018 | -37.9549 | 1817.2191 | 93.4945 | 0 | 0 | 0 | 0 | 0 | 0 | 0 | 0 | 0 | 0 | 0 | 93034.4672 | 0 | 0 | 10225.911 | 27.0174 | 18.7409 | 65.6973 | 0.031824 | 65.2925 | 0 | 1825540.8406 | 0 | 0 | 699861.9057 | 0 | 0 | 0 | 14.1424 | #N/A | #N/A
Millikan Avenue BESS 1 BA | CISC | CA_CISO | CA | Pumped Storage | Energy Storage | 2 | -2 |  | 2017-01-14 | 2050-12-31 | 51.4937 | -24.5677 | -5.4004 | 2 | 2 | 2819.4 | 3288.7058 | 0.10612 | 0.16092 | 0.0091622 | 0.10228 | 0.093122 | 8760 | 0 | 8760 | 0 | 0 | -0.00070396 | 0.024182 | 0 | 70.1189 | -12.3571 | -4.2145 | -26.742 | 1989.2228 | 72.046 | 1.1354 | 0 | 0 | 0 | 0 | 0 | 0 | 0 | 0 | 0 | 1816.4906 | 9799.2706 | 5339.3 | 53.7 | 1279.2 | 0.15866 | 0.00010078 | 4.7626 | 4.7626 | 4.7626 | 0.15988 | 0.5437 | 2.7772 | 0.0047854 | 0.13833 | 0 | 0 | 0 | 0.10229 | #N/A | #N/A
Milliken Landfill Solar 1 PV-NT | CISC | CA_CISO | CA | Hourly Resource | PV-NonTracking | 3 | 0 |  | 2017-06-23 | 2050-12-31 | 37.9242 | -17.6686 | -5.2451 | 3 | 3 | 5461.509 | 0 | 0 | 0.20782 | 0 | 0.20712 | 0.20712 | 8760 | 0 | 8760 | 0 | 0 | 0 | 0 | 632.319 | 69.7602 | -12.1252 | -4.8052 | -31.2338 | 1973.1239 | 72.1755 | 0 | 0 | 0 | 0 | 0 | 0 | 0 | 0 | 0 | 0 | 0 | 0 | 0 | 0 | 1.893 | 0.15866 | 0.00010078 | 4.7626 | 4.7626 | 4.7626 | 0 | 0 | 0 | 0 | 0.0020548 | 0 | 0 | 0 | 0.20712 | #N/A | #N/A
Milner Dam 1 WT | IPTV | BS_IPCO | ID | Hourly Resource | WT-Onshore | 19.92 | 0 |  | 2010-12-13 | 2050-12-31 | 77.8971 | 8.3492 | 1.6438 | 19.92 | 19.92 | 40351.5859 | 0 | 0 | 0.23124 | 0 | 3.1433 | 3.1433 | 8760 | 0 | 8760 | 0 | 0 | 0 | 0 | 50.0789 | 116.7541 | 25.6532 | 4.4103 | -28.7194 | 1946.3491 | 135.1428 | 0 | 0 | 0 | 0 | 0 | 0 | 0 | 0 | 0 | 0 | 0 | 180.663 | 0 | 0 | 7.3412e-05 | 0.015242 | 0.010783 | 14.1881 | 0.031824 | 14.1563 | 0 | 112.0144 | 0 | 0 | 0.00087764 | 0 | 0 | 0 | 3.1434 | #N/A | #N/A
Milner Hydro 2 HY | IPMV | BS_IPCO | ID | Hydro | Hydro | 117.4 | 0 |  | 1992-12-01 | 2050-12-31 | 94.5502 | 18.6619 | 2.0526 | 36.2246 | 41.3642 | 292517.9537 | 0 | 0 | 0.29037 | 0 | 27.6576 | 27.6576 | 0 | 0 | 210 | 8550 | 0 | 0 | 0 | 0 | 116.2661 | 25.6532 | 3.9223 | -28.4337 | 1927.1299 | 134.7327 | 0 | 0 | 0 | 0 | 0 | 0 | 0 | 0 | 0 | 0 | 1271.3555 | 2390.7107 | 1107.8657 | 4651.7387 | 26122.0102 | 0.015242 | 0.010783 | 14.1881 | 0.031824 | 14.1563 | 140.2521 | 122.3941 | 20044.5169 | 1.5672 | 288191.133 | 0 | 0 | 0 | 27.9661 | #N/A | #N/A
Minidoka 6 HY | IPMV | BS_IPCO | ID | Hydro | Hydro | 3 | 0 |  | 1998-06-01 | 2050-12-31 | 139.5387 | 39.7634 | 4.9162 | 2.6 | 2.6 | 12072.6157 | 0 | 0 | 0.53006 | 0 | 1.6846 | 1.6846 | 0 | 0 | 2003 | 6757 | 0 | 0 | 0 | 0 | 116.7627 | 25.9134 | 4.1587 | -28.218 | 1955.339 | 137.2741 | 0 | 0 | 0 | 0 | 0 | 0 | 0 | 0 | 0 | 0 | 366.7883 | 2050.2534 | 24.7618 | 73.1971 | 4051.3699 | 0.015242 | 0.010783 | 14.1881 | 0.031824 | 14.1563 | 3.3994 | 42.4088 | 413.0894 | 0.02713 | 34047.5876 | 0 | 0 | 0 | 1.7191 | #N/A | #N/A
Minidoka 7 HY | IPMV | BS_IPCO | ID | Hydro | Hydro | 5.5 | 0 |  | 1998-05-01 | 2050-12-31 | 140.825 | 40.5591 | 4.9653 | 5 | 5 | 22384.117 | 0 | 0 | 0.51105 | 0 | 3.1522 | 3.1522 | 0 | 0 | 1741 | 7019 | 0 | 0 | 0 | 0 | 116.7627 | 25.9134 | 4.1587 | -28.218 | 1955.339 | 137.2741 | 0 | 0 | 0 | 0 | 0 | 0 | 0 | 0 | 0 | 0 | 211.7602 | 909.8141 | 73.9083 | 155.2335 | 8186.2375 | 0.015242 | 0.010783 | 14.1881 | 0.031824 | 14.1563 | 5.1984 | 81.5118 | 1157.2892 | 0.057262 | 71563.9072 | 0 | 0 | 0 | 3.2251 | #N/A | #N/A
Minidoka 8 HY | IPMV | BS_IPCO | ID | Hydro | Hydro | 10 | 0 |  | 1997-04-01 | 2050-12-31 | 140.9767 | 40.5806 | 5.0847 | 10 | 10 | 44722.3991 | 0 | 0 | 0.51053 | 0 | 6.3048 | 6.3048 | 0 | 0 | 1735 | 7025 | 0 | 0 | 0 | 0 | 116.8454 | 25.9134 | 4.2415 | -28.2338 | 1956.0137 | 137.3628 | 0 | 0 | 0 | 0 | 0 | 0 | 0 | 0 | 0 | 0 | 334.6624 | 1660.7825 | 76.541 | 197.6306 | 13996.5292 | 0.015242 | 0.010783 | 14.1881 | 0.031824 | 14.1563 | 8.6619 | 149.3682 | 791.4052 | 0.14305 | 124788.1364 | 0 | 0 | 0 | 6.4306 | #N/A | #N/A
Minidoka 9 HY | IPMV | BS_IPCO | ID | Hydro | Hydro | 10 | 0 |  | 1997-05-01 | 2050-12-31 | 140.9767 | 40.5806 | 5.0847 | 10 | 10 | 44722.3991 | 0 | 0 | 0.51053 | 0 | 6.3048 | 6.3048 | 0 | 0 | 1735 | 7025 | 0 | 0 | 0 | 0 | 116.8454 | 25.9134 | 4.2415 | -28.2338 | 1956.0137 | 137.3628 | 0 | 0 | 0 | 0 | 0 | 0 | 0 | 0 | 0 | 0 | 354.8008 | 1566.046 | 68.71 | 185.7699 | 14010.0908 | 0.015242 | 0.010783 | 14.1881 | 0.031824 | 14.1563 | 11.1559 | 146.8563 | 910.7408 | 7.0798 | 124654.8472 | 0 | 0 | 0 | 6.4305 | #N/A | #N/A
Mink Creek Hydro Robert Fackrell 1 HY | PAID | BS_PACE | ID | Hydro | Hydro | 3 | 0 |  | 1986-12-01 | 2042-03-31 | 117.3731 | 29.1783 | 2.6463 | 2.373 | 2.373 | 10586.823 | 0 | 0 | 0.50929 | 0 | 1.2426 | 1.2426 | 0 | 0 | 0 | 8760 | 0 | 0 | 0 | 0 | 116.2697 | 26.6977 | 2.8814 | -27.2259 | 2134.2275 | 143.2924 | 0 | 0 | 0 | 0 | 0 | 0 | 0 | 0 | 0 | 0 | 3138.384 | 6051.8259 | 6971.7693 | 0 | 1185.0161 | 7.007 | 5.9428 | 85.5427 | 0.031824 | 85.5024 | 24405.7392 | 52289.042 | 443346.6321 | 0 | 256927.5266 | 0 | 0 | 0 | 2.0196 | #N/A | #N/A
Mira Loma BESS A 1 BA | CISC | CA_CISO | CA | Pumped Storage | Energy Storage | 20 | -20 |  | 2016-12-30 | 2050-12-31 | 48.6069 | -23.0372 | -5.211 | 20 | 20 | 26355.701 | 30724.3532 | 0.88923 | 0.15043 | 0.08562 | 0.99603 | 0.91041 | 8760 | 0 | 8760 | 0 | 0 | -0.006553 | 0.22077 | 0 | 70.2935 | -12.0892 | -4.3079 | -30.947 | 1983.1952 | 72.5851 | 1.139 | 0 | 0 | 0 | 0 | 0 | 0 | 0 | 0 | 0 | 21445.0713 | 104119.2191 | 50861.6323 | 17 | 16164.6757 | 0.15866 | 0.00010078 | 4.7626 | 4.7626 | 4.7626 | 15.1118 | 6.261 | 212.929 | 0.003434 | 137.9892 | 0 | 0 | 0 | 0.9964 | #N/A | #N/A
Misc Hydro 1 HY | NWMT | NW_NWMT | MT | Hydro | Hydro | 13.8 | 0 |  | 2022-10-03 | 2050-12-31 | 92.6757 | 10.4454 | 2.5999 | 13.8 | 13.8 | 81577.5834 | 0 | 0 | 0.67482 | 0 | 7.5603 | 7.5603 | 0 | 0 | 1 | 8759 | 0 | 0 | 0 | 0 | 107.557 | 17.3199 | 3.5465 | -609.8807 | 1748.7039 | 128.2338 | 0 | 0 | 0 | 0 | 0 | 0 | 0 | 0 | 0 | 0 | 4385.4711 | 9649.7907 | 15750.775 | 123.7751 | 19618.8891 | 9.0549 | 8.0429 | 75.1759 | 0.031824 | 75.1075 | 152645.1098 | 340228.8726 | 1189788.6578 | 95.1594 | 2028601.2806 | 0 | 0 | 0 | 11.2716 | #N/A | #N/A
Misc Wind 1 WT | NWMT | NW_NWMT | MT | Hourly Resource | WT-Onshore | 5 | 0 |  | 2022-10-04 | 2050-12-31 | 73.5151 | 3.8467 | 0.053704 | 5 | 5 | 12559.451 | 0 | 0 | 0.28675 | 0 | 0.92331 | 0.92331 | 8760 | 0 | 8760 | 0 | 0 | 0 | 0 | 949.4489 | 107.557 | 17.3199 | 3.5465 | -609.8807 | 1748.7039 | 128.2338 | 0 | 0 | 0 | 0 | 0 | 0 | 0 | 0 | 0 | 0 | 0 | 1161.7334 | 0 | 0 | 598.4957 | 9.0549 | 8.0429 | 75.1759 | 0.031824 | 75.1075 | 0 | 68724.0549 | 0 | 0 | 15058.7953 | 0 | 0 | 0 | 1.0071 | #N/A | #N/A
Moccasin_1 | CIPV | CA_CISO | CA | Hydro | Hydro | 115.7 | 0 |  | 2006-07-01 | 2050-12-31 | 90.0546 | 7.2685 | 1.6531 | 44.7057 | 44.3921 | 329753.3734 | 0 | 0 | 0.51516 | 0 | 29.6958 | 29.6958 | 0 | 0 | 0 | 8760 | 0 | 0 | 0 | 2391.3992 | 95.2876 | 6.667 | 1.9301 | -25.4575 | 1854.5143 | 66.6679 | 0 | 0 | 0 | 0 | 0 | 0 | 0 | 0 | 0 | 0 | 930.8932 | 52278.471 | 71.2393 | 1162.9171 | 55951.588 | 0.15866 | 0.00010078 | 4.7626 | 4.7626 | 4.7626 | 9022.3497 | 4.4885 | 932.1761 | 16396.6385 | 91103.5462 | 0 | 0 | 0 | 29.8133 | #N/A | #N/A
Mojave 89 1 BA | CISC | CA_CISO | CA | Hourly Resource | WT-Onshore | 82.65 | 0 |  | 2020-11-20 | 2050-12-31 | 72.3323 | -13.6954 | -5.0882 | 82.65 | 82.65 | 251071.9435 | 0 | 0 | 0.34678 | 0 | 18.1606 | 18.1606 | 8760 | 0 | 8760 | 0 | 0 | 0 | 0 | 6463.1474 | 71.4759 | -10.3451 | -4.8696 | -25.2371 | 1952.058 | 72.5652 | 0 | 0 | 0 | 0 | 0 | 0 | 0 | 0 | 0 | 0 | 0 | 137.7776 | 0 | 0 | -0.00023646 | 0.15866 | 0.00010078 | 4.7626 | 4.7626 | 4.7626 | 0 | 0.079258 | 0 | 0 | 0.0039123 | 0 | 0 | 0 | 18.1606 | #N/A | #N/A
Mojave 89 Wind 1 WT | CISC | CA_CISO | CA | Hourly Resource | WT-Onshore | 82.65 | 0 |  | 2019-12-01 | 2050-12-31 | 66.0363 | -12.6501 | -10.7996 | 82.65 | 82.65 | 242046.5634 | 0 | 0 | 0.33431 | 0 | 15.9839 | 15.9839 | 8760 | 0 | 8760 | 0 | 0 | 0 | 0 | 472.9233 | 69.1746 | -9.5411 | -7.9748 | -25.7232 | 1784.8694 | 67.9952 | 0 | 0 | 0 | 0 | 0 | 0 | 0 | 0 | 0 | 0 | 0 | 0 | 0 | 0 | -0.00011888 | 0.15866 | 0.00010078 | 4.7626 | 4.7626 | 4.7626 | 0 | 0 | 0 | 0 | -0.0026449 | 0 | 0 | 0 | 15.9839 | #N/A | #N/A
Mojave 90 1 WT | CISC | CA_CISO | CA | Hourly Resource | WT-Onshore | 64.82 | 0 |  | 2020-06-02 | 2051-12-31 | 53.3997 | -12.788 | -19.3622 | 64.82 | 64.82 | 225717.499 | 0 | 0 | 0.39751 | 0 | 12.0533 | 12.0533 | 8760 | 0 | 8760 | 0 | 0 | 0 | 0 | 2258.0047 | 63.3637 | -9.5411 | -13.7857 | -30.3895 | 1521.2659 | 63.1478 | 0 | 0 | 0 | 0 | 0 | 0 | 0 | 0 | 0 | 0 | 0 | 0 | 0 | 0 | -3.3225e-05 | 0.15866 | 0.00010078 | 4.7626 | 4.7626 | 4.7626 | 0 | 0 | 0 | 0 | -0.00089715 | 0 | 0 | 0 | 12.0533 | #N/A | #N/A
Mojave Siphon Power Plant 1 HY | CISC | CA_CISO | CA | Hydro | Hydro | 14.36 | 0 |  | 1996-01-01 | 2050-12-31 | 86.1576 | -7.5769 | -5.6329 | 8.1285 | 8.6717 | 41449.4049 | 0 | 0 | 0.34998 | 0 | 3.5712 | 3.5712 | 0 | 0 | 0 | 8760 | 0 | 0 | 0 | 1699.1982 | 68.6991 | -12.4827 | -5.5087 | -29.786 | 1953.2727 | 71.205 | 0 | 0 | 0 | 0 | 0 | 0 | 0 | 0 | 0 | 0 | 138.6012 | 908.8039 | 17.5437 | 456.6833 | 12846.0613 | 0.15866 | 0.00010078 | 4.7626 | 4.7626 | 4.7626 | 883.7902 | 0.2371 | 267.4386 | 8510.0535 | 97121.155 | 0 | 0 | 0 | 3.678 | #N/A | #N/A
Mojave West PV-NT | CISC | CA_CISO | CA | Hourly Resource | PV-NonTracking | 20 | 0 |  | 2016-06-15 | 2050-12-31 | 33.8339 | -16.5863 | -5.7043 | 20 | 20 | 50064.18 | 0 | 0 | 0.28575 | 0 | 1.6939 | 1.6939 | 8760 | 0 | 8760 | 0 | 0 | 0 | 0 | 1265.22 | 70.8635 | -10.3451 | -5.482 | -25.3303 | 1948.5502 | 72.5004 | 0 | 0 | 0 | 0 | 0 | 0 | 0 | 0 | 0 | 0 | 0 | 0 | 0 | 0 | -5.1223e-07 | 0.15866 | 0.00010078 | 4.7626 | 4.7626 | 4.7626 | 0 | 0 | 0 | 0 | -7.8514e-06 | 0 | 0 | 0 | 1.6939 | #N/A | #N/A
MojaveSolarProject1 | CISC | CA_CISO | CA | Hourly Resource | Solar CSP | 275 | 0 |  | 2014-12-04 | 2050-12-31 | 10.2589 | -47.7414 | -8.0976 | 275 | 275 | 622159.4562 | 0 | 0 | 0.25826 | 0 | 6.3827 | 6.3827 | 8760 | 0 | 8760 | 0 | 0 | 0 | 0 | 192935.5942 | 56.4846 | -22.5229 | -7.6831 | -38.6475 | 1884.4714 | 76.5263 | 0 | 0 | 0 | 0 | 0 | 0 | 0 | 0 | 0 | 0 | 0 | 281675.8595 | 0 | 0 | 35649.7449 | 0.15866 | 0.00010078 | 4.7626 | 4.7626 | 4.7626 | 0 | 60.325 | 0 | 0 | 2977.2617 | 0 | 0 | 0 | 6.3857 | #N/A | #N/A
Monarch Mon1 1 PV-NT | AESO | AB_AESO | AB | Hourly Resource | PV-Tracking | 24 | 0 |  | 2022-02-28 | 2050-12-31 | 74.2789 | 17.0708 | 3.3399 | 24 | 24 | 42975.408 | 0 | 0 | 0.20441 | 0 | 3.1922 | 3.1922 | 8760 | 0 | 8760 | 0 | 0 | 0 | 0 | 16.272 | 96.7317 | 10.9588 | -0.91771 | -25.0117 | 766.5507 | 69.3752 | 0 | 0 | 0 | 0 | 0 | 0 | 0 | 0 | 0 | 0 | 0 | 18680.5692 | 0 | 0 | 16.272 | 1.8659 | 0.0078726 | 35.0857 | 35.06 | 35.06 | 0 | 16.8864 | 0 | 0 | 0.015896 | 0 | 0 | 0 | 3.1922 | #N/A | #N/A
Monroe Street 1 HY | AVA | NW_AVA | WA | Hydro | Hydro | 14.8 | 1 |  | 1992-12-01 | 2050-12-31 | 83.968 | 11.7743 | 2.4233 | 9.1453 | 15.6954 | 81032.5702 | 0 | 0 | 0.31898 | 0 | 6.8041 | 6.8041 | 0 | 0 | 1087 | 7673 | 0 | 0 | 0 | 0 | 110.3911 | 20.0706 | 3.63 | -33.4212 | 1996.2905 | 105.57 | 0 | 0 | 0 | 0 | 0 | 0 | 0 | 0 | 0 | 0 | 5254.7112 | 5336.0702 | 854.9489 | 4373.1198 | 4736.9035 | 0.0011683 | 0.0011677 | 1.4929 | 0.031824 | 2.0045 | 3.8417 | 1.0072 | 2351.2964 | 10.2293 | 15645.8133 | 0 | 0 | 0 | 6.8222 | #N/A | #N/A
Montague Solar PV-T | BPAT | NW_BPAT | OR | Hourly Resource | PV-Tracking | 162 | 0 |  | 2022-05-31 | 2050-12-31 | 83.7688 | 27.025 | 2.1289 | 162 | 162 | 361341.9598 | 0 | 0 | 0.25462 | 0 | 30.2692 | 30.2692 | 8760 | 0 | 8760 | 0 | 0 | 0 | 0 | 1654.0326 | 106.8796 | 17.4538 | 2.7352 | -35.9036 | 1751.0625 | 96.3651 | 0 | 0 | 0 | 0 | 0 | 0 | 0 | 0 | 0 | 0 | 0 | 31350.3495 | 0 | 0 | 816.4021 | 0.13517 | 0.13517 | 0.67195 | 0.031824 | 0.68397 | 0 | 11.3354 | 0 | 0 | 0.29115 | 0 | 0 | 0 | 30.2692 | #N/A | #N/A
Montague Wind | BPAT | NW_BPAT | OR | Hourly Resource | WT-Onshore | 200 | 0 |  | 2019-11-01 | 2050-12-31 | 73.8541 | 2.1546 | -1.5787 | 200 | 200 | 495295.1351 | 0 | 0 | 0.2827 | 0 | 36.5796 | 36.5796 | 8760 | 0 | 8760 | 0 | 0 | 0 | 0 | 2463.2654 | 107.4092 | 17.4538 | 3.2649 | -35.9888 | 1756.198 | 96.7129 | 0 | 0 | 0 | 0 | 0 | 0 | 0 | 0 | 0 | 0 | 0 | 29163.1093 | 0 | 0 | 1157.7401 | 0.13517 | 0.13517 | 0.67195 | 0.031824 | 0.68397 | 0 | 10.2819 | 0 | 0 | 0.44229 | 0 | 0 | 0 | 36.5796 | #N/A | #N/A
Montezuma (Cortez) Solar PV | WACM | RM_WACM | CO | Hourly Resource | PV | 5 | 0 |  | 2023-07-13 | 2051-12-31 | 65.6082 | 16.6597 | -2.6747 | 5 | 5 | 13323.65 | 0 | 0 | 0.30419 | 0 | 0.87414 | 0.87414 | 8760 | 0 | 8760 | 0 | 0 | 0 | 0 | 0.82 | 130.4085 | 45.6169 | -1.899 | -23.7988 | 1915.4347 | 190.5654 | 0 | 0 | 0 | 0 | 0 | 0 | 0 | 0 | 0 | 0 | 0 | 0 | 0 | 0 | 0.82 | 0.075305 | 0.00032051 | 86.4793 | 43.2396 | 43.2397 | 0 | 0 | 0 | 0 | 195.6161 | 0 | 0 | 0 | 0.87434 | #N/A | #N/A
Montgomery Creek Hydro 1 HY | CIPV | CA_CISO | CA | Hydro | Hydro | 2.8 | 0 |  | 2017-08-01 | 2051-12-31 | 93.0143 | 9.5167 | 1.7661 | 1.4532 | 1.4532 | 4762.9899 | 0 | 0 | 0.37415 | 0 | 0.44303 | 0.44303 | 0 | 0 | 0 | 8760 | 0 | 0 | 0 | 267.7448 | 100.2561 | 10.5609 | 3.0046 | -25.2658 | 1809.5394 | 71.191 | 0 | 0 | 0 | 0 | 0 | 0 | 0 | 0 | 0 | 0 | 96.6712 | 1.8964 | 26.9199 | 4299.2565 | 8340.8479 | 0.15866 | 0.00010078 | 4.7626 | 4.7626 | 4.7626 | 1315.6179 | 0.0010944 | 709.4343 | 60383.4267 | 117712.6525 | 0 | 0 | 0 | 0.62315 | #N/A | #N/A
Monticello_2 | CIPB | CA_CISO | CA | Hydro | HydroRPS | 12.5 | 0 |  | 1974-01-01 | 2050-12-31 | 100.2846 | 1.7385 | -3.4428 | 7.1488 | 2.795 | 31001.8555 | 0 | 0 | 0.32558 | 0 | 3.109 | 3.109 | 0 | 0 | 14 | 8746 | 0 | 0 | 0 | 487.7789 | 92.7819 | 7.8597 | -1.7683 | -25.4425 | 1744.4672 | 63.4348 | 0 | 0 | 0 | 0 | 0 | 0 | 0 | 0 | 0 | 0 | 144.5385 | 410.249 | 4.4188 | 279.7527 | 4800.3162 | 0.15866 | 0.00010078 | 4.7626 | 4.7626 | 4.7626 | 774.4986 | 0.13189 | 342.2963 | 5379.471 | 32746.4056 | 0 | 0 | 0 | 3.1483 | #N/A | #N/A
Moon Lake DER Solar 1 PV-NT | AESO | AB_AESO | AB | Hourly Resource | PV-NonTracking | 18.4 | 0 |  | 2023-09-29 | 2054-12-31 | 78.7888 | 14.1384 | 7.8805 | 18.4 | 18.4 | 40198.9777 | 0 | 0 | 0.2494 | 0 | 3.1672 | 3.1672 | 8760 | 0 | 8760 | 0 | 0 | 0 | 0 | 929.051 | 102.6504 | 10.8636 | 5.0963 | -27.165 | 794.6011 | 70.9712 | 0 | 0 | 0 | 0 | 0 | 0 | 0 | 0 | 0 | 0 | 0 | 120.4076 | 0 | 0 | 842.7366 | 1.8659 | 0.0078726 | 35.0857 | 35.06 | 35.06 | 0 | 0.13384 | 0 | 0 | 16399.2436 | 0 | 0 | 0 | 3.1836 | #N/A | #N/A
Moose Lake Wind 1 WT | BCHA | BC_BCHA | BC | Hourly Resource | WT-Onshore | 15 | 0 |  | 2019-04-03 | 2050-12-31 | 27.7635 | -39.6887 | -7.6334 | 15 | 15 | 15097.689 | 0 | 0 | 0.1149 | 0 | 0.41916 | 0.41916 | 8760 | 0 | 8760 | 0 | 0 | 0 | 0 | 4073.5559 | 77.6778 | -6.4135 | -2.5992 | -79.0411 | 1050.0186 | 90.8127 | 0 | 0 | 0 | 0 | 0 | 0 | 0 | 0 | 0 | 0 | 0 | 69.435 | 0 | 0 | 7.26 | 0.00013821 | 0.00013721 | 0.00014044 | 0.00013944 | 0.00013842 | 0 | 0.039009 | 0 | 0 | 0.0040569 | 0 | 0 | 0 | 0.41917 | #N/A | #N/A
Mora Drop Small Hydroelectric 1 HY | IPTV | BS_IPCO | ID | Hydro | Hydro | 1.85 | 0 |  | 2006-09-01 | 2050-12-31 | 184.4779 | 55.3173 | 8.9607 | 1.1591 | 0.35826 | 2625.6492 | 0 | 0 | 0.14987 | 0 | 0.48437 | 0.48437 | 0 | 0 | 313 | 8447 | 0 | 0 | 0 | 0 | 117.2389 | 24.5094 | 6.0389 | -31.29 | 1946.1027 | 128.0918 | 0 | 0 | 0 | 0 | 0 | 0 | 0 | 0 | 0 | 0 | 18.4053 | 42.735 | 104.3423 | 307.5969 | 1385.598 | 0.015242 | 0.010783 | 14.1881 | 0.031824 | 14.1563 | 0.0050413 | 0.011939 | 3585.8228 | 0.10594 | 22873.1916 | 0 | 0 | 0 | 0.51083 | #N/A | #N/A
Morelos Solar 1 PV-NT | CIPV | CA_CISO | CA | Hourly Resource | PV-NonTracking | 15 | 0 |  | 2015-11-25 | 2050-12-31 | 35.7815 | -14.5884 | -7.4632 | 15 | 15 | 31905.2796 | 0 | 0 | 0.24281 | 0 | 1.1416 | 1.1416 | 8760 | 0 | 8760 | 0 | 0 | 0 | 0 | 3020.7654 | 81.1371 | -1.6151 | -3.9383 | -28.8252 | 2038.8878 | 82.4077 | 0 | 0 | 0 | 0 | 0 | 0 | 0 | 0 | 0 | 0 | 0 | 646.0399 | 0 | 0 | 53.34 | 0.15866 | 0.00010078 | 4.7626 | 4.7626 | 4.7626 | 0 | 0.27395 | 0 | 0 | 0.028854 | 0 | 0 | 0 | 1.1416 | #N/A | #N/A
Morgan Lancaster I 1 PV-NT | CISC | CA_CISO | CA | Hourly Resource | PV-NonTracking | 1.5 | 0 |  | 2015-12-09 | 2051-12-31 | 35.8599 | -15.8936 | -4.9903 | 1.5 | 1.5 | 3884.1735 | 0 | 0 | 0.2956 | 0 | 0.13929 | 0.13929 | 8760 | 0 | 8760 | 0 | 0 | 0 | 0 | 26.3505 | 73.2627 | -8.743 | -4.6848 | -25.2092 | 1965.8539 | 71.9873 | 0 | 0 | 0 | 0 | 0 | 0 | 0 | 0 | 0 | 0 | 0 | 0 | 0 | 0 | 2.7794e-07 | 0.15866 | 0.00010078 | 4.7626 | 4.7626 | 4.7626 | 0 | 0 | 0 | 0 | -1.1208e-07 | 0 | 0 | 0 | 0.13929 | #N/A | #N/A
Morgan Solar 1 PV-NT | IPTV | BS_IPCO | ID | Hourly Resource | PV-NonTracking | 3 | 0 |  | 2020-04-22 | 2050-12-31 | 87.9606 | 29.5575 | 3.5489 | 3 | 3 | 6405.834 | 0 | 0 | 0.24375 | 0 | 0.56346 | 0.56346 | 8760 | 0 | 8760 | 0 | 0 | 0 | 0 | 5.241 | 114.7429 | 24.0922 | 3.9601 | -30.4234 | 1918.4095 | 124.5443 | 0 | 0 | 0 | 0 | 0 | 0 | 0 | 0 | 0 | 0 | 0 | 1.671 | 0 | 0 | -1.2566e-06 | 0.015242 | 0.010783 | 14.1881 | 0.031824 | 14.1563 | 0 | 0.39615 | 0 | 0 | -3.2229e-05 | 0 | 0 | 0 | 0.56346 | #N/A | #N/A
Mormon Flat 1 HY | SRP | SW_SRP | AZ | Hydro | Hydro | 11 | 8 |  | 1926-01-01 | 2050-12-31 | 63.1089 | -30.991 | -7.2138 | 60.2196 | 51.8344 | 87516.249 | 0 | 0 | 0.16114 | 0 | 5.5231 | 5.5231 | 0 | 0 | 0 | 8760 | 0 | 0 | 0 | 0 | 46.8937 | -32.1342 | -7.6627 | -25.0087 | 1917.5287 | 67.4017 | 0 | 0 | 0 | 0 | 0 | 0 | 0 | 0 | 0 | 0 | 1055.391 | 10398.5265 | 1817.7849 | 974.4403 | 19691.444 | 1.0352 | 0.11547 | 12.6186 | 5.1679 | 7.4506 | 5779.1036 | 833.2804 | 15840.1461 | 4219.9718 | 155325.7562 | 0 | 0 | 0 | 5.7051 | #N/A | #N/A
Mormon Flat PS1 PS | SRP | SW_SRP | AZ | Pumped Storage | PumpedStorage | 57 | -57 |  | 1971-06-01 | 2050-12-31 | 34.4427 | -36.6897 | -7.2624 | 57 | 57 | 73595.948 | 97215.9305 | 1.0781 | 0.14739 | 0 | 3.727 | 3.727 | 8760 | 0 | 8760 | 0 | 0 | 0 | 0.67453 | 0 | 46.8937 | -32.1342 | -7.6627 | -25.0087 | 1917.5287 | 67.4017 | 0.80281 | 0 | 0 | 0 | 0 | 0 | 0 | 0 | 0 | 0 | 57838.9755 | 279785.3898 | 112562.8806 | 1994.1422 | 98059.6013 | 1.0352 | 0.11547 | 12.6186 | 5.1679 | 7.4506 | 27758.0849 | 813.3414 | 80693.6476 | 110.7709 | 149476.9292 | 0 | 0 | 0 | 3.9858 | #N/A | #N/A
Morony 1 HY | NWMT | NW_NWMT | MT | Hydro | Hydro | 54 | 9 |  | 1930-01-01 | 2050-12-31 | 100.2093 | 21.1558 | -6.7509 | 41.3692 | 39.0662 | 324179.3932 | 0 | 0 | 0.78738 | 0 | 32.4858 | 32.4858 | 0 | 0 | 827 | 7933 | 0 | 0 | 0 | 0 | 100.7531 | 20.9597 | -6.8972 | -101.8554 | 1670.5857 | 106.7638 | 0 | 0 | 0 | 0 | 0 | 0 | 0 | 0 | 0 | 0 | 16692.4288 | 14965.5413 | 14560.2303 | 441.8204 | 12313.4832 | 9.0549 | 8.0429 | 75.1759 | 0.031824 | 75.1075 | 179089.9683 | 134359.6137 | 878185.5432 | 7.0618 | 598174.096 | 0 | 0 | 0 | 34.2756 | #N/A | #N/A
Morro_Bay_Offshore_Wind_Diablo_500kV 1 WS | CIPV | CA_CISO | CA | Hourly Resource | WT-Offshore | 2000 | 0 |  | 2032-05-01 | 2051-12-31 | 58.3149 | -13.6963 | -9.405 | 2000 | 2000 | 2148855.6977 | 0 | 0 | 0.12265 | 0 | 125.3102 | 125.3102 | 8760 | 0 | 8760 | 0 | 0 | 0 | 0 | 11238.3032 | 80.0772 | -1.9887 | -4.6247 | -25.5769 | 1912.0779 | 73.7407 | 0 | 0 | 0 | 0 | 0 | 0 | 0 | 0 | 0 | 0 | 0 | 0 | 0 | 0 | -0.0002956 | 0.15866 | 0.00010078 | 4.7626 | 4.7626 | 4.7626 | 0 | 0 | 0 | 0 | -1.7516e-06 | 0 | 0 | 0 | 125.3102 | #N/A | #N/A
Morro_Bay_Offshore_Wind_Diablo_500kV 2 WS | CIPV | CA_CISO | CA | Hourly Resource | WT-Offshore | 400 | 0 |  | 2033-05-01 | 2051-12-31 | 58.4011 | -13.6938 | -9.4154 | 400 | 400 | 429326.8005 | 0 | 0 | 0.12252 | 0 | 25.0731 | 25.0731 | 8760 | 0 | 8760 | 0 | 0 | 0 | 0 | 2692 | 80.0772 | -1.9887 | -4.6247 | -25.5769 | 1912.0779 | 73.7407 | 0 | 0 | 0 | 0 | 0 | 0 | 0 | 0 | 0 | 0 | 0 | 0 | 0 | 0 | -5.886e-05 | 0.15866 | 0.00010078 | 4.7626 | 4.7626 | 4.7626 | 0 | 0 | 0 | 0 | -0.0012725 | 0 | 0 | 0 | 25.0731 | #N/A | #N/A
Morro_Bay_Offshore_Wind_Diablo_500kV 3 WS | CIPV | CA_CISO | CA | Hourly Resource | WT-Offshore | 524 | 0 |  | 2034-05-01 | 2051-12-31 | 58.5513 | -23.51 | -11.3865 | 524 | 524 | 348789.257 | 0 | 0 | 0.075985 | 0 | 20.4221 | 20.4221 | 8760 | 0 | 8760 | 0 | 0 | 0 | 0 | 3511.139 | 80.0772 | -1.9887 | -4.6247 | -25.5769 | 1912.0779 | 73.7407 | 0 | 0 | 0 | 0 | 0 | 0 | 0 | 0 | 0 | 0 | 0 | 0 | 0 | 0 | 8.028e-05 | 0.15866 | 0.00010078 | 4.7626 | 4.7626 | 4.7626 | 0 | 0 | 0 | 0 | 0.0038973 | 0 | 0 | 0 | 20.4221 | #N/A | #N/A
Morrow Point 1 HY | WACM | RM_WACM | CO | Hydro | Hydro | 173.34 | 0 |  | 1970-12-01 | 2050-12-31 | 221.8736 | 119.0476 | 3.2952 | 121.3318 | 75.5099 | 270166.7236 | 0 | 0 | 0.1977 | 0 | 59.9429 | 59.9429 | 0 | 0 | 68 | 8692 | 0 | 0 | 0 | 0 | 141.5235 | 54.2388 | 0.59417 | -24.1995 | 2404.9216 | 213.1633 | 0 | 0 | 0 | 0 | 0 | 0 | 0 | 0 | 0 | 0 | 1471.0639 | 10058.4447 | 254.1725 | 24740.2231 | 277496.1174 | 0.075305 | 0.00032051 | 86.4793 | 43.2396 | 43.2397 | 11.3055 | 4.7685 | 6992.2052 | 661520.9709 | 10820629.7328 | 0 | 0 | 0 | 71.432 | #N/A | #N/A
MorWind | CISC | CA_CISO | CA | Hourly Resource | WT-Onshore | 38.16 | 0 |  | 2017-01-17 | 2050-12-31 | 70.8269 | -13.5188 | -6.6703 | 38.16 | 38.16 | 109800.4768 | 0 | 0 | 0.32847 | 0 | 7.7768 | 7.7768 | 8760 | 0 | 8760 | 0 | 0 | 0 | 0 | 2172.258 | 70.6388 | -10.3238 | -5.728 | -25.3144 | 1907.4828 | 71.5964 | 0 | 0 | 0 | 0 | 0 | 0 | 0 | 0 | 0 | 0 | 0 | 109800.4768 | 0 | 0 | 2172.2579 | 0.15866 | 0.00010078 | 4.7626 | 4.7626 | 4.7626 | 0 | 9.0472 | 0 | 0 | 0.2336 | 0 | 0 | 0 | 7.7768 | #N/A | #N/A
Mossyrock 51 HY | TPWR | NW_TPWR | WA | Hydro | Hydro | 300 | 0 |  | 1968-11-01 | 2050-12-31 | 112.4783 | 15.2439 | 5.9251 | 251.6168 | 259.6358 | 907710.8075 | 0 | 0 | 0.31305 | 0 | 102.0978 | 102.0978 | 0 | 0 | 54 | 8706 | 0 | 0 | 0 | 0 | 110.5012 | 17.5764 | 6.2342 | -35.9777 | 1717.0007 | 97.9373 | 0 | 0 | 0 | 0 | 0 | 0 | 0 | 0 | 0 | 0 | 5348.2245 | 330989.4967 | 26125.0437 | 0 | 354504.227 | 51.6751 | 51.6751 | 5.6421 | 0 | 5.6421 | 69940.4819 | 7065414.7464 | 52939.2326 | 0 | 1051575.7076 | 0 | 0 | 0 | 110.3376 | #N/A | #N/A
Mount Elbert 1 PS | WACM | RM_WACM | CO | Pumped Storage | PumpedStorage | 100 | -100 |  | 1983-07-01 | 2050-12-31 | 153.4376 | 67.6792 | 5.2889 | 100 | 100 | 143108.4454 | 189211.2595 | 10.8787 | 0.16337 | 0 | 29.2329 | 29.2329 | 8760 | 0 | 8760 | 0 | 0 | 0 | 1.4503 | 0 | 143.4072 | 52.0338 | 4.6829 | -24.252 | 2577.1731 | 214.9397 | 1.3079 | 0 | 0 | 0 | 0 | 0 | 0 | 0 | 0 | 0 | 169461.6824 | 402020.6732 | 70559.0401 | 308137.3422 | 150612.9813 | 0.075305 | 0.00032051 | 86.4793 | 43.2396 | 43.2397 | 3257.8757 | 110.5253 | 6276271.1885 | 11214548.9559 | 1824731.0643 | 0 | 0 | 0 | 48.5518 | #N/A | #N/A
Mount Elbert 2 PS | WACM | RM_WACM | CO | Pumped Storage | PumpedStorage | 100 | -100 |  | 1984-09-01 | 2050-12-31 | 154.979 | 69.227 | 5.5074 | 100 | 100 | 142946.5874 | 188995.4495 | 10.4646 | 0.16318 | 0 | 30.5149 | 30.5149 | 8760 | 0 | 8760 | 0 | 0 | 0 | 1.443 | 0 | 143.4066 | 52.0338 | 4.6822 | -24.2515 | 2577.1731 | 214.9398 | 1.3159 | 0 | 0 | 0 | 0 | 0 | 0 | 0 | 0 | 0 | 28090.9222 | 527132.7931 | 36248.3131 | 404134.0302 | 62683.0734 | 0.075305 | 0.00032051 | 86.4793 | 43.2396 | 43.2397 | 1394.5649 | 147.4987 | 3665018.2153 | 12475556.7498 | 588783.9197 | 0 | 0 | 0 | 47.2458 | #N/A | #N/A
Mount Signal Solar Farm V | CISC | CA_CISO | CA | Hourly Resource | PV-Tracking | 250 | 0 |  | 2018-10-09 | 2050-12-31 | 25.3284 | -21.6939 | -8.7544 | 250 | 250 | 632223.5 | 0 | 0 | 0.28869 | 0 | 16.0132 | 16.0132 | 8760 | 0 | 8760 | 0 | 0 | 0 | 0 | 920.75 | 62.1058 | -14.308 | -10.2767 | -25.6843 | 1881.3542 | 67.2013 | 0 | 0 | 0 | 0 | 0 | 0 | 0 | 0 | 0 | 0 | 0 | 3889.4542 | 0 | 0 | -9.6415e-05 | 0.15866 | 0.00010078 | 4.7626 | 4.7626 | 4.7626 | 0 | 2.1561 | 0 | 0 | -0.00019397 | 0 | 0 | 0 | 16.0132 | #N/A | #N/A
Mountain Breeze 1 WT | PSCO | RM_PSCO | CO | Hourly Resource | WT-Onshore | 171.72 | 0 |  | 2020-10-28 | 2045-10-31 | 100.7707 | 24.2115 | -4.9022 | 171.72 | 171.72 | 664023.0413 | 0 | 0 | 0.44143 | 0 | 66.914 | 66.914 | 8760 | 0 | 8760 | 0 | 0 | 0 | 0 | 257.5808 | 135.7336 | 49.9325 | -0.88939 | -25.1775 | 2510.8923 | 214.0823 | 0 | 0 | 0 | 0 | 0 | 0 | 0 | 0 | 0 | 0 | 0 | 156445.6388 | 0 | 0 | 257.5809 | 0.42135 | 0.055066 | 119.3454 | 43.2396 | 76.1058 | 0 | 7277.9365 | 0 | 0 | 0.33104 | 0 | 0 | 0 | 66.9213 | #N/A | #N/A
Mountain View IV Wind 1 WT | CISC | CA_CISO | CA | Hourly Resource | WT-Onshore | 49 | 0 |  | 2012-02-23 | 2050-12-31 | 65.8513 | -11.0494 | -6.7817 | 49 | 49 | 130087.6997 | 0 | 0 | 0.30307 | 0 | 8.5664 | 8.5664 | 8760 | 0 | 8760 | 0 | 0 | 0 | 0 | 3632.468 | 67.2948 | -13.1776 | -6.2182 | -26.2461 | 1958.8658 | 70.6493 | 0 | 0 | 0 | 0 | 0 | 0 | 0 | 0 | 0 | 0 | 0 | 0 | 0 | 0 | 2.468e-06 | 0.15866 | 0.00010078 | 4.7626 | 4.7626 | 4.7626 | 0 | 0 | 0 | 0 | 0.001094 | 0 | 0 | 0 | 8.5664 | #N/A | #N/A
Mountain View Power Project I Repower WT | CISC | CA_CISO | CA | Hourly Resource | WT-Onshore | 66.6 | 0 |  | 2022-07-26 | 2054-12-31 | 64.8783 | -14.871 | -10.4888 | 66.6 | 66.6 | 202640.2857 | 0 | 0 | 0.34733 | 0 | 13.147 | 13.147 | 8760 | 0 | 8760 | 0 | 0 | 0 | 0 | 5654.2733 | 64.7512 | -13.1539 | -8.7855 | -26.515 | 1832.7458 | 67.7854 | 0 | 0 | 0 | 0 | 0 | 0 | 0 | 0 | 0 | 0 | 0 | 0 | 0 | 0 | 2.2817e-06 | 0.15866 | 0.00010078 | 4.7626 | 4.7626 | 4.7626 | 0 | 0 | 0 | 0 | 0.0020024 | 0 | 0 | 0 | 13.147 | #N/A | #N/A
Mountain View Power Project III 1 WT | CISC | CA_CISO | CA | Hourly Resource | WT-Onshore | 22.44 | 0 |  | 2003-12-15 | 2050-12-31 | 64.067 | -10.9928 | -8.5552 | 22.44 | 22.44 | 59578.2013 | 0 | 0 | 0.30308 | 0 | 3.817 | 3.817 | 8760 | 0 | 8760 | 0 | 0 | 0 | 0 | 1660.1337 | 66.4371 | -13.1776 | -7.0759 | -26.3255 | 1952.2048 | 70.2995 | 0 | 0 | 0 | 0 | 0 | 0 | 0 | 0 | 0 | 0 | 0 | 0 | 0 | 0 | -0.00015266 | 0.15866 | 0.00010078 | 4.7626 | 4.7626 | 4.7626 | 0 | 0 | 0 | 0 | -0.00091723 | 0 | 0 | 0 | 3.817 | #N/A | #N/A
Mountain View Solar 1 PV-NT | NEVP | SW_NVE | NV | Hourly Resource | PV-NonTracking | 20 | 1 |  | 2014-01-04 | 2039-12-31 | 13.7049 | -31.9779 | -7.1485 | 20 | 20 | 53725.06 | 0 | 0 | 0.30665 | 0 | 0.7363 | 0.7363 | 8760 | 0 | 8760 | 0 | 0 | 0 | 0 | 218.92 | 45.4778 | -32.4333 | -8.7795 | -25.7983 | 1892.03 | 65.4038 | 0 | 0 | 0 | 0 | 0 | 0 | 0 | 0 | 0 | 0 | 0 | 18627.6325 | 0 | 0 | 4.156e-06 | 0.19614 | 0.00021973 | 4.6327 | 0.031824 | 4.6009 | 0 | 8.0327 | 0 | 0 | 1.1197e-05 | 0 | 0 | 0 | 0.73631 | #N/A | #N/A
Moyer Tolles Solar Station Sv1 PV-NT | BPAT | NW_BPAT | OR | Hourly Resource | PV-NonTracking | 0.99 | 0 |  | 2016-02-08 | 2050-12-31 | 86.7744 | 27.258 | 4.2386 | 0.99 | 0.99 | 2074.5955 | 0 | 0 | 0.23922 | 0 | 0.18002 | 0.18002 | 8760 | 0 | 8760 | 0 | 0 | 0 | 0 | 14.1332 | 108.7729 | 17.8393 | 4.2431 | -35.6768 | 1775.9364 | 97.9588 | 0 | 0 | 0 | 0 | 0 | 0 | 0 | 0 | 0 | 0 | 0 | 0.68607 | 0 | 0 | 0.13959 | 0.13517 | 0.13517 | 0.67195 | 0.031824 | 0.68397 | 0 | 0.00072339 | 0 | 0 | 9.1683 | 0 | 0 | 0 | 0.18003 | #N/A | #N/A
Moyie River Springs HY 1 HY | BPAT | NW_BPAT | ID | Hydro | Hydro | 3.95 | 0 |  | 1982-02-01 | 2050-12-31 | 96.1281 | 15.9352 | 2.148 | 3.1639 | 3.1639 | 16297.4988 | 0 | 0 | 0.58801 | 0 | 1.5666 | 1.5666 | 0 | 0 | 0 | 8760 | 0 | 0 | 0 | 0 | 110.3485 | 20.6954 | 2.9625 | -32.5782 | 2016.6985 | 107.0519 | 0 | 0 | 0 | 0 | 0 | 0 | 0 | 0 | 0 | 0 | 3138.8053 | 13158.6935 | 208.8565 | 30.1262 | 1249.9492 | 0.13517 | 0.13517 | 0.67195 | 0.031824 | 0.68397 | 1.1404 | 1031.1822 | 8.797 | 0.01092 | 30.0103 | 0 | 0 | 0 | 1.5677 | #N/A | #N/A
Mt Home Solar 1 PV-T | IPTV | BS_IPCO | ID | Hourly Resource | PV-Tracking | 20 | 0 |  | 2016-12-31 | 2050-12-31 | 86.1129 | 25.6002 | 3.6237 | 20 | 20 | 49336.38 | 0 | 0 | 0.2816 | 0 | 4.2485 | 4.2485 | 8760 | 0 | 8760 | 0 | 0 | 0 | 0 | 121.36 | 115.1215 | 24.759 | 3.672 | -30.0464 | 1902.6541 | 127.7516 | 0 | 0 | 0 | 0 | 0 | 0 | 0 | 0 | 0 | 0 | 0 | 37136.2717 | 0 | 0 | 121.36 | 0.015242 | 0.010783 | 14.1881 | 0.031824 | 14.1563 | 0 | 15.4783 | 0 | 0 | 0.034615 | 0 | 0 | 0 | 4.2485 | #N/A | #N/A
Mt Sun 1 OT | NWMT | NW_NWMT | MT | Hourly Resource | PV-NonTracking | 80 | 0 |  | 2022-07-01 | 2050-12-31 | 94.0159 | 37.0467 | 1.0863 | 80 | 80 | 163714.5027 | 0 | 0 | 0.23361 | 0 | 15.3918 | 15.3918 | 8760 | 0 | 8760 | 0 | 0 | 0 | 0 | 2127.5772 | 112.4166 | 25.8374 | -0.11141 | -93.913 | 1652.8176 | 114.8106 | 0 | 0 | 0 | 0 | 0 | 0 | 0 | 0 | 0 | 0 | 0 | 22795.2432 | 0 | 0 | 1588.1381 | 9.0549 | 8.0429 | 75.1759 | 0.031824 | 75.1075 | 0 | 1243187.2703 | 0 | 0 | 145150.386 | 0 | 0 | 0 | 16.7801 | #N/A | #N/A
Muddy Creek Lima 230 Kv PV-T | PAWY | BS_PACE | WY | Hourly Resource | PV-NonTracking | 20 | 0 |  | 2023-06-01 | 2050-12-31 | 74.6889 | 17.9756 | 1.2047 | 20 | 20 | 50138.0826 | 0 | 0 | 0.28618 | 0 | 3.7448 | 3.7448 | 8760 | 0 | 8760 | 0 | 0 | 0 | 0 | 840.9575 | 116.0674 | 28.133 | 1.2438 | -26.0245 | 2083.2659 | 146.1248 | 0 | 0 | 0 | 0 | 0 | 0 | 0 | 0 | 0 | 0 | 0 | 19659.9769 | 0 | 0 | 840.9575 | 7.007 | 5.9428 | 85.5427 | 0.031824 | 85.5024 | 0 | 35385.7331 | 0 | 0 | 13247.1439 | 0 | 0 | 0 | 3.7934 | #N/A | #N/A
Murphy Flat Power 1 PV-T | IPTV | BS_IPCO | ID | Hourly Resource | PV-Tracking | 20 | 0 |  | 2016-12-31 | 2050-12-31 | 87.7669 | 26.8287 | 3.9108 | 20 | 20 | 44935.42 | 0 | 0 | 0.25648 | 0 | 3.9438 | 3.9438 | 8760 | 0 | 8760 | 0 | 0 | 0 | 0 | 142.58 | 115.4914 | 24.5927 | 4.2081 | -30.6484 | 1913.8081 | 127.1499 | 0 | 0 | 0 | 0 | 0 | 0 | 0 | 0 | 0 | 0 | 0 | 32325.7238 | 0 | 0 | 142.58 | 0.015242 | 0.010783 | 14.1881 | 0.031824 | 14.1563 | 0 | 14.5814 | 0 | 0 | 0.042428 | 0 | 0 | 0 | 3.9439 | #N/A | #N/A
Murphys Powerhouse 1 HY | CIPV | CA_CISO | CA | Hydro | Hydro | 3.6 | 0 |  | 2017-08-22 | 2051-12-31 | 91.4321 | 6.0606 | 2.5569 | 1.8684 | 1.8684 | 6041.3174 | 0 | 0 | 0.36911 | 0 | 0.55237 | 0.55237 | 0 | 0 | 0 | 8760 | 0 | 0 | 0 | 426.77 | 96.9132 | 6.7107 | 3.5119 | -26.5471 | 1864.2202 | 68.5681 | 0 | 0 | 0 | 0 | 0 | 0 | 0 | 0 | 0 | 0 | 119.8636 | 1.4768 | 29.552 | 5535.51 | 10724.3997 | 0.15866 | 0.00010078 | 4.7626 | 4.7626 | 4.7626 | 1624.7146 | 0.00086496 | 626.1853 | 77921.7817 | 151344.8379 | 0 | 0 | 0 | 0.78389 | #N/A | #N/A
Musselshell Wind 1 WT | NWMT | NW_NWMT | MT | Hourly Resource | WT-Onshore | 10 | 0 |  | 2012-12-31 | 2051-12-31 | 80.079 | 7.8355 | -3.068 | 10 | 10 | 27506.7476 | 0 | 0 | 0.314 | 0 | 2.2027 | 2.2027 | 8760 | 0 | 8760 | 0 | 0 | 0 | 0 | 76.8724 | 109.2059 | 23.4276 | -0.91218 | -60.2029 | 1606.6545 | 112.2131 | 0 | 0 | 0 | 0 | 0 | 0 | 0 | 0 | 0 | 0 | 0 | 138.2001 | 0 | 0 | 42.2624 | 9.0549 | 8.0429 | 75.1759 | 0.031824 | 75.1075 | 0 | 8349.3622 | 0 | 0 | 1333.4194 | 0 | 0 | 0 | 2.2124 | #N/A | #N/A
Musselshell Wind Two 1 WT | NWMT | NW_NWMT | MT | Hourly Resource | WT-Onshore | 10 | 0 |  | 2012-12-31 | 2050-12-31 | 78.3752 | 6.9135 | -3.611 | 10 | 10 | 25183.7599 | 0 | 0 | 0.28749 | 0 | 1.9738 | 1.9738 | 8760 | 0 | 8760 | 0 | 0 | 0 | 0 | 69.74 | 109.2059 | 23.4276 | -0.91218 | -60.2029 | 1606.6545 | 112.2131 | 0 | 0 | 0 | 0 | 0 | 0 | 0 | 0 | 0 | 0 | 0 | 6283.4264 | 0 | 0 | 54.14 | 9.0549 | 8.0429 | 75.1759 | 0.031824 | 75.1075 | 0 | 21547.6951 | 0 | 0 | 2147.7255 | 0 | 0 | 0 | 1.9975 | #N/A | #N/A
Mustang | CIPV | CA_CISO | CA | Hourly Resource | PV-NonTracking | 30 | 0 |  | 2020-11-18 | 2050-12-31 | 33.2805 | -17.093 | -3.925 | 30 | 30 | 79697.3656 | 0 | 0 | 0.30326 | 0 | 2.6524 | 2.6524 | 8760 | 0 | 8760 | 0 | 0 | 0 | 0 | 1286.2548 | 86.5591 | 0.67387 | -0.80536 | -33.1808 | 2136.4431 | 86.4242 | 0 | 0 | 0 | 0 | 0 | 0 | 0 | 0 | 0 | 0 | 0 | 26.64 | 0 | 0 | 42.63 | 0.15866 | 0.00010078 | 4.7626 | 4.7626 | 4.7626 | 0 | 0.019916 | 0 | 0 | 0.053464 | 0 | 0 | 0 | 2.6524 | #N/A | #N/A
Mustang 1 BESS BA | CIPV | CA_CISO | CA | Pumped Storage | Energy Storage | 75 | -75 |  | 2021-11-01 | 2050-12-31 | 66.0237 | -7.4052 | -2.7267 | 75 | 75 | 107421.096 | 125318.9327 | 4.8667 | 0.1635 | 0.34911 | 5.6329 | 5.2838 | 8760 | 0 | 8760 | 0 | 0 | -0.026847 | 0.91091 | 0 | 87.0472 | 0.67387 | -0.31726 | -33.0225 | 2140.1021 | 86.4854 | 1.2254 | 0 | 0 | 0 | 0 | 0 | 0 | 0 | 0 | 0 | 60423.4645 | 255953.719 | 178692.1912 | 1.2838 | 79471.004 | 0.15866 | 0.00010078 | 4.7626 | 4.7626 | 4.7626 | 7.5034 | 17.7643 | 36034.219 | 0.00046216 | 2949.8558 | 0 | 0 | 0 | 5.6719 | #N/A | #N/A
Mustang 2 Barbaro Solar 1 PV-NT | CIPV | CA_CISO | CA | Hourly Resource | PV-NonTracking | 50 | 0 |  | 2020-11-18 | 2050-12-31 | 34.4037 | -17.3788 | -3.6533 | 50 | 50 | 138621.4511 | 0 | 0 | 0.31649 | 0 | 4.7691 | 4.7691 | 8760 | 0 | 8760 | 0 | 0 | 0 | 0 | 3058.1989 | 86.8754 | 0.67387 | -0.48899 | -33.0826 | 2139.6855 | 86.5076 | 0 | 0 | 0 | 0 | 0 | 0 | 0 | 0 | 0 | 0 | 0 | 47.45 | 0 | 0 | 35.05 | 0.15866 | 0.00010078 | 4.7626 | 4.7626 | 4.7626 | 0 | 0.035474 | 0 | 0 | 0.032726 | 0 | 0 | 0 | 4.7691 | #N/A | #N/A
Mustang 3 | CIPV | CA_CISO | CA | Hourly Resource | PV-NonTracking | 40 | 0 |  | 2016-05-03 | 2050-12-31 | 33.2603 | -17.1068 | -3.9142 | 40 | 40 | 106315.9767 | 0 | 0 | 0.30341 | 0 | 3.5361 | 3.5361 | 8760 | 0 | 8760 | 0 | 0 | 0 | 0 | 1661.6233 | 86.5657 | 0.67387 | -0.79877 | -33.1765 | 2136.5042 | 86.4256 | 0 | 0 | 0 | 0 | 0 | 0 | 0 | 0 | 0 | 0 | 0 | 35.52 | 0 | 0 | 38.8233 | 0.15866 | 0.00010078 | 4.7626 | 4.7626 | 4.7626 | 0 | 0.026555 | 0 | 0 | 0.051 | 0 | 0 | 0 | 3.5361 | #N/A | #N/A
Mustang 4 | CIPV | CA_CISO | CA | Hourly Resource | PV-NonTracking | 30 | 0 |  | 2016-06-09 | 2050-12-31 | 33.4002 | -17.3062 | -3.6706 | 30 | 30 | 79878.7782 | 0 | 0 | 0.30395 | 0 | 2.668 | 2.668 | 8760 | 0 | 8760 | 0 | 0 | 0 | 0 | 1104.8422 | 86.7434 | 0.67387 | -0.62107 | -33.1167 | 2137.9019 | 86.4501 | 0 | 0 | 0 | 0 | 0 | 0 | 0 | 0 | 0 | 0 | 0 | 26.64 | 0 | 0 | 9.5554 | 0.15866 | 0.00010078 | 4.7626 | 4.7626 | 4.7626 | 0 | 0.019916 | 0 | 0 | 0.013177 | 0 | 0 | 0 | 2.668 | #N/A | #N/A
Mustang Hills 1 WT | CISC | CA_CISO | CA | Hourly Resource | WT-Onshore | 150 | 0 |  | 2012-05-09 | 2050-12-31 | 69.5573 | -13.9544 | -7.2613 | 150 | 150 | 395158.5018 | 0 | 0 | 0.30073 | 0 | 27.4862 | 27.4862 | 8760 | 0 | 8760 | 0 | 0 | 0 | 0 | 5053.8 | 70.3499 | -10.3451 | -5.9956 | -25.4626 | 1886.9365 | 71.1348 | 0 | 0 | 0 | 0 | 0 | 0 | 0 | 0 | 0 | 0 | 0 | 395158.5018 | 0 | 0 | 5053.802 | 0.15866 | 0.00010078 | 4.7626 | 4.7626 | 4.7626 | 0 | 33.2899 | 0 | 0 | 0.43935 | 0 | 0 | 0 | 27.4862 | #N/A | #N/A
Mwd Corona Hydroelectric Recovery Plant 1 HY | CISC | CA_CISO | CA | Hydro | Hydro | 2.85 | 0 |  | 1987-01-01 | 2051-12-31 | 81.9056 | -18.3386 | -7.4868 | 0.6829 | 0.58679 | 5259.32 | 0 | 0 | 0.30019 | 0 | 0.43077 | 0.43077 | 0 | 0 | 2184 | 6576 | 0 | 0 | 0 | 0 | 69.7602 | -12.1252 | -4.8052 | -31.2338 | 1973.1239 | 72.1755 | 0 | 0 | 0 | 0 | 0 | 0 | 0 | 0 | 0 | 0 | 1.2732 | 0 | 1.1753 | 20.3787 | 77.6216 | 0.15866 | 0.00010078 | 4.7626 | 4.7626 | 4.7626 | 0.0014444 | 0 | 0.37514 | 172.7977 | 862.0985 | 0 | 0 | 0 | 0.4318 | #N/A | #N/A
Mwd Coyote Creek Hydroelectric Recovery 1 HY | CISC | CA_CISO | CA | Hydro | Hydro | 3.13 | 0 |  | 1979-02-21 | 2050-12-31 | 71.658 | -11.3981 | -3.6344 | 0.001 | 0.001 | 0 | 0 | 0 | 0 | 0 | 0 | 0 | 0 | 0 | 0 | 8760 | 0 | 0 | 0 | 0 | 71.658 | -11.3981 | -3.6344 | -25.8481 | 1996.1594 | 72.808 | 0 | 0 | 0 | 0 | 0 | 0 | 0 | 0 | 0 | 0 | 0 | 0 | 0.0011 | 0.2978 | 3.002 | 0.15866 | 0.00010078 | 4.7626 | 4.7626 | 4.7626 | 0 | 0 | 0.034207 | 4.1698 | 42.0402 | 0 | 0 | 0 | 4.6244e-05 | #N/A | #N/A
Mwd Perris Hydroelectric Recovery Plant 1 HY | CISC | CA_CISO | CA | Hydro | Hydro | 7.94 | 0 |  | 1983-01-01 | 2050-12-31 | 91.8404 | -13.5488 | -5.5615 | 2.1921 | 1.206 | 13192.0132 | 0 | 0 | 0.30119 | 0 | 1.2116 | 1.2116 | 0 | 0 | 1975 | 6785 | 0 | 0 | 0 | 111.4125 | 67.9947 | -13.0933 | -5.6026 | -27.0578 | 1966.5146 | 71.0909 | 0 | 0 | 0 | 0 | 0 | 0 | 0 | 0 | 0 | 0 | 11.0546 | 0 | 2.4207 | 115.9393 | 659.2296 | 0.15866 | 0.00010078 | 4.7626 | 4.7626 | 4.7626 | 0.0078648 | 0 | 28.8121 | 825.9123 | 6049.2933 | 0 | 0 | 0 | 1.2185 | #N/A | #N/A
MWD Red Mountain Hydroelectric Recovery 1 HY | CISC | CA_CISO | CA | Hydro | Hydro | 5.9 | 0 |  | 1985-01-01 | 2054-12-31 | 58.6405 | -9.2207 | -4.2115 | 2.9232 | 2.6262 | 19886.6893 | 0 | 0 | 0.45403 | 0 | 1.1662 | 1.1662 | 0 | 0 | 3039 | 5721 | 0 | 0 | 0 | 0 | 68.9728 | -12.8764 | -4.8414 | -26.1019 | 1971.3901 | 71.2354 | 0 | 0 | 0 | 0 | 0 | 0 | 0 | 0 | 0 | 0 | 143.5783 | 10.7369 | 0.003 | 105.366 | 1289.8566 | 0.15866 | 0.00010078 | 4.7626 | 4.7626 | 4.7626 | 1369.7467 | 0.006188 | 0.25 | 1501.8912 | 12156.0396 | 0 | 0 | 0 | 1.1812 | #N/A | #N/A
Mwd Rio Hondo Hydroelectric Recovery Pla 1 HY | CISC | CA_CISO | CA | Hydro | Hydro | 1.91 | 0 |  | 1984-01-01 | 2050-12-31 | 81.8519 | -7.667 | -3.8122 | 0.86714 | 0.86714 | 4025.3853 | 0 | 0 | 0.52992 | 0 | 0.32949 | 0.32949 | 0 | 0 | 0 | 8760 | 0 | 0 | 0 | 705.5824 | 71.4824 | -11.265 | -3.9431 | -25.604 | 1986.2902 | 72.7332 | 0 | 0 | 0 | 0 | 0 | 0 | 0 | 0 | 0 | 0 | 42.9064 | 2.5092 | 0.76556 | 34.8017 | 4553.172 | 0.15866 | 0.00010078 | 4.7626 | 4.7626 | 4.7626 | 689.5608 | 0.0011996 | 2.7378 | 768.0832 | 63597.4509 | 0 | 0 | 0 | 0.39454 | #N/A | #N/A
Mwd Temescal Hydroelectric Recovery Plan 1 HY | CISC | CA_CISO | CA | Hydro | Hydro | 2.85 | 0 |  | 1987-01-01 | 2051-12-31 | 79.9898 | -8.3559 | -4.6865 | 1.2939 | 1.2939 | 6023.8632 | 0 | 0 | 0.53146 | 0 | 0.48185 | 0.48185 | 0 | 0 | 0 | 8760 | 0 | 0 | 0 | 1035.4583 | 69.7602 | -12.1252 | -4.8052 | -31.2338 | 1973.1239 | 72.1755 | 0 | 0 | 0 | 0 | 0 | 0 | 0 | 0 | 0 | 0 | 42.336 | 0.8291 | 28.4658 | 3822.1803 | 8481.5997 | 0.15866 | 0.00010078 | 4.7626 | 4.7626 | 4.7626 | 722.162 | 0.0004856 | 474.2389 | 53921.6096 | 119814.6583 | 0 | 0 | 0 | 0.65678 | #N/A | #N/A
Mwd Valley View Hydroelectric Recovery P 1 HY | CISC | CA_CISO | CA | Hydro | Hydro | 4.1 | 0 |  | 1985-01-01 | 2050-12-31 | 80.2913 | -8.3791 | -4.5824 | 1.8614 | 1.8614 | 8654.1758 | 0 | 0 | 0.53074 | 0 | 0.69486 | 0.69486 | 0 | 0 | 0 | 8760 | 0 | 0 | 0 | 1501.3394 | 69.9682 | -12.0793 | -4.643 | -28.2496 | 1975.0891 | 71.7736 | 0 | 0 | 0 | 0 | 0 | 0 | 0 | 0 | 0 | 0 | 57.5332 | 9.7871 | 1.0222 | 610.2666 | 5509.0003 | 0.15866 | 0.00010078 | 4.7626 | 4.7626 | 4.7626 | 851.574 | 0.0049913 | 3.6557 | 12128.6172 | 73816.6596 | 0 | 0 | 0 | 0.78166 | #N/A | #N/A
Mwd Venice Hydroelectric Recovery Plant 1 HY | CISC | CA_CISO | CA | Hydro | Hydro | 9.95 | 0 |  | 1982-01-01 | 2050-12-31 | 83.1458 | -7.2783 | -2.8418 | 4.5173 | 4.5173 | 21039.2066 | 0 | 0 | 0.53168 | 0 | 1.7493 | 1.7493 | 0 | 0 | 3 | 8757 | 0 | 0 | 0 | 3606.4947 | 72.8879 | -10.7312 | -3.0714 | -25.7657 | 2004.4614 | 72.96 | 0 | 0 | 0 | 0 | 0 | 0 | 0 | 0 | 0 | 0 | 33.428 | 4.0656 | 8.5948 | 925.7044 | 2616.2134 | 0.15866 | 0.00010078 | 4.7626 | 4.7626 | 4.7626 | 500.5363 | 0.0020033 | 305.1812 | 11624.5972 | 39624.5492 | 0 | 0 | 0 | 1.8014 | #N/A | #N/A
Mystic Agg HY | NWMT | NW_NWMT | MT | Hydro | Hydro | 12 | 0 |  | 1925-01-01 | 2050-12-31 | 126.4012 | 27.7215 | 3.7171 | 9.7897 | 9.6954 | 62890.2432 | 0 | 0 | 0.59827 | 0 | 7.9494 | 7.9494 | 0 | 0 | 3589 | 5171 | 0 | 0 | 0 | 0 | 116.3373 | 25.409 | 4.2378 | -81.6295 | 1701.3165 | 117.4842 | 0 | 0 | 0 | 0 | 0 | 0 | 0 | 0 | 0 | 0 | 1101.9824 | 2823.3753 | 3824.2256 | 27.4357 | 5775.4546 | 9.0549 | 8.0429 | 75.1759 | 0.031824 | 75.1075 | 66772.1012 | 76730.8778 | 271121.743 | 11.0433 | 367304.5248 | 0 | 0 | 0 | 8.7313 | #N/A | #N/A
Nacimiento Hydroelectric Plant 1 HY | CIPV | CA_CISO | CA | Hydro | Hydro | 3.8 | 0 |  | 2013-09-16 | 2050-12-31 | 78.7297 | -3.1325 | -0.61596 | 1.6999 | 0.2193 | 7360.0331 | 0 | 0 | 0.26256 | 0 | 0.57945 | 0.57945 | 0 | 0 | 1623 | 7137 | 0 | 0 | 0 | 526.2182 | 82.0603 | -3.6618 | -0.96842 | -68.9633 | 2070.9431 | 82.0103 | 0 | 0 | 0 | 0 | 0 | 0 | 0 | 0 | 0 | 0 | 14.5346 | 0.97623 | 0.2241 | 91.3276 | 439.4197 | 0.15866 | 0.00010078 | 4.7626 | 4.7626 | 4.7626 | 315.0649 | 0.0004513 | 11.7097 | 1568.0063 | 4757.8657 | 0 | 0 | 0 | 0.58611 | #N/A | #N/A
Narrows Ph 1 Unit 1 HY | CIPV | CA_CISO | CA | Hydro | HydroRPS | 12 | 0 |  | 1942-01-01 | 2050-12-31 | 66.2852 | 10.7944 | 2.3427 | 5.127 | 1.6583 | 22305.7462 | 0 | 0 | 0.22356 | 0 | 1.4785 | 1.4785 | 0 | 0 | 0 | 8760 | 0 | 0 | 0 | 597.7203 | 101.1193 | 8.9274 | 5.5014 | -26.6191 | 1894.0452 | 70.3543 | 0 | 0 | 0 | 0 | 0 | 0 | 0 | 0 | 0 | 0 | 71.9989 | 1448.3619 | 0.4105 | 164.1212 | 4584.7341 | 0.15866 | 0.00010078 | 4.7626 | 4.7626 | 4.7626 | 723.3764 | 0.23372 | 6.0696 | 2029.4342 | 13617.5112 | 0 | 0 | 0 | 1.4949 | #N/A | #N/A
Narrows Powerhouse Unit 2 HY | CIPV | CA_CISO | CA | Hydro | Hydro | 55 | 0 |  | 1969-01-01 | 2050-12-31 | 89.4246 | 8.6348 | 2.2688 | 26.9972 | 21.2505 | 190151.8192 | 0 | 0 | 0.40856 | 0 | 17.0042 | 17.0042 | 0 | 0 | 0 | 8760 | 0 | 0 | 0 | 735.3636 | 99.3333 | 8.9274 | 3.7154 | -26.3858 | 1839.2769 | 68.7674 | 0 | 0 | 0 | 0 | 0 | 0 | 0 | 0 | 0 | 0 | 405.0092 | 8635.7729 | 7.4989 | 472.9515 | 20586.1609 | 0.15866 | 0.00010078 | 4.7626 | 4.7626 | 4.7626 | 3393.6883 | 1.2514 | 136.3659 | 8351.1434 | 53349.3562 | 0 | 0 | 0 | 17.0695 | #N/A | #N/A
Navajo Dam 1 HY | WACM | RM_WACM | NM | Hydro | Hydro | 30 | 0 |  | 1989-01-01 | 2050-12-31 | 69.1941 | -15.1319 | -3.6466 | 16.5515 | 2.0869 | 80350.056 | 0 | 0 | 0.32759 | 0 | 5.5597 | 5.5597 | 0 | 0 | 1012 | 7748 | 0 | 0 | 0 | 0 | 57.3043 | -24.7576 | -4.6286 | -22.4369 | 1879.9445 | 71.2876 | 0 | 0 | 0 | 0 | 0 | 0 | 0 | 0 | 0 | 0 | 1472.1409 | 5870.2256 | 643.5241 | 1766.3525 | 8678.449 | 0.075305 | 0.00032051 | 86.4793 | 43.2396 | 43.2397 | 206.5596 | 1.8711 | 20491.6808 | 95497.8877 | 322274.7836 | 0 | 0 | 0 | 5.9982 | #N/A | #N/A
NCA2 Solar PV-NT | NEVP | SW_NVE | NV | Hourly Resource | PV-NonTracking | 57 | 0 |  | 2026-04-30 | 2051-12-31 | 15.5685 | -31.9586 | -5.742 | 57 | 57 | 143714.1572 | 0 | 0 | 0.28782 | 0 | 2.2374 | 2.2374 | 8760 | 0 | 8760 | 0 | 0 | 0 | 0 | 0 | 49.1731 | -30.5902 | -6.9272 | -24.6225 | 1925.4034 | 66.7642 | 0 | 0 | 0 | 0 | 0 | 0 | 0 | 0 | 0 | 0 | 0 | 0 | 0 | 0 | 2.0489e-06 | 0.19614 | 0.00021973 | 4.6327 | 0.031824 | 4.6009 | 0 | 0 | 0 | 0 | -8.1e-06 | 0 | 0 | 0 | 2.2374 | #N/A | #N/A
Neenach Solar 1B South 1 PV-NT | CISC | CA_CISO | CA | Hourly Resource | PV-NonTracking | 1.5 | 0 |  | 2022-01-01 | 2050-12-31 | 36.8355 | -12.1743 | -5.9345 | 1.5 | 1.5 | 4319.805 | 0 | 0 | 0.32875 | 0 | 0.15912 | 0.15912 | 8760 | 0 | 8760 | 0 | 0 | 0 | 0 | 9.6255 | 74.5949 | -7.183 | -4.9126 | -25.1982 | 1990.9088 | 72.1416 | 0 | 0 | 0 | 0 | 0 | 0 | 0 | 0 | 0 | 0 | 0 | 56.6595 | 0 | 0 | -4.4965e-07 | 0.15866 | 0.00010078 | 4.7626 | 4.7626 | 4.7626 | 0 | 0.029255 | 0 | 0 | -2.2555e-06 | 0 | 0 | 0 | 0.15912 | #N/A | #N/A
Neptune 1 BA | PSCO | RM_PSCO | CO | Pumped Storage | Energy Storage | 125 | -125 |  | 2022-12-01 | 2048-06-30 | 192.9165 | 83.2852 | 6.3864 | 125 | 125 | 125523.1666 | 145909.6028 | 14.6234 | 0.11463 | 0.40715 | 23.1171 | 22.71 | 8760 | 0 | 8760 | 0 | 0 | -0.03058 | 1.6712 | 0 | 139.433 | 48.8094 | 3.9331 | -25.108 | 2522.0784 | 212.5604 | 1.3416 | 0 | 0 | 0 | 0 | 0 | 0 | 0 | 0 | 0 | 263561.4429 | 601636.2485 | 213240.3376 | 4687.9299 | 713263.8148 | 0.42135 | 0.055066 | 119.3454 | 43.2396 | 76.1058 | 180948.3515 | 32193.4203 | 25985597.4155 | 639088.475 | 49617543.0378 | 0 | 0 | 0 | 99.5725 | #N/A | #N/A
Neptune 1 PV-T | PSCO | RM_PSCO | CO | Hourly Resource | PV-Tracking | 325 | 0 |  | 2022-12-01 | 2048-06-30 | 68.4772 | 16.7462 | -0.02959 | 325 | 325 | 822711.2567 | 0 | 0 | 0.28897 | 0 | 56.337 | 56.337 | 8760 | 0 | 8760 | 0 | 0 | 0 | 0 | 341.8188 | 138.8137 | 48.8094 | 3.3138 | -24.7999 | 2512.0684 | 212.1586 | 0 | 0 | 0 | 0 | 0 | 0 | 0 | 0 | 0 | 0 | 0 | 466520.5071 | 0 | 0 | 341.8189 | 0.42135 | 0.055066 | 119.3454 | 43.2396 | 76.1058 | 0 | 5646.1955 | 0 | 0 | 4158.1854 | 0 | 0 | 0 | 56.3468 | #N/A | #N/A
New Hogan 2 | BANC | CA_BANC | CA | Hydro | Hydro | 4 | 0 |  | 1986-04-15 | 2050-12-31 | 98.0519 | 7.9108 | 5.4057 | 1.6143 | 0.22301 | 6861.1478 | 0 | 0 | 0.29895 | 0 | 0.67275 | 0.67275 | 0 | 0 | 47 | 8713 | 0 | 0 | 0 | 39.0152 | 107.3324 | 14.1797 | 6.4622 | -12.203 | 1897.0341 | 65.8299 | 0 | 0 | 0 | 0 | 0 | 0 | 0 | 0 | 0 | 0 | 264.3921 | 626.8802 | 201.6411 | 711.2335 | 696.8162 | 0.3521 | 0.050745 | 0.86998 | 0.031824 | 0.83815 | 399.5569 | 16.2144 | 375.1178 | 25.3978 | 2439.3885 | 0 | 0 | 0 | 0.676 | #N/A | #N/A
New Melones 1 HY | CIPV | CA_CISO | CA | Hydro | Hydro | 383.4 | 0 |  | 1979-11-01 | 2050-12-31 | 118.5033 | 15.3769 | 5.1185 | 293.9843 | 195.5417 | 464351.1719 | 0 | 0 | 0.14671 | 0 | 55.0271 | 55.0271 | 0 | 0 | 1 | 8759 | 0 | 0 | 0 | 0 | 101.0002 | 9.3356 | 4.9741 | -26.4326 | 2205.9436 | 87.7017 | 0 | 0 | 0 | 0 | 0 | 0 | 0 | 0 | 0 | 0 | 2706.1506 | 2684.4857 | 0 | 4578.6003 | 246688.2181 | 0.15866 | 0.00010078 | 4.7626 | 4.7626 | 4.7626 | 28018.3549 | 1.078 | 0 | 33799.5522 | 3316871.0848 | 0 | 0 | 0 | 58.4058 | #N/A | #N/A
New Mexico Wind Energy Center 1 WT | PNM | SW_PNM | NM | Hourly Resource | WT-Onshore | 255 | 0 |  | 2003-09-01 | 2043-09-17 | 36.1627 | -32.7556 | -13.0811 | 255 | 255 | 1114739.1005 | 0 | 0 | 0.49903 | 0 | 40.312 | 40.312 | 8760 | 0 | 8760 | 0 | 0 | 0 | 0 | 31738.8627 | 42.5108 | -33.9327 | -10.247 | -27.6715 | 1857.7084 | 70.5003 | 0 | 0 | 0 | 0 | 0 | 0 | 0 | 0 | 0 | 0 | 0 | 17998.5106 | 0 | 0 | 16815.4135 | 0.89269 | 0.0029891 | 22.2939 | 5.1679 | 17.1082 | 0 | 1829.1612 | 0 | 0 | 437230.9757 | 0 | 0 | 0 | 40.7511 | #N/A | #N/A
Newark 1 Qf 1 WT | CIPB | CA_CISO | CA | Hourly Resource | WT-Onshore | 0.1 | 0 |  | 2017-11-01 | 2050-12-31 | 107.0289 | 3.707 | 4.7412 | 0.1 | 0.1 | 260.9857 | 0 | 0 | 0.29793 | 0 | 0.027934 | 0.027934 | 8760 | 0 | 8760 | 0 | 0 | 0 | 0 | 0 | 99.255 | 7.9037 | 4.6607 | -26.3042 | 1914.2091 | 68.5697 | 0 | 0 | 0 | 0 | 0 | 0 | 0 | 0 | 0 | 0 | 0 | 0.0034 | 0 | 0 | -6.1982e-08 | 0.15866 | 0.00010078 | 4.7626 | 4.7626 | 4.7626 | 0 | 2.5418e-06 | 0 | 0 | -1.1562e-05 | 0 | 0 | 0 | 0.027934 | #N/A | #N/A
Newcastle Hydro 1 HY | CIPV | CA_CISO | CA | Hydro | HydroRPS | 12 | 0 |  | 1986-01-01 | 2050-12-31 | 88.4969 | 8.4631 | 4.7054 | 2.2732 | 1.3352 | 10651.4877 | 0 | 0 | 0.16387 | 0 | 0.94262 | 0.94262 | 0 | 0 | 0 | 8760 | 0 | 0 | 0 | 534.7768 | 101.854 | 9.4524 | 5.711 | -32.4616 | 1953.5762 | 71.4164 | 0 | 0 | 0 | 0 | 0 | 0 | 0 | 0 | 0 | 0 | 93.2911 | 1413.2776 | 18.0758 | 182.1058 | 4632.487 | 0.15866 | 0.00010078 | 4.7626 | 4.7626 | 4.7626 | 1002.8828 | 0.20842 | 189.6729 | 2669.0812 | 14648.5014 | 0 | 0 | 0 | 0.96113 | #N/A | #N/A
Newhalem 1 HY | SCL | NW_SCL | WA | Hydro | Hydro | 2.3 | 0 |  | 1970-02-01 | 2054-12-31 | 48.1854 | -1.1195 | -1.348 | 0.6223 | 0.001 | 1772.4302 | 0 | 0 | 0.050583 | 0 | 0.085405 | 0.085405 | 0 | 0 | 0 | 8760 | 0 | 0 | 0 | 0 | 108.7288 | 17.5806 | 4.4576 | -34.9585 | 1560.5319 | 95.7551 | 0 | 0 | 0 | 0 | 0 | 0 | 0 | 0 | 0 | 0 | 0 | 0 | 50.235 | 47.6042 | 113.2928 | 0.13389 | 0.13389 | 0.49797 | 0.031824 | 0.45874 | 0 | 0 | 34.4806 | 77.8394 | 418.4769 | 0 | 0 | 0 | 0.085936 | #N/A | #N/A
Nextera Energy Montezuma Wind II 1 WT | CIPB | CA_CISO | CA | Hourly Resource | WT-Onshore | 78.2 | 0 |  | 2012-02-01 | 2050-12-31 | 98.5652 | 1.2836 | -0.824 | 78.2 | 78.2 | 204981.8994 | 0 | 0 | 0.29923 | 0 | 20.2041 | 20.2041 | 8760 | 0 | 8760 | 0 | 0 | 0 | 0 | 164.1418 | 94.8618 | 6.9918 | 1.1794 | -25.9282 | 1580.869 | 59.8444 | 0 | 0 | 0 | 0 | 0 | 0 | 0 | 0 | 0 | 0 | 0 | 26220.8156 | 0 | 0 | 5.3182 | 0.15866 | 0.00010078 | 4.7626 | 4.7626 | 4.7626 | 0 | 6.6031 | 0 | 0 | 0.010663 | 0 | 0 | 0 | 20.2041 | #N/A | #N/A
Nextera Sonoran 1 PV | SRP | SW_SRP | AZ | Hourly Resource | PV-Tracking | 438 | 0 |  | 2023-06-01 | 2043-06-01 | 13.1801 | -31.7417 | -7.4397 | 438 | 438 | 1226078.6586 | 0 | 0 | 0.31955 | 0 | 16.1599 | 16.1599 | 8760 | 0 | 8760 | 0 | 0 | 0 | 0 | 1606.8712 | 43.2458 | -33.3254 | -10.1194 | -25.0058 | 1879.1643 | 63.8925 | 0 | 0 | 0 | 0 | 0 | 0 | 0 | 0 | 0 | 0 | 0 | 580575.2451 | 0 | 0 | 61.2189 | 1.0352 | 0.11547 | 12.6186 | 5.1679 | 7.4506 | 0 | 97093.6371 | 0 | 0 | 213.2438 | 0 | 0 | 0 | 16.2572 | #N/A | #N/A
NextEra Sonoran: Storage (4HR) 2 BA | SRP | SW_SRP | AZ | Pumped Storage | Energy Storage | 260 | -260 |  | 2023-07-10 | 2043-06-01 | 36.2439 | -33.1627 | -8.87 | 260 | 260 | 370815.4963 | 432582.9198 | 10.1475 | 0.16281 | 1.2051 | 8.8234 | 7.6183 | 8760 | 0 | 8760 | 0 | 0 | -0.092651 | 3.5188 | 0 | 43.464 | -33.3254 | -9.9012 | -24.9856 | 1880.3153 | 63.9366 | 0.78376 | 0 | 0 | 0 | 0 | 0 | 0 | 0 | 0 | 0 | 369853.4941 | 360733.2257 | 213313.1935 | 16826.0901 | 904311.315 | 1.0352 | 0.11547 | 12.6186 | 5.1679 | 7.4506 | 555269.6769 | 40278.5037 | 2342744.1407 | 496066.9359 | 5579022.1084 | 0 | 0 | 0 | 17.8368 | #N/A | #N/A
Nextera Storey 1 PV | SRP | SW_SRP | AZ | Hourly Resource | PV-Tracking | 122 | 0 |  | 2023-06-01 | 2043-06-01 | 13.082 | -32.0211 | -7.4762 | 122 | 122 | 340088.3445 | 0 | 0 | 0.31822 | 0 | 4.4491 | 4.4491 | 8760 | 0 | 8760 | 0 | 0 | 0 | 0 | 1872.4095 | 43.1209 | -33.4491 | -10.1206 | -25.1346 | 1886.8496 | 65.2037 | 0 | 0 | 0 | 0 | 0 | 0 | 0 | 0 | 0 | 0 | 0 | 46001.042 | 0 | 0 | 21.0004 | 1.0352 | 0.11547 | 12.6186 | 5.1679 | 7.4506 | 0 | 26921.8687 | 0 | 0 | 445.8688 | 0 | 0 | 0 | 4.4764 | #N/A | #N/A
NextEra Storey: Storage (3HR) 2 BA | SRP | SW_SRP | AZ | Pumped Storage | Energy Storage | 88 | -88 |  | 2023-09-15 | 2043-06-01 | 38.7262 | -35.1244 | -9.2911 | 88 | 88 | 127245.8352 | 148458.6241 | 3.5286 | 0.16507 | 0.41356 | 3.6198 | 3.2062 | 8760 | 0 | 8760 | 0 | 0 | -0.031819 | 1.2183 | 0 | 43.3631 | -33.4491 | -9.8784 | -25.0949 | 1888.3766 | 65.271 | 0.77853 | 0 | 0 | 0 | 0 | 0 | 0 | 0 | 0 | 0 | 77945.3816 | 52874.2126 | 188202.9732 | 9846.4594 | 159430.4368 | 1.0352 | 0.11547 | 12.6186 | 5.1679 | 7.4506 | 132848.0784 | 14644.1023 | 757520.2616 | 285395.3017 | 1329101.4456 | 0 | 0 | 0 | 6.1393 | #N/A | #N/A
Nickel 1 PV-NT | CIPV | CA_CISO | CA | Hourly Resource | PV-NonTracking | 1.5 | 0 |  | 2012-11-27 | 2051-12-31 | 34.3596 | -16.61 | -4.1611 | 1.5 | 1.5 | 2989.095 | 0 | 0 | 0.22748 | 0 | 0.1027 | 0.1027 | 8760 | 0 | 8760 | 0 | 0 | 0 | 0 | 126.195 | 83.5464 | -1.6151 | -1.529 | -27.2635 | 2060.6365 | 82.9637 | 0 | 0 | 0 | 0 | 0 | 0 | 0 | 0 | 0 | 0 | 0 | 0 | 0 | 0 | -9.2405e-08 | 0.15866 | 0.00010078 | 4.7626 | 4.7626 | 4.7626 | 0 | 0 | 0 | 0 | -9.578e-07 | 0 | 0 | 0 | 0.1027 | #N/A | #N/A
Nicolis 1 PV-NT | CISC | CA_CISO | CA | Hourly Resource | PV-NonTracking | 20 | 0 |  | 2016-09-15 | 2050-12-31 | 40.2871 | -9.6508 | -4.2922 | 20 | 20 | 47190.38 | 0 | 0 | 0.26935 | 0 | 1.9012 | 1.9012 | 8760 | 0 | 8760 | 0 | 0 | 0 | 0 | 403.22 | 78.4986 | -6.5556 | -1.6363 | -25.862 | 2059.4739 | 74.8169 | 0 | 0 | 0 | 0 | 0 | 0 | 0 | 0 | 0 | 0 | 0 | 9.44 | 0 | 0 | 6.9849e-07 | 0.15866 | 0.00010078 | 4.7626 | 4.7626 | 4.7626 | 0 | 0.0070573 | 0 | 0 | 2.492e-06 | 0 | 0 | 0 | 1.9012 | #N/A | #N/A
Nid Hydro Bowman Powerhouse 1 HY | CIPV | CA_CISO | CA | Hydro | HydroRPS | 3.6 | 0 |  | 2016-12-20 | 2050-12-31 | 100.3602 | 8.9721 | -1.8712 | 3.2372 | 2.2778 | 14161.355 | 0 | 0 | 0.44905 | 0 | 1.4212 | 1.4212 | 0 | 0 | 86 | 8674 | 0 | 0 | 0 | 532.9667 | 100.5918 | 15.021 | -1.1197 | -56.9693 | 1795.2054 | 74.3331 | 0 | 0 | 0 | 0 | 0 | 0 | 0 | 0 | 0 | 0 | 51.6916 | 1269.472 | 1.4348 | 150.5721 | 6243.6917 | 0.15866 | 0.00010078 | 4.7626 | 4.7626 | 4.7626 | 476.3423 | 0.20137 | 10.4487 | 3511.2474 | 24862.3131 | 0 | 0 | 0 | 1.4501 | #N/A | #N/A
Nimbus 1 HY | BANC | CA_BANC | CA | Hydro | HydroRPS | 17.26 | 0 |  | 1955-05-01 | 2050-12-31 | 105.3003 | 13.8317 | 4.3259 | 8.9065 | 6.897 | 58673.7007 | 0 | 0 | 0.48748 | 0 | 6.1784 | 6.1784 | 0 | 0 | 441 | 8319 | 0 | 0 | 0 | 0 | 107.1543 | 15.9361 | 4.5276 | -11.9789 | 1871.108 | 66.3074 | 0 | 0 | 0 | 0 | 0 | 0 | 0 | 0 | 0 | 0 | 2661.9224 | 13952.5615 | 1277.5045 | 2135.0913 | 7868.4969 | 0.3521 | 0.050745 | 0.86998 | 0.031824 | 0.83815 | 2335.2018 | 17.1306 | 1112.2941 | 210.8742 | 2875.4634 | 0 | 0 | 0 | 6.1849 | #N/A | #N/A
Nine Canyon Wind | BPAT | NW_BPAT | WA | Hourly Resource | WT-Onshore | 95.9 | 0 |  | 2002-09-11 | 2050-12-31 | 90.9508 | 19.4102 | -0.85854 | 95.9 | 95.9 | 263316.7584 | 0 | 0 | 0.31344 | 0 | 23.9489 | 23.9489 | 8760 | 0 | 8760 | 0 | 0 | 0 | 0 | 1.8221 | 125.3106 | 34.2322 | 4.3879 | -15.6898 | 1841.6067 | 99.5416 | 0 | 0 | 0 | 0 | 0 | 0 | 0 | 0 | 0 | 0 | 0 | 263311.3673 | 0 | 0 | 1.8219 | 0.13517 | 0.13517 | 0.67195 | 0.031824 | 0.68397 | 0 | 1176.3268 | 0 | 0 | 46.5811 | 0 | 0 | 0 | 23.9501 | #N/A | #N/A
Nine Mile 1 HY | AVA | NW_AVA | WA | Hydro | Hydro | 37.6 | 0 |  | 2015-04-01 | 2050-12-31 | 92.756 | 16.0672 | 2.246 | 20.8645 | 23.8344 | 143289.9073 | 0 | 0 | 0.28202 | 0 | 13.291 | 13.291 | 0 | 0 | 287 | 8473 | 0 | 0 | 0 | 0 | 109.7434 | 20.1134 | 2.9394 | -33.3294 | 1997.2131 | 105.179 | 0 | 0 | 0 | 0 | 0 | 0 | 0 | 0 | 0 | 0 | 36.2028 | 63.6411 | 1639.5502 | 18380.32 | 10234.6133 | 0.0011683 | 0.0011677 | 1.4929 | 0.031824 | 2.0045 | 23.9526 | 41.0604 | 4796.1099 | 36.7765 | 37189.3147 | 0 | 0 | 0 | 13.3331 | #N/A | #N/A
Niyol Wind 1 WT | WACM | RM_WACM | CO | Hourly Resource | WT-Onshore | 200 | 0 |  | 2021-10-29 | 2041-11-30 | 102.9755 | 23.6608 | -3.377 | 200 | 200 | 760678.5957 | 0 | 0 | 0.43418 | 0 | 78.3313 | 78.3313 | 8760 | 0 | 8760 | 0 | 0 | 0 | 0 | 0 | 134.6792 | 47.7399 | 0.24878 | -23.9187 | 2498.9282 | 212.8967 | 0 | 0 | 0 | 0 | 0 | 0 | 0 | 0 | 0 | 0 | 0 | 11899.1121 | 0 | 0 | -0.0010763 | 0.075305 | 0.00032051 | 86.4793 | 43.2396 | 43.2397 | 0 | 13.0378 | 0 | 0 | -0.042792 | 0 | 0 | 0 | 78.3313 | #N/A | #N/A
Nm Community Solar 10 Mw PV-T | EPE | SW_EPE | NM | Hourly Resource | PV-Tracking | 10 | 0 |  | 2024-05-01 | 2044-05-01 | 27.226 | -28.3515 | -3.0416 | 10 | 10 | 25509.2492 | 0 | 0 | 0.2912 | 0 | 0.69451 | 0.69451 | 8760 | 0 | 8760 | 0 | 0 | 0 | 0 | 3016.7708 | 53.0913 | -29.9971 | -3.6021 | -27.8982 | 1977.4469 | 73.1607 | 0 | 0 | 0 | 0 | 0 | 0 | 0 | 0 | 0 | 0 | 0 | 13741.7498 | 0 | 0 | 2468.2873 | 25.7912 | 14.221 | 42.7558 | 5.1679 | 37.1905 | 0 | 156841.3106 | 0 | 0 | 24877.7632 | 0 | 0 | 0 | 0.87623 | #N/A | #N/A
Nm Community Solar 20 Mw PV-T | EPE | SW_EPE | NM | Hourly Resource | PV-Tracking | 20 | 0 |  | 2025-05-01 | 2045-05-01 | 25.2665 | -27.2228 | -3.5732 | 20 | 20 | 50596.7656 | 0 | 0 | 0.28879 | 0 | 1.2784 | 1.2784 | 8760 | 0 | 8760 | 0 | 0 | 0 | 0 | 6455.2744 | 52.7223 | -30.0006 | -3.9676 | -27.5648 | 1983.0825 | 73.0436 | 0 | 0 | 0 | 0 | 0 | 0 | 0 | 0 | 0 | 0 | 0 | 22155.8002 | 0 | 0 | 5530.2826 | 25.7912 | 14.221 | 42.7558 | 5.1679 | 37.1905 | 0 | 311496.6135 | 0 | 0 | 134990.7193 | 0 | 0 | 0 | 1.7249 | #N/A | #N/A
North Central Valley BA | CIPV | CA_CISO | CA | Pumped Storage | Energy Storage | 132 | -132 |  | 2023-08-01 | 2050-12-31 | 91.3269 | -1.9917 | 4.0772 | 132 | 132 | 193937.3168 | 226298.0118 | 16.3456 | 0.16772 | 0.63035 | 5.6876 | 5.0572 | 8760 | 0 | 8760 | 0 | 0 | -0.048541 | 1.6103 | 0 | 97.2058 | 5.3591 | 5.1561 | -26.5619 | 1859.3634 | 66.5527 | 1.238 | 0 | 0 | 0 | 0 | 0 | 0 | 0 | 0 | 0 | 87598.4962 | 455425.0578 | 320377.9515 | 264 | 210860.7551 | 0.15866 | 0.00010078 | 4.7626 | 4.7626 | 4.7626 | 1095.522 | 33.8538 | 2089732.0339 | 1033.1998 | 508404.1359 | 0 | 0 | 0 | 8.2879 | #N/A | #N/A
North Fork 1 HY | PGE | NW_PGE | OR | Hydro | Hydro | 40.8 | 0 |  | 1958-12-01 | 2050-12-31 | 89.8566 | 12.7019 | 4.2568 | 16.229 | 38.2384 | 159811.166 | 0 | 0 | 0.32577 | 0 | 14.3601 | 14.3601 | 0 | 0 | 131 | 8629 | 0 | 0 | 0 | 0 | 109.8153 | 17.2375 | 5.8873 | -36.5582 | 1806.0792 | 98.2057 | 0 | 0 | 0 | 0 | 0 | 0 | 0 | 0 | 0 | 0 | 8673.1575 | 22952.1576 | 6200.4925 | 351.2022 | 36300.935 | 0.37688 | 0.20869 | 12.0258 | 0.031824 | 12.3093 | 5358.1009 | 10995.6858 | 29344.1626 | 31.6463 | 406321.3138 | 0 | 0 | 0 | 14.8121 | #N/A | #N/A
North Hurlburt Wind | BPAT | NW_BPAT | OR | Hourly Resource | WT-Onshore | 265 | 0 |  | 2012-03-01 | 2050-12-31 | 84.0548 | 15.7457 | -2.0024 | 265 | 265 | 533969.4948 | 0 | 0 | 0.23002 | 0 | 44.8827 | 44.8827 | 8760 | 0 | 8760 | 0 | 0 | 0 | 0 | 867.0215 | 124.026 | 33.717 | 3.6185 | -15.4993 | 1806.4401 | 97.1266 | 0 | 0 | 0 | 0 | 0 | 0 | 0 | 0 | 0 | 0 | 0 | 32931.1271 | 0 | 0 | 0.00022035 | 0.13517 | 0.13517 | 0.67195 | 0.031824 | 0.68397 | 0 | 11.5978 | 0 | 0 | 0.00010275 | 0 | 0 | 0 | 44.8827 | #N/A | #N/A
North Lancaster Ranch 1 PV-NT | CISC | CA_CISO | CA | Hourly Resource | PV-NonTracking | 20 | 0 |  | 2016-12-31 | 2050-12-31 | 35.2037 | -15.8743 | -5.3694 | 20 | 20 | 52004.8401 | 0 | 0 | 0.29683 | 0 | 1.8308 | 1.8308 | 8760 | 0 | 8760 | 0 | 0 | 0 | 0 | 135.48 | 72.9585 | -8.743 | -4.989 | -25.15 | 1963.6005 | 71.9417 | 0 | 0 | 0 | 0 | 0 | 0 | 0 | 0 | 0 | 0 | 0 | 30.92 | 0 | 0 | 3.1432e-06 | 0.15866 | 0.00010078 | 4.7626 | 4.7626 | 4.7626 | 0 | 0.020839 | 0 | 0 | 3.5709e-05 | 0 | 0 | 0 | 1.8308 | #N/A | #N/A
North Muddy 2 PV-NT | NEVP | SW_NVE | NV | Hourly Resource | PV-NonTracking | 250 | 0 |  | 2024-01-02 | 2051-12-31 | 15.678 | -31.2172 | -6.4566 | 250 | 250 | 628318.4289 | 0 | 0 | 0.2869 | 0 | 9.8508 | 9.8508 | 8760 | 0 | 8760 | 0 | 0 | 0 | 0 | 2006.8208 | 45.4877 | -33.2835 | -7.9194 | -38.0836 | 1878.9169 | 64.4175 | 0 | 0 | 0 | 0 | 0 | 0 | 0 | 0 | 0 | 0 | 0 | 0 | 0 | 0 | -4.4238e-06 | 0.19614 | 0.00021973 | 4.6327 | 0.031824 | 4.6009 | 0 | 0 | 0 | 0 | 1.5872e-05 | 0 | 0 | 0 | 9.8508 | #N/A | #N/A
North Palm Springs 1A 1 PV-NT | CISC | CA_CISO | CA | Hourly Resource | PV-NonTracking | 2.4 | 0 |  | 2012-11-02 | 2050-12-31 | 34.3652 | -20.4158 | -6.3298 | 2.4 | 2.4 | 5152.2506 | 0 | 0 | 0.24507 | 0 | 0.17706 | 0.17706 | 8760 | 0 | 8760 | 0 | 0 | 0 | 0 | 272.2848 | 67.2752 | -13.1776 | -6.2378 | -26.2479 | 1958.0386 | 70.6333 | 0 | 0 | 0 | 0 | 0 | 0 | 0 | 0 | 0 | 0 | 0 | 0 | 0 | 0 | -5.8208e-08 | 0.15866 | 0.00010078 | 4.7626 | 4.7626 | 4.7626 | 0 | 0 | 0 | 0 | -1.7096e-07 | 0 | 0 | 0 | 0.17706 | #N/A | #N/A
North Palm Springs 4A 1 PV-NT | CISC | CA_CISO | CA | Hourly Resource | PV-NonTracking | 4 | 0 |  | 2012-11-02 | 2054-12-31 | 34.2887 | -20.4333 | -6.3109 | 4 | 4 | 8599.772 | 0 | 0 | 0.24543 | 0 | 0.29488 | 0.29488 | 8760 | 0 | 8760 | 0 | 0 | 0 | 0 | 441.12 | 67.2948 | -13.1776 | -6.2182 | -26.2461 | 1958.8658 | 70.6493 | 0 | 0 | 0 | 0 | 0 | 0 | 0 | 0 | 0 | 0 | 0 | 0 | 0 | 0 | 0 | 0.15866 | 0.00010078 | 4.7626 | 4.7626 | 4.7626 | 0 | 0 | 0 | 0 | 0 | 0 | 0 | 0 | 0.29488 | #N/A | #N/A
North Park Solar PV | BPAT | NW_BPAT | OR | Hourly Resource | PV | 1 | 0 |  | 2017-06-19 | 2051-12-31 | 83.2489 | 26.5458 | 3.1702 | 1 | 1 | 2278.843 | 0 | 0 | 0.26014 | 0 | 0.18971 | 0.18971 | 8760 | 0 | 8760 | 0 | 0 | 0 | 0 | 16.336 | 104.6888 | 14.016 | 3.9822 | -38.3858 | 1786.5789 | 88.5152 | 0 | 0 | 0 | 0 | 0 | 0 | 0 | 0 | 0 | 0 | 0 | 0 | 0 | 0 | 4.57 | 0.13517 | 0.13517 | 0.67195 | 0.031824 | 0.68397 | 0 | 0 | 0 | 0 | 223.2589 | 0 | 0 | 0 | 0.18994 | #N/A | #N/A
North Rosamond Solar 1 PV-NT | CISC | CA_CISO | CA | Hourly Resource | PV-NonTracking | 150 | 0 |  | 2019-06-11 | 2050-12-31 | 30.8568 | -19.0469 | -5.6604 | 150 | 150 | 402021.0006 | 0 | 0 | 0.30595 | 0 | 12.4051 | 12.4051 | 8760 | 0 | 8760 | 0 | 0 | 0 | 0 | 10312.2 | 70.8412 | -10.4023 | -5.447 | -27.9205 | 1954.5985 | 72.7781 | 0 | 0 | 0 | 0 | 0 | 0 | 0 | 0 | 0 | 0 | 0 | 11256.3006 | 0 | 0 | 358.8362 | 0.15866 | 0.00010078 | 4.7626 | 4.7626 | 4.7626 | 0 | 4.8103 | 0 | 0 | 0.15138 | 0 | 0 | 0 | 12.4051 | #N/A | #N/A
North Sky River Wind Project 1 WT | CISC | CA_CISO | CA | Hourly Resource | WT-Onshore | 160 | 0 |  | 2012-12-08 | 2050-12-31 | 63.2225 | -14.0151 | -8.6026 | 160 | 160 | 520015.1995 | 0 | 0 | 0.37102 | 0 | 32.8767 | 32.8767 | 8760 | 0 | 8760 | 0 | 0 | 0 | 0 | 9682.8777 | 69.3973 | -10.3451 | -6.9482 | -26.0501 | 1860.7699 | 70.5889 | 0 | 0 | 0 | 0 | 0 | 0 | 0 | 0 | 0 | 0 | 0 | 72670.2978 | 0 | 0 | 1408.4818 | 0.15866 | 0.00010078 | 4.7626 | 4.7626 | 4.7626 | 0 | 17.5672 | 0 | 0 | 0.38944 | 0 | 0 | 0 | 32.8767 | #N/A | #N/A
North Star Solar 1 PV-NT | CIPV | CA_CISO | CA | Hourly Resource | PV-Tracking | 60 | 0 |  | 2015-06-20 | 2050-12-31 | 58.1644 | -2.9185 | -3.3141 | 60 | 60 | 103843.2472 | 0 | 0 | 0.19757 | 0 | 6.04 | 6.04 | 8760 | 0 | 8760 | 0 | 0 | 0 | 0 | 25754.9528 | 92.9206 | 4.4332 | 1.7968 | -40.2489 | 2203.988 | 90.4651 | 0 | 0 | 0 | 0 | 0 | 0 | 0 | 0 | 0 | 0 | 0 | 13155.0898 | 0 | 0 | 2376.1769 | 0.15866 | 0.00010078 | 4.7626 | 4.7626 | 4.7626 | 0 | 4.0405 | 0 | 0 | 0.79104 | 0 | 0 | 0 | 6.04 | #N/A | #N/A
Northern California Ex Wind Generic WT | CIPV | CA_CISO | CA | Hourly Resource | WT-Onshore | 333 | 0 |  | 2030-01-01 | 2050-12-31 | 88.3555 | 7.335 | 0.64216 | 333 | 333 | 681723.5537 | 0 | 0 | 0.2337 | 0 | 60.2341 | 60.2341 | 8760 | 0 | 8760 | 0 | 0 | 0 | 0 | 441.5973 | 97.2249 | 8.8291 | 1.7052 | -25.9623 | 1781.6648 | 67.5581 | 0 | 0 | 0 | 0 | 0 | 0 | 0 | 0 | 0 | 0 | 0 | 18.315 | 0 | 0 | 11.3589 | 0.15866 | 0.00010078 | 4.7626 | 4.7626 | 4.7626 | 0 | 0.013692 | 0 | 0 | 0.004329 | 0 | 0 | 0 | 60.2341 | #N/A | #N/A
Northern Colorado Wind 1 WT | PSCO | RM_PSCO | CO | Hourly Resource | WT-Onshore | 174 | 0 |  | 2009-08-25 | 2034-08-24 | 88.3714 | 20.2976 | -0.93218 | 174 | 174 | 399288.6039 | 0 | 0 | 0.26196 | 0 | 35.2857 | 35.2857 | 8760 | 0 | 8760 | 0 | 0 | 0 | 0 | 1369.3624 | 138.3485 | 49.3907 | 2.2673 | -25.3221 | 2501.4863 | 214.0374 | 0 | 0 | 0 | 0 | 0 | 0 | 0 | 0 | 0 | 0 | 0 | 343543.454 | 0 | 0 | 1369.3604 | 0.42135 | 0.055066 | 119.3454 | 43.2396 | 76.1058 | 0 | 1328.4207 | 0 | 0 | 2759.6734 | 0 | 0 | 0 | 35.2898 | #N/A | #N/A
Northern Orchard Solar 1 PV-NT | CIPV | CA_CISO | CA | Hourly Resource | PV-NonTracking | 150 | 0 |  | 2023-12-31 | 2050-12-31 | 33.2252 | -16.7781 | -5.049 | 150 | 150 | 402820.3194 | 0 | 0 | 0.30656 | 0 | 13.3838 | 13.3838 | 8760 | 0 | 8760 | 0 | 0 | 0 | 0 | 824.7306 | 79.4031 | -3.3622 | -3.9253 | -25.0481 | 1999.6205 | 75.9749 | 0 | 0 | 0 | 0 | 0 | 0 | 0 | 0 | 0 | 0 | 0 | 0 | 0 | 0 | 1.3039e-06 | 0.15866 | 0.00010078 | 4.7626 | 4.7626 | 4.7626 | 0 | 0 | 0 | 0 | -0.00010608 | 0 | 0 | 0 | 13.3838 | #N/A | #N/A
Northern Orchard Solar PV LLC NOBAT BA | CIPV | CA_CISO | CA | Pumped Storage | Energy Storage | 92 | -92 |  | 2024-03-01 | 2051-12-31 | 60.0077 | -12.7728 | -6.2801 | 92 | 92 | 128386.9769 | 149744.6671 | 5.2447 | 0.1593 | 0.4172 | 6.2007 | 5.7835 | 8760 | 0 | 8760 | 0 | 0 | -0.032037 | 1.0074 | 0 | 79.4031 | -3.3622 | -3.9253 | -25.0481 | 1999.6205 | 75.9749 | 1.1564 | 0 | 0 | 0 | 0 | 0 | 0 | 0 | 0 | 0 | 22.1392 | 27.0588 | 3421.9673 | 0 | 1924.2319 | 0.15866 | 0.00010078 | 4.7626 | 4.7626 | 4.7626 | 0.0078926 | 0.0089375 | 18925.4526 | 0 | 16814.1467 | 0 | 0 | 0 | 6.2365 | #N/A | #N/A
Northern_California_Solar_Cayetano_230kV PV | CIPB | CA_CISO | CA | Hourly Resource | PV | 100 | 0 |  | 2030-05-01 | 2051-12-31 | 61.0477 | 6.0527 | -0.20887 | 100 | 100 | 246453.7001 | 0 | 0 | 0.28134 | 0 | 15.0454 | 15.0454 | 8760 | 0 | 8760 | 0 | 0 | 0 | 0 | 2659.2 | 96.7962 | 7.4545 | 2.6511 | -26.1446 | 1718.3657 | 65.9083 | 0 | 0 | 0 | 0 | 0 | 0 | 0 | 0 | 0 | 0 | 0 | 0 | 0 | 0 | 1.4994e-05 | 0.15866 | 0.00010078 | 4.7626 | 4.7626 | 4.7626 | 0 | 0 | 0 | 0 | 5.6535e-05 | 0 | 0 | 0 | 15.0454 | #N/A | #N/A
Northern_California_Solar_Cortina_115kV 1 PV | CIPV | CA_CISO | CA | Hourly Resource | PV | 30 | 0 |  | 2025-05-01 | 2051-12-31 | 62.2764 | 7.5027 | -0.52682 | 30 | 30 | 66665.7601 | 0 | 0 | 0.25367 | 0 | 4.1517 | 4.1517 | 8760 | 0 | 8760 | 0 | 0 | 0 | 0 | 148.62 | 95.8436 | 8.3049 | 0.84815 | -25.9334 | 1748.3833 | 64.955 | 0 | 0 | 0 | 0 | 0 | 0 | 0 | 0 | 0 | 0 | 0 | 0 | 0 | 0 | -2.0955e-07 | 0.15866 | 0.00010078 | 4.7626 | 4.7626 | 4.7626 | 0 | 0 | 0 | 0 | -2.8686e-06 | 0 | 0 | 0 | 4.1517 | #N/A | #N/A
Northern_California_Solar_Cortina_115kV 2 PV | CIPV | CA_CISO | CA | Hourly Resource | PV | 30 | 0 |  | 2026-05-01 | 2051-12-31 | 62.2764 | 7.5027 | -0.52682 | 30 | 30 | 66665.7601 | 0 | 0 | 0.25367 | 0 | 4.1517 | 4.1517 | 8760 | 0 | 8760 | 0 | 0 | 0 | 0 | 148.62 | 95.8436 | 8.3049 | 0.84815 | -25.9334 | 1748.3833 | 64.955 | 0 | 0 | 0 | 0 | 0 | 0 | 0 | 0 | 0 | 0 | 0 | 0 | 0 | 0 | -2.0955e-07 | 0.15866 | 0.00010078 | 4.7626 | 4.7626 | 4.7626 | 0 | 0 | 0 | 0 | -2.8686e-06 | 0 | 0 | 0 | 4.1517 | #N/A | #N/A
Northern_California_Solar_Cortina_115kV PV | CIPV | CA_CISO | CA | Hourly Resource | PV | 170 | 0 |  | 2030-05-01 | 2051-12-31 | 62.2764 | 7.5027 | -0.52682 | 170 | 170 | 377772.64 | 0 | 0 | 0.25367 | 0 | 23.5263 | 23.5263 | 8760 | 0 | 8760 | 0 | 0 | 0 | 0 | 842.18 | 95.8436 | 8.3049 | 0.84815 | -25.9334 | 1748.3833 | 64.955 | 0 | 0 | 0 | 0 | 0 | 0 | 0 | 0 | 0 | 0 | 0 | 0 | 0 | 0 | 1.0151e-05 | 0.15866 | 0.00010078 | 4.7626 | 4.7626 | 4.7626 | 0 | 0 | 0 | 0 | 0.00010993 | 0 | 0 | 0 | 23.5263 | #N/A | #N/A
Northern_California_Solar_Delevan_230kV PV | CIPV | CA_CISO | CA | Hourly Resource | PV | 300 | 0 |  | 2030-05-01 | 2051-12-31 | 62.8246 | 7.7414 | -0.20235 | 300 | 300 | 666795.4126 | 0 | 0 | 0.25373 | 0 | 41.8912 | 41.8912 | 8760 | 0 | 8760 | 0 | 0 | 0 | 0 | 1348.3871 | 96.0614 | 8.5702 | 0.80058 | -25.8239 | 1741.0978 | 65.1927 | 0 | 0 | 0 | 0 | 0 | 0 | 0 | 0 | 0 | 0 | 0 | 0 | 0 | 0 | -1.8999e-05 | 0.15866 | 0.00010078 | 4.7626 | 4.7626 | 4.7626 | 0 | 0 | 0 | 0 | 7.4914e-06 | 0 | 0 | 0 | 41.8912 | #N/A | #N/A
Northern_California_Solar_Lakeville_230kV PV | CIPV | CA_CISO | CA | Hourly Resource | PV | 11.6 | 0 |  | 2024-05-01 | 2051-12-31 | 62.2291 | 7.0096 | -0.37879 | 11.6 | 11.6 | 25670.9748 | 0 | 0 | 0.25263 | 0 | 1.5975 | 1.5975 | 8760 | 0 | 8760 | 0 | 0 | 0 | 0 | 163.9196 | 95.9857 | 7.7592 | 1.5359 | -25.8857 | 1797.9701 | 65.2516 | 0 | 0 | 0 | 0 | 0 | 0 | 0 | 0 | 0 | 0 | 0 | 0 | 0 | 0 | 3.2014e-07 | 0.15866 | 0.00010078 | 4.7626 | 4.7626 | 4.7626 | 0 | 0 | 0 | 0 | -1.1758e-06 | 0 | 0 | 0 | 1.5975 | #N/A | #N/A
Northern_California_Solar_Madison_115kV PV | CIPV | CA_CISO | CA | Hourly Resource | PV | 13 | 0 |  | 2024-05-01 | 2051-12-31 | 63.9283 | 7.1849 | 0.65536 | 13 | 13 | 28581.111 | 0 | 0 | 0.25098 | 0 | 1.8271 | 1.8271 | 8760 | 0 | 8760 | 0 | 0 | 0 | 0 | 371.787 | 97.4671 | 7.7754 | 3.0012 | -26.2026 | 1786.0258 | 65.5397 | 0 | 0 | 0 | 0 | 0 | 0 | 0 | 0 | 0 | 0 | 0 | 0 | 0 | 0 | -2.9686e-06 | 0.15866 | 0.00010078 | 4.7626 | 4.7626 | 4.7626 | 0 | 0 | 0 | 0 | -7.093e-06 | 0 | 0 | 0 | 1.8271 | #N/A | #N/A
Northern_California_Solar_Putah Creek_115kV PV | CIPV | CA_CISO | CA | Hourly Resource | PV | 3 | 0 |  | 2024-05-01 | 2051-12-31 | 63.748 | 7.1561 | 0.65081 | 3 | 3 | 6608.964 | 0 | 0 | 0.25148 | 0 | 0.42131 | 0.42131 | 8760 | 0 | 8760 | 0 | 0 | 0 | 0 | 72.474 | 97.0813 | 7.7754 | 2.6154 | -26.061 | 1765.3164 | 64.9466 | 0 | 0 | 0 | 0 | 0 | 0 | 0 | 0 | 0 | 0 | 0 | 0 | 0 | 0 | -6.1118e-07 | 0.15866 | 0.00010078 | 4.7626 | 4.7626 | 4.7626 | 0 | 0 | 0 | 0 | -3.6543e-06 | 0 | 0 | 0 | 0.42131 | #N/A | #N/A
Northern_California_Solar_Tulucay_230kV PV | CIPB | CA_CISO | CA | Hourly Resource | PV | 25 | 0 |  | 2032-05-01 | 2051-12-31 | 62.7843 | 7.0581 | 0.045132 | 25 | 25 | 55265.2 | 0 | 0 | 0.25235 | 0 | 3.4698 | 3.4698 | 8760 | 0 | 8760 | 0 | 0 | 0 | 0 | 413.45 | 96.435 | 7.7633 | 1.9812 | -25.9344 | 1784.0835 | 65.1102 | 0 | 0 | 0 | 0 | 0 | 0 | 0 | 0 | 0 | 0 | 0 | 0 | 0 | 0 | -8.964e-07 | 0.15866 | 0.00010078 | 4.7626 | 4.7626 | 4.7626 | 0 | 0 | 0 | 0 | -2.5081e-05 | 0 | 0 | 0 | 3.4698 | #N/A | #N/A
Northern_California_Solar_Woodland_115kV PV | CIPV | CA_CISO | CA | Hourly Resource | PV | 12 | 0 |  | 2024-05-01 | 2051-12-31 | 67.2017 | 6.6283 | 3.3252 | 12 | 12 | 25931.004 | 0 | 0 | 0.24668 | 0 | 1.7426 | 1.7426 | 8760 | 0 | 8760 | 0 | 0 | 0 | 0 | 794.748 | 102.4555 | 8.3922 | 7.3728 | -28.2957 | 1965.6499 | 71.5295 | 0 | 0 | 0 | 0 | 0 | 0 | 0 | 0 | 0 | 0 | 0 | 0 | 0 | 0 | -2.4447e-06 | 0.15866 | 0.00010078 | 4.7626 | 4.7626 | 4.7626 | 0 | 0 | 0 | 0 | -1.4617e-05 | 0 | 0 | 0 | 1.7426 | #N/A | #N/A
Northern_California_Wind- Pit 1 - Cottonwood WT | CIPV | CA_CISO | CA | Hourly Resource | WT-Onshore | 210 | 0 |  | 2028-05-01 | 2051-12-31 | 83.4191 | 2.7903 | -0.11791 | 210 | 210 | 616313.7236 | 0 | 0 | 0.33503 | 0 | 51.4123 | 51.4123 | 8760 | 0 | 8760 | 0 | 0 | 0 | 0 | 54.7541 | 95.8137 | 8.1782 | 0.94497 | -25.4053 | 1767.7966 | 69.9736 | 0 | 0 | 0 | 0 | 0 | 0 | 0 | 0 | 0 | 0 | 0 | 0 | 0 | 0 | -0.00064261 | 0.15866 | 0.00010078 | 4.7626 | 4.7626 | 4.7626 | 0 | 0 | 0 | 0 | -0.0089565 | 0 | 0 | 0 | 51.4123 | #N/A | #N/A
Northern_California_Wind_Birds Landing_230kV WT | CIPB | CA_CISO | CA | Hourly Resource | WT-Onshore | 210 | 0 |  | 2030-05-01 | 2051-12-31 | 100.2058 | 1.3062 | 0.64919 | 210 | 210 | 549723.9425 | 0 | 0 | 0.29883 | 0 | 55.0856 | 55.0856 | 8760 | 0 | 8760 | 0 | 0 | 0 | 0 | 1179.9782 | 95.5763 | 6.9918 | 1.894 | -25.9817 | 1619.052 | 60.5983 | 0 | 0 | 0 | 0 | 0 | 0 | 0 | 0 | 0 | 0 | 0 | 0 | 0 | 0 | 0.00041202 | 0.15866 | 0.00010078 | 4.7626 | 4.7626 | 4.7626 | 0 | 0 | 0 | 0 | 0.028865 | 0 | 0 | 0 | 55.0856 | #N/A | #N/A
Northern_California_Wind_Eagle Rock (PGE) WT | CIPV | CA_CISO | CA | Hourly Resource | WT-Onshore | 131 | 0 |  | 2030-05-01 | 2051-12-31 | 84.3003 | 5.9946 | -6.7277 | 131 | 131 | 460491.3341 | 0 | 0 | 0.40128 | 0 | 38.8195 | 38.8195 | 8760 | 0 | 8760 | 0 | 0 | 0 | 0 | 242.874 | 89.1418 | 8.0416 | -5.5903 | -25.853 | 1668.7468 | 61.0305 | 0 | 0 | 0 | 0 | 0 | 0 | 0 | 0 | 0 | 0 | 0 | 0 | 0 | 0 | 7.3155e-05 | 0.15866 | 0.00010078 | 4.7626 | 4.7626 | 4.7626 | 0 | 0 | 0 | 0 | 0.0051082 | 0 | 0 | 0 | 38.8195 | #N/A | #N/A
Northern_California_Wind_Round Mountain_230kV WT | CIPV | CA_CISO | CA | Hourly Resource | WT-Onshore | 100 | 0 |  | 2030-05-01 | 2051-12-31 | 91.3862 | 8.0742 | 2.5719 | 100 | 100 | 293506.7997 | 0 | 0 | 0.33505 | 0 | 26.8225 | 26.8225 | 8760 | 0 | 8760 | 0 | 0 | 0 | 0 | 2 | 100.1704 | 10.5609 | 2.9189 | -25.262 | 1807.3409 | 71.1712 | 0 | 0 | 0 | 0 | 0 | 0 | 0 | 0 | 0 | 0 | 0 | 0 | 0 | 0 | -5.7183e-05 | 0.15866 | 0.00010078 | 4.7626 | 4.7626 | 4.7626 | 0 | 0 | 0 | 0 | -0.0049303 | 0 | 0 | 0 | 26.8225 | #N/A | #N/A
Northern_California_Wind_Table Mountain_230kV WT | CIPV | CA_CISO | CA | Hourly Resource | WT-Onshore | 113 | 0 |  | 2030-05-01 | 2051-12-31 | 91.0706 | 9.7417 | 2.8208 | 113 | 113 | 149061.6907 | 0 | 0 | 0.15059 | 0 | 13.5751 | 13.5751 | 8760 | 0 | 8760 | 0 | 0 | 0 | 0 | 388.268 | 99.5609 | 9.6476 | 3.2228 | -25.5487 | 1831.1692 | 69.1615 | 0 | 0 | 0 | 0 | 0 | 0 | 0 | 0 | 0 | 0 | 0 | 0 | 0 | 0 | 6.1281e-05 | 0.15866 | 0.00010078 | 4.7626 | 4.7626 | 4.7626 | 0 | 0 | 0 | 0 | -0.00078521 | 0 | 0 | 0 | 13.5751 | #N/A | #N/A
Northland Power Jurassic MPC Solar Battery 1 BA | AESO | AB_AESO | AB | Pumped Storage | Energy Storage | 80 | -80 |  | 2024-12-02 | 2051-12-31 | 93.0587 | 9.0157 | -1.9166 | 80 | 80 | 58410.2985 | 67588.5843 | 4.5732 | 0.083348 | 0.189 | 2.5789 | 2.3899 | 8760 | 0 | 8760 | 0 | 0 | -0.013767 | 0.8525 | 0 | 98.2233 | 10.8996 | 0.63314 | -26.2417 | 765.3538 | 68.8648 | 1.0273 | 0 | 0 | 0 | 0 | 0 | 0 | 0 | 0 | 0 | 560195.2737 | 45862.0586 | 569563.9308 | 359.306 | 0 | 1.8659 | 0.0078726 | 35.0857 | 35.06 | 35.06 | 1031432.4515 | 28.2739 | 20918629.0162 | 11488.3192 | 0 | 0 | 0 | 0 | 24.5405 | #N/A | #N/A
Northwest ESS PV-NT | NEVP | SW_NVE | NV | Hourly Resource | PV-NonTracking | 200 | 0 |  | 2024-07-30 | 2051-12-31 | 13.961 | -33.2628 | -6.0926 | 200 | 200 | 491233.4001 | 0 | 0 | 0.28038 | 0 | 6.8581 | 6.8581 | 8760 | 0 | 8760 | 0 | 0 | 0 | 0 | 0 | 46.3641 | -32.8005 | -7.526 | -24.8095 | 1898.6627 | 65.5923 | 0 | 0 | 0 | 0 | 0 | 0 | 0 | 0 | 0 | 0 | 0 | 0 | 0 | 0 | -3.7253e-06 | 0.19614 | 0.00021973 | 4.6327 | 0.031824 | 4.6009 | 0 | 0 | 0 | 0 | -2.548e-06 | 0 | 0 | 0 | 6.8581 | #N/A | #N/A
Noxon Rapids 1 HY | AVA | NW_AVA | MT | Hydro | Hydro | 487.79 | 0 |  | 1959-09-01 | 2050-12-31 | 98.8257 | 17.4257 | -0.13829 | 410.2897 | 423.4503 | 1842821.3686 | 0 | 0 | 0.38458 | 0 | 182.1181 | 182.1181 | 0 | 0 | 259 | 8501 | 0 | 0 | 0 | 0 | 108.2102 | 20.3733 | 1.1464 | -32.1755 | 1851.7185 | 104.146 | 0 | 0 | 0 | 0 | 0 | 0 | 0 | 0 | 0 | 0 | 2153.0078 | 25767.475 | 6388.9108 | 299979.423 | 533902.9536 | 0.0011683 | 0.0011677 | 1.4929 | 0.031824 | 2.0045 | 0.5607 | 939.6326 | 4718.9456 | 9600.8279 | 263698.9274 | 0 | 0 | 0 | 182.3971 | #N/A | #N/A
Nrg Borrego Solar One 1 PV-NT | CISD | CA_CISO | CA | Hourly Resource | PV-NonTracking | 26 | 0 |  | 2013-02-12 | 2050-12-31 | 26.1022 | -17.4311 | -5.5901 | 26 | 26 | 42175.562 | 0 | 0 | 0.18518 | 0 | 1.1009 | 1.1009 | 8760 | 0 | 8760 | 0 | 0 | 0 | 0 | 419.432 | 68.5368 | -13.4604 | -4.6934 | -27.6651 | 2058.0969 | 74.6262 | 0 | 0 | 0 | 0 | 0 | 0 | 0 | 0 | 0 | 0 | 0 | 42175.562 | 0 | 0 | 419.432 | 0.15866 | 0.00010078 | 4.7626 | 4.7626 | 4.7626 | 0 | 5.4294 | 0 | 0 | 0.047342 | 0 | 0 | 0 | 1.1009 | #N/A | #N/A
Nunn PV-NT | LDWP | CA_LDWP | CA | Hourly Resource | PV-NonTracking | 1 | 0 |  | 2023-04-04 | 2054-12-31 | 59.619 | 7.2634 | -4.5787 | 1 | 1 | 2531.538 | 0 | 0 | 0.28899 | 0 | 0.15093 | 0.15093 | 8760 | 0 | 8760 | 0 | 0 | 0 | 0 | 12.586 | 86.6754 | 4.7056 | -4.7208 | -11.3745 | 1960.3378 | 67.8459 | 0 | 0 | 0 | 0 | 0 | 0 | 0 | 0 | 0 | 0 | 0 | 0 | 0 | 0 | 0 | 0.51018 | 0.0002031 | 10.9758 | 5.1679 | 5.9579 | 0 | 0 | 0 | 0 | 0 | 0 | 0 | 0 | 0.15093 | #N/A | #N/A
Nwmt PV Agg 1 OT | NWMT | NW_NWMT | MT | Hourly Resource | PV-NonTracking | 5 | 2.08 |  | 2018-06-30 | 2050-12-31 | 95.5612 | 37.1441 | 2.8664 | 5 | 5 | 8328.553 | 0 | 0 | 0.19015 | 0 | 0.79589 | 0.79589 | 8760 | 0 | 8760 | 0 | 0 | 0 | 0 | 134.7655 | 111.9864 | 22.4112 | 2.8846 | -93.4045 | 1721.7183 | 117.3593 | 0 | 0 | 0 | 0 | 0 | 0 | 0 | 0 | 0 | 0 | 0 | 609.1069 | 0 | 0 | 99.337 | 9.0549 | 8.0429 | 75.1759 | 0.031824 | 75.1075 | 0 | 44577.0548 | 0 | 0 | 4739.8513 | 0 | 0 | 0 | 0.8452 | #N/A | #N/A
Oak Creek 1 WT | CISC | CA_CISO | CA | Hourly Resource | WT-Onshore | 27.87 | 0 |  | 2017-12-12 | 2050-12-31 | 72.0761 | -13.6188 | -5.7308 | 27.87 | 27.87 | 79936.5419 | 0 | 0 | 0.32742 | 0 | 5.7615 | 5.7615 | 8760 | 0 | 8760 | 0 | 0 | 0 | 0 | 1842.2907 | 71.1217 | -10.3451 | -5.2238 | -25.1803 | 1933.2238 | 72.1261 | 0 | 0 | 0 | 0 | 0 | 0 | 0 | 0 | 0 | 0 | 0 | 9675.0581 | 0 | 0 | 193.5572 | 0.15866 | 0.00010078 | 4.7626 | 4.7626 | 4.7626 | 0 | 2.3623 | 0 | 0 | 0.044883 | 0 | 0 | 0 | 5.7615 | #N/A | #N/A
Oak Flat 1 HY | CIPV | CA_CISO | CA | Hydro | Hydro | 1.3 | 0 |  | 1985-01-01 | 2050-12-31 | 98.5264 | 5.1149 | -0.37803 | 0.38814 | 0.40802 | 2247.6495 | 0 | 0 | 0.22909 | 0 | 0.22145 | 0.22145 | 0 | 0 | 12 | 8748 | 0 | 0 | 0 | 33.4976 | 93.6644 | 6.8776 | 0.09622 | -26.1772 | 1757.4843 | 68.5091 | 0 | 0 | 0 | 0 | 0 | 0 | 0 | 0 | 0 | 0 | 3.4911 | 1.1465 | 1.3252 | 85.9045 | 295.5127 | 0.15866 | 0.00010078 | 4.7626 | 4.7626 | 4.7626 | 25.6509 | 0.00051048 | 55.8862 | 2018.8004 | 7376.2088 | 0 | 0 | 0 | 0.23093 | #N/A | #N/A
Oak Grove 1 HY | PGE | NW_PGE | OR | Hydro | Hydro | 51 | 0 |  | 2022-08-27 | 2051-12-31 | 99.036 | 15.0499 | 4.4241 | 21.4486 | 29.6026 | 181074.7297 | 0 | 0 | 0.53002 | 0 | 17.9329 | 17.9329 | 0 | 0 | 192 | 8568 | 0 | 0 | 0 | 364.9172 | 109.1533 | 17.1653 | 5.2975 | -36.4049 | 1789.522 | 97.4711 | 0 | 0 | 0 | 0 | 0 | 0 | 0 | 0 | 0 | 0 | 1053.3762 | 1878.3918 | 1725.7803 | 279.2265 | 7749.3235 | 0.37688 | 0.20869 | 12.0258 | 0.031824 | 12.3093 | 5934.4581 | 8692.8529 | 28132.6347 | 20.927 | 261957.6437 | 0 | 0 | 0 | 18.2377 | #N/A | #N/A
Oakley Solar Project 1 PV-NT | CIPB | CA_CISO | CA | Hourly Resource | PV-NonTracking | 1.5 | 0 |  | 2013-06-12 | 2050-12-31 | 59.9648 | 5.6805 | 0.39326 | 1.5 | 1.5 | 2866.326 | 0 | 0 | 0.21814 | 0 | 0.17188 | 0.17188 | 8760 | 0 | 8760 | 0 | 0 | 0 | 0 | 38.1315 | 96.0552 | 6.8708 | 2.4938 | -26.0315 | 1685.6218 | 62.1907 | 0 | 0 | 0 | 0 | 0 | 0 | 0 | 0 | 0 | 0 | 0 | 0.711 | 0 | 0 | -1.8736e-07 | 0.15866 | 0.00010078 | 4.7626 | 4.7626 | 4.7626 | 0 | 0.00053154 | 0 | 0 | -7.2604e-07 | 0 | 0 | 0 | 0.17188 | #N/A | #N/A
Oasis Power Plant Eastwind WT | CISC | CA_CISO | CA | Hourly Resource | WT-Onshore | 57.14 | 0 |  | 2021-10-12 | 2050-12-31 | 66.4135 | -12.5993 | -8.9534 | 57.14 | 57.14 | 178530.0989 | 0 | 0 | 0.35667 | 0 | 11.8568 | 11.8568 | 8760 | 0 | 8760 | 0 | 0 | 0 | 0 | 177.9911 | 70.0872 | -9.5411 | -7.0622 | -25.3563 | 1836.8413 | 69.1721 | 0 | 0 | 0 | 0 | 0 | 0 | 0 | 0 | 0 | 0 | 0 | 0 | 0 | 0 | 4.3551e-05 | 0.15866 | 0.00010078 | 4.7626 | 4.7626 | 4.7626 | 0 | 0 | 0 | 0 | 0.0010515 | 0 | 0 | 0 | 11.8568 | #N/A | #N/A
Oasis Solar 1 PV-NT | CISC | CA_CISO | CA | Hourly Resource | PV-NonTracking | 20 | 0 |  | 2016-01-19 | 2050-12-31 | 37.0723 | -10.4579 | -3.9131 | 20 | 20 | 45300.34 | 0 | 0 | 0.25856 | 0 | 1.6794 | 1.6794 | 8760 | 0 | 8760 | 0 | 0 | 0 | 0 | 49.36 | 73.0656 | -8.743 | -4.8819 | -25.128 | 1965.5742 | 71.9991 | 0 | 0 | 0 | 0 | 0 | 0 | 0 | 0 | 0 | 0 | 0 | 54.48 | 0 | 0 | -2.1956e-05 | 0.15866 | 0.00010078 | 4.7626 | 4.7626 | 4.7626 | 0 | 0.028244 | 0 | 0 | -2.1429e-05 | 0 | 0 | 0 | 1.6794 | #N/A | #N/A
Oberon 1 BESS BA | CISC | CA_CISO | CA | Pumped Storage | Energy Storage | 125 | -125 |  | 2023-06-30 | 2054-12-31 | 45.1395 | -22.8487 | -8.8078 | 125 | 125 | 176529.1199 | 205916.605 | 5.5121 | 0.16121 | 0.57367 | 6.2392 | 5.6655 | 8760 | 0 | 8760 | 0 | 0 | -0.044081 | 1.5805 | 0 | 63.1532 | -15.061 | -8.4764 | -25.2892 | 1928.7535 | 68.6387 | 1.0391 | 0 | 0 | 0 | 0 | 0 | 0 | 0 | 0 | 0 | 10975.2997 | 15901.4179 | 52491.7543 | 0 | 86217.8107 | 0.15866 | 0.00010078 | 4.7626 | 4.7626 | 4.7626 | 1.8499 | 2.6394 | 987.6753 | 0 | 43786.2446 | 0 | 0 | 0 | 6.2839 | #N/A | #N/A
Oberon 1A Solar PV-NT | CISC | CA_CISO | CA | Hourly Resource | PV-NonTracking | 250 | 0 |  | 2023-06-30 | 2054-12-31 | 25.6061 | -21.04 | -8.1931 | 250 | 250 | 635652.3037 | 0 | 0 | 0.29025 | 0 | 16.2766 | 16.2766 | 8760 | 0 | 8760 | 0 | 0 | 0 | 0 | 6342.1959 | 62.4052 | -15.061 | -9.2244 | -25.142 | 1925.1431 | 68.6381 | 0 | 0 | 0 | 0 | 0 | 0 | 0 | 0 | 0 | 0 | 0 | 0 | 0 | 0 | 1.1828e-05 | 0.15866 | 0.00010078 | 4.7626 | 4.7626 | 4.7626 | 0 | 0 | 0 | 0 | -2.0417e-05 | 0 | 0 | 0 | 16.2766 | #N/A | #N/A
Oberon 2 BESS BA | CISC | CA_CISO | CA | Pumped Storage | Energy Storage | 125 | -125 |  | 2023-06-30 | 2054-12-31 | 45.101 | -22.831 | -8.7904 | 125 | 125 | 176801.6162 | 206237.189 | 5.5189 | 0.16146 | 0.57456 | 6.2377 | 5.6631 | 8760 | 0 | 8760 | 0 | 0 | -0.044153 | 1.5752 | 0 | 63.1432 | -15.061 | -8.4863 | -25.2923 | 1928.7034 | 68.6342 | 1.0388 | 0 | 0 | 0 | 0 | 0 | 0 | 0 | 0 | 0 | 9461.1034 | 16210.8047 | 53564.5841 | 125 | 83731.1314 | 0.15866 | 0.00010078 | 4.7626 | 4.7626 | 4.7626 | 1.6013 | 2.7142 | 21581.3214 | 0.020625 | 23247.5453 | 0 | 0 | 0 | 6.2825 | #N/A | #N/A
Oberon 2A Solar PV-NT | CISC | CA_CISO | CA | Hourly Resource | PV-NonTracking | 250 | 0 |  | 2023-06-30 | 2054-12-31 | 25.4236 | -20.9985 | -8.316 | 250 | 250 | 636229.7307 | 0 | 0 | 0.29052 | 0 | 16.1753 | 16.1753 | 8760 | 0 | 8760 | 0 | 0 | 0 | 0 | 5764.7688 | 62.4727 | -14.989 | -9.2288 | -25.2757 | 1928.8829 | 68.9825 | 0 | 0 | 0 | 0 | 0 | 0 | 0 | 0 | 0 | 0 | 0 | 0 | 0 | 0 | 1.1828e-05 | 0.15866 | 0.00010078 | 4.7626 | 4.7626 | 4.7626 | 0 | 0 | 0 | 0 | -2.0417e-05 | 0 | 0 | 0 | 16.1753 | #N/A | #N/A
Obsidian Renewables Black Cap II 1 PV-T | PACW | NW_PACW | OR | Hourly Resource | PV-Tracking | 8 | 0 |  | 2016-11-30 | 2036-11-30 | 101.3009 | 42.086 | 0.0052222 | 8 | 8 | 15811.6868 | 0 | 0 | 0.22562 | 0 | 1.6017 | 1.6017 | 8760 | 0 | 8760 | 0 | 0 | 0 | 0 | 1854.5852 | 100.5666 | 13.2735 | 0.60262 | -37.0262 | 1816.5938 | 84.193 | 0 | 0 | 0 | 0 | 0 | 0 | 0 | 0 | 0 | 0 | 0 | 5570.6395 | 0 | 0 | 1854.6332 | 27.0174 | 18.7409 | 65.6973 | 0.031824 | 65.2925 | 0 | 184119.8569 | 0 | 0 | 144535.2502 | 0 | 0 | 0 | 1.9304 | #N/A | #N/A
Ocotillo Solar PV-NT | IID | CA_IID | CA | Hourly Resource | PV-NonTracking | 50 | 0 |  | 2023-06-20 | 2054-12-31 | 23.9107 | -22.0581 | -11.1425 | 50 | 50 | 86514.4428 | 0 | 0 | 0.19752 | 0 | 2.0686 | 2.0686 | 8760 | 0 | 8760 | 0 | 0 | 0 | 0 | 7282.6072 | 60.7915 | -14.9947 | -10.9044 | -28.3936 | 1900.8799 | 68.1946 | 0 | 0 | 0 | 0 | 0 | 0 | 0 | 0 | 0 | 0 | 0 | 165.3143 | 0 | 0 | 7.9162e-07 | 0.30887 | 0.0049745 | 15.5549 | 5.1679 | 10.3853 | 0 | 119.6704 | 0 | 0 | -5.9113e-06 | 0 | 0 | 0 | 2.0687 | #N/A | #N/A
Ocotillo Wind Energy Facility 1 WT | CISD | CA_CISO | CA | Hourly Resource | WT-Onshore | 132.5 | 0 |  | 2013-07-30 | 2050-12-31 | 56.2832 | -15.1891 | -8.0648 | 132.5 | 132.5 | 322134.1341 | 0 | 0 | 0.27753 | 0 | 18.1307 | 18.1307 | 8760 | 0 | 8760 | 0 | 0 | 0 | 0 | 125.08 | 63.4949 | -14.3493 | -8.8464 | -25.1016 | 1882.2559 | 67.15 | 0 | 0 | 0 | 0 | 0 | 0 | 0 | 0 | 0 | 0 | 0 | 322134.1341 | 0 | 0 | 125.0801 | 0.15866 | 0.00010078 | 4.7626 | 4.7626 | 4.7626 | 0 | 27.9695 | 0 | 0 | 0.010547 | 0 | 0 | 0 | 18.1308 | #N/A | #N/A
OcotilloExpress2 | CISD | CA_CISO | CA | Hourly Resource | WT-Onshore | 132.5 | 0 |  | 2013-07-30 | 2050-12-31 | 56.4924 | -15.1756 | -8.0808 | 132.5 | 132.5 | 321330.248 | 0 | 0 | 0.27684 | 0 | 18.1527 | 18.1527 | 8760 | 0 | 8760 | 0 | 0 | 0 | 0 | 928.9661 | 63.4968 | -14.3493 | -8.8445 | -25.1016 | 1882.2559 | 67.1493 | 0 | 0 | 0 | 0 | 0 | 0 | 0 | 0 | 0 | 0 | 0 | 321330.248 | 0 | 0 | 928.9662 | 0.15866 | 0.00010078 | 4.7626 | 4.7626 | 4.7626 | 0 | 27.8342 | 0 | 0 | 0.078049 | 0 | 0 | 0 | 18.1527 | #N/A | #N/A
Old Mill Solar 2 PV-NT | PACW | NW_PACW | OR | Hourly Resource | PV-NonTracking | 5 | 0 |  | 2016-04-01 | 2041-01-30 | 95.7679 | 33.0973 | 1.8428 | 5 | 5 | 11232.7528 | 0 | 0 | 0.25646 | 0 | 1.0757 | 1.0757 | 8760 | 0 | 8760 | 0 | 0 | 0 | 0 | 1411.2472 | 102.8979 | 13.4727 | 2.7346 | -38.0124 | 1825.5635 | 85.2122 | 0 | 0 | 0 | 0 | 0 | 0 | 0 | 0 | 0 | 0 | 0 | 5255.308 | 0 | 0 | 1411.3022 | 27.0174 | 18.7409 | 65.6973 | 0.031824 | 65.2925 | 0 | 163612.093 | 0 | 0 | 106727.9495 | 0 | 0 | 0 | 1.3461 | #N/A | #N/A
Old River One 1 PV-NT | CIPV | CA_CISO | CA | Hourly Resource | PV-NonTracking | 20 | 0 |  | 2014-12-30 | 2050-12-31 | 35.3132 | -15.8012 | -4.2666 | 20 | 20 | 54548.68 | 0 | 0 | 0.31135 | 0 | 1.9263 | 1.9263 | 8760 | 0 | 8760 | 0 | 0 | 0 | 0 | 254.58 | 80.6834 | -3.3634 | -2.6438 | -25.2729 | 2027.9551 | 76.7983 | 0 | 0 | 0 | 0 | 0 | 0 | 0 | 0 | 0 | 0 | 0 | 10741.518 | 0 | 0 | 84.2 | 0.15866 | 0.00010078 | 4.7626 | 4.7626 | 4.7626 | 0 | 3.1902 | 0 | 0 | 0.021989 | 0 | 0 | 0 | 1.9263 | #N/A | #N/A
Oldman 2 Wind Farm 1 WT | AESO | AB_AESO | AB | Hourly Resource | WT-Onshore | 46 | 0 |  | 2014-05-25 | 2050-12-31 | 57.3981 | -14.7654 | -8.1225 | 46 | 46 | 110901.9617 | 0 | 0 | 0.27522 | 0 | 6.3656 | 6.3656 | 8760 | 0 | 8760 | 0 | 0 | 0 | 0 | 6476.8826 | 87.5535 | 5.9627 | -5.0997 | -57.7435 | 780.4743 | 74.6218 | 0 | 0 | 0 | 0 | 0 | 0 | 0 | 0 | 0 | 0 | 0 | 110901.9617 | 0 | 0 | 6476.9287 | 1.8659 | 0.0078726 | 35.0857 | 35.06 | 35.06 | 0 | 61.0145 | 0 | 0 | 32641.9265 | 0 | 0 | 0 | 6.3983 | #N/A | #N/A
Oldman River HY | AESO | AB_AESO | AB | Hydro | Hydro | 32 | 0 |  | 2003-10-01 | 2050-12-31 | 88.9507 | 4.3092 | -6.5639 | 32 | 32 | 166719.5575 | 0 | 0 | 0.59475 | 0 | 14.8298 | 14.8298 | 0 | 0 | 130 | 8630 | 0 | 0 | 0 | 0 | 87.6265 | 5.9627 | -5.0268 | -58.1319 | 778.4794 | 74.3187 | 0 | 0 | 0 | 0 | 0 | 0 | 0 | 0 | 0 | 0 | 8561.7408 | 24729.6704 | 9071.517 | 15002.6399 | 25754.3101 | 1.8659 | 0.0078726 | 35.0857 | 35.06 | 35.06 | 52164.9559 | 248.1087 | 223796.4743 | 473960.6635 | 961133.0615 | 0 | 0 | 0 | 16.5411 | #N/A | #N/A
Olinda QFS 1 OT | CISC | CA_CISO | CA | Hydro | Hydro | 0.4 | 0 |  | 1984-01-01 | 2050-12-31 | 81.8151 | -7.9606 | -3.5692 | 0.1816 | 0.1816 | 842.6876 | 0 | 0 | 0.52972 | 0 | 0.068945 | 0.068945 | 0 | 0 | 0 | 8760 | 0 | 0 | 0 | 148.0944 | 71.2834 | -11.6653 | -3.7418 | -27.7526 | 1993.5475 | 72.8076 | 0 | 0 | 0 | 0 | 0 | 0 | 0 | 0 | 0 | 0 | 9.354 | 1.5328 | 45.0368 | 521.0104 | 1258.8 | 0.15866 | 0.00010078 | 4.7626 | 4.7626 | 4.7626 | 131.9669 | 0.00064779 | 1806.752 | 5827.7644 | 16816.1206 | 0 | 0 | 0 | 0.093528 | #N/A | #N/A
Olsen Power Partners 1 HY | CIPV | CA_CISO | CA | Hydro | Hydro | 5.5 | 0 |  | 1990-01-03 | 2050-12-31 | 73.5215 | 14.8304 | 1.5641 | 0.95121 | 0.77083 | 5615.3042 | 0 | 0 | 0.12898 | 0 | 0.41285 | 0.41285 | 0 | 0 | 336 | 8424 | 0 | 0 | 0 | 221.2557 | 101.251 | 9.6151 | 4.9453 | -69.3713 | 1894.4436 | 73.1575 | 0 | 0 | 0 | 0 | 0 | 0 | 0 | 0 | 0 | 0 | 38.3042 | 53.9906 | 3.477 | 66.724 | 820.2277 | 0.15866 | 0.00010078 | 4.7626 | 4.7626 | 4.7626 | 465.842 | 0.017718 | 33.7459 | 340.106 | 2324.8826 | 0 | 0 | 0 | 0.41601 | #N/A | #N/A
Onaunb 1 PV-T | BCHA | BC_BCHA | BC | Hourly Resource | PV-NonTracking | 15 | 0 |  | 2023-03-01 | 2050-12-31 | 88.6384 | 27.7805 | 4.6101 | 15 | 15 | 25792.635 | 0 | 0 | 0.19629 | 0 | 2.2862 | 2.2862 | 8760 | 0 | 8760 | 0 | 0 | 0 | 0 | 26.565 | 106.6258 | 15.4159 | 4.5194 | -29.702 | 1081.0347 | 88.3243 | 0 | 0 | 0 | 0 | 0 | 0 | 0 | 0 | 0 | 0 | 0 | 180.6854 | 0 | 0 | 5.5879e-07 | 0.00013821 | 0.00013721 | 0.00014044 | 0.00013944 | 0.00013842 | 0 | 0.1011 | 0 | 0 | 3.1166e-10 | 0 | 0 | 0 | 2.2862 | #N/A | #N/A
One Energy Solar PV-T | EPE | SW_EPE | TX | Hourly Resource | PV-Tracking | 100 | 0 |  | 2025-05-01 | 2045-05-01 | 24.0573 | -25.9689 | -4.1789 | 100 | 100 | 227621.3164 | 0 | 0 | 0.25984 | 0 | 5.476 | 5.476 | 8760 | 0 | 8760 | 0 | 0 | 0 | 0 | 57638.8836 | 51.6299 | -30.0059 | -5.0548 | -27.5397 | 1966.92 | 72.2038 | 0 | 0 | 0 | 0 | 0 | 0 | 0 | 0 | 0 | 0 | 0 | 18157.8315 | 0 | 0 | 53437.1898 | 25.7912 | 14.221 | 42.7558 | 5.1679 | 37.1905 | 0 | 1356617.2423 | 0 | 0 | 2204779.7382 | 0 | 0 | 0 | 9.0374 | #N/A | #N/A
One Ten Partners 1 PV-NT | CISC | CA_CISO | CA | Hourly Resource | PV-NonTracking | 2 | 0 |  | 2017-09-30 | 2051-12-31 | 34.3382 | -15.2895 | -4.6095 | 2 | 2 | 5605.904 | 0 | 0 | 0.31997 | 0 | 0.1925 | 0.1925 | 8760 | 0 | 8760 | 0 | 0 | 0 | 0 | 34.816 | 73.2627 | -8.743 | -4.6848 | -25.2092 | 1965.8539 | 71.9873 | 0 | 0 | 0 | 0 | 0 | 0 | 0 | 0 | 0 | 0 | 0 | 0 | 0 | 0 | 0 | 0.15866 | 0.00010078 | 4.7626 | 4.7626 | 4.7626 | 0 | 0 | 0 | 0 | 0 | 0 | 0 | 0 | 0.1925 | #N/A | #N/A
Oneill Pump Gen Aggregate 1 HY | CIPV | CA_CISO | CA | Hourly Resource | PumpedStorage | 25.2 | -25.2 |  | 1967-01-01 | 2050-12-31 | 94.7626 | 7.4839 | 1.2014 | 25.2 | 25.2 | 104677.2502 | 0 | 0 | 0.47418 | 0 | 9.9195 | 9.9195 | 8760 | 0 | 8760 | 0 | 0 | 0 | 0 | 0 | 91.4058 | 4.1329 | 0.58232 | -25.4035 | 1998.6979 | 76.3283 | 0 | 0 | 0 | 0 | 0 | 0 | 0 | 0 | 0 | 0 | 0 | 0 | 0 | 0 | 0 | 0.15866 | 0.00010078 | 4.7626 | 4.7626 | 4.7626 | 0 | 0 | 0 | 0 | 0 | 0 | 0 | 0 | 9.9195 | #N/A | #N/A
Ontario Solar Center 1 PV | IPTV | BS_IPCO | OR | Hourly Resource | PV-NonTracking | 3 | 0 |  | 2020-03-29 | 2050-12-31 | 89.6386 | 29.7452 | 4.3849 | 3 | 3 | 6679.179 | 0 | 0 | 0.25415 | 0 | 0.59871 | 0.59871 | 8760 | 0 | 8760 | 0 | 0 | 0 | 0 | 26.478 | 115.2057 | 23.9925 | 4.5227 | -30.8452 | 1906.8683 | 124.0326 | 0 | 0 | 0 | 0 | 0 | 0 | 0 | 0 | 0 | 0 | 0 | 20.3181 | 0 | 0 | 2.5917e-06 | 0.015242 | 0.010783 | 14.1881 | 0.031824 | 14.1563 | 0 | 0.37863 | 0 | 0 | 0.00013679 | 0 | 0 | 0 | 0.59871 | #N/A | #N/A
Ontariosierra Hydro Psp 1 HY | CISC | CA_CISO | CA | Hydro | Hydro | 1.92 | 0 |  | 2022-11-04 | 2050-12-31 | 81.1886 | -8.3022 | -3.9041 | 0.87168 | 0.87168 | 4039.6223 | 0 | 0 | 0.52903 | 0 | 0.32797 | 0.32797 | 0 | 0 | 0 | 8760 | 0 | 0 | 0 | 716.1312 | 70.393 | -12.2423 | -4.0553 | -31.925 | 1991.1361 | 72.7647 | 0 | 0 | 0 | 0 | 0 | 0 | 0 | 0 | 0 | 0 | 36.1248 | 7.1635 | 29.6371 | 2686.5175 | 6018.3958 | 0.15866 | 0.00010078 | 4.7626 | 4.7626 | 4.7626 | 468.7527 | 0.003036 | 1074.5523 | 35571.1213 | 80717.3679 | 0 | 0 | 0 | 0.4458 | #N/A | #N/A
Open Range Solar Center 1 PV-NT | IPTV | BS_IPCO | ID | Hourly Resource | PV-NonTracking | 10 | 0 |  | 2016-12-31 | 2050-12-31 | 88.2223 | 29.4849 | 3.8809 | 10 | 10 | 22267.48 | 0 | 0 | 0.25419 | 0 | 1.9645 | 1.9645 | 8760 | 0 | 8760 | 0 | 0 | 0 | 0 | 18.16 | 116.1858 | 24.1743 | 5.321 | -30.6934 | 1982.4132 | 126.5426 | 0 | 0 | 0 | 0 | 0 | 0 | 0 | 0 | 0 | 0 | 0 | 15464.121 | 0 | 0 | 18.16 | 0.015242 | 0.010783 | 14.1881 | 0.031824 | 14.1563 | 0 | 5.1234 | 0 | 0 | 0.0053216 | 0 | 0 | 0 | 1.9645 | #N/A | #N/A
Or Solar 2 Agate Bay Solar PV-T | PACW | NW_PACW | OR | Hourly Resource | PV-Tracking | 10 | 0 |  | 2020-10-22 | 2036-10-31 | 103.8249 | 31.6838 | 7.7136 | 10 | 10 | 18771.8507 | 0 | 0 | 0.21429 | 0 | 1.949 | 1.949 | 8760 | 0 | 8760 | 0 | 0 | 0 | 0 | 1968.9793 | 109.9515 | 13.9867 | 9.2742 | -40.4951 | 1937.297 | 92.5021 | 0 | 0 | 0 | 0 | 0 | 0 | 0 | 0 | 0 | 0 | 0 | 13381.5594 | 0 | 0 | 1968.9793 | 27.0174 | 18.7409 | 65.6973 | 0.031824 | 65.2925 | 0 | 235455.7679 | 0 | 0 | 113216.6185 | 0 | 0 | 0 | 2.2977 | #N/A | #N/A
Or Solar 3 Turkey Hill Solar 1 PV-T | PACW | NW_PACW | OR | Hourly Resource | PV-Tracking | 10 | 0 |  | 2017-12-30 | 2036-10-31 | 93.2421 | 28.0443 | 3.6604 | 10 | 10 | 21838.5813 | 0 | 0 | 0.2493 | 0 | 2.0363 | 2.0363 | 8760 | 0 | 8760 | 0 | 0 | 0 | 0 | 2813.2187 | 104.3099 | 12.871 | 4.7483 | -40.4859 | 1839.7812 | 85.5474 | 0 | 0 | 0 | 0 | 0 | 0 | 0 | 0 | 0 | 0 | 0 | 9684.7243 | 0 | 0 | 2813.3687 | 27.0174 | 18.7409 | 65.6973 | 0.031824 | 65.2925 | 0 | 308841.9821 | 0 | 0 | 190184.108 | 0 | 0 | 0 | 2.5353 | #N/A | #N/A
Or Solar 5 Merrill Solar PV-T | PACW | NW_PACW | OR | Hourly Resource | PV-Tracking | 8 | 0 |  | 2018-01-12 | 2036-10-31 | 93.2923 | 27.9633 | 3.9062 | 8 | 8 | 17144.0268 | 0 | 0 | 0.24464 | 0 | 1.5994 | 1.5994 | 8760 | 0 | 8760 | 0 | 0 | 0 | 0 | 2200.6052 | 104.5895 | 12.871 | 5.0279 | -40.5433 | 1845.9529 | 85.7767 | 0 | 0 | 0 | 0 | 0 | 0 | 0 | 0 | 0 | 0 | 0 | 6598.2453 | 0 | 0 | 2200.6052 | 27.0174 | 18.7409 | 65.6973 | 0.031824 | 65.2925 | 0 | 258765.5039 | 0 | 0 | 144808.402 | 0 | 0 | 0 | 2.003 | #N/A | #N/A
Or Solar 6 Lakeview Solar 1 PV-T | PACW | NW_PACW | OR | Hourly Resource | PV-Tracking | 10 | 0 |  | 2017-12-28 | 2036-10-31 | 96.878 | 36.3552 | -0.25449 | 10 | 10 | 16137.794 | 0 | 0 | 0.18422 | 0 | 1.5634 | 1.5634 | 8760 | 0 | 8760 | 0 | 0 | 0 | 0 | 2088.8761 | 100.5666 | 13.2735 | 0.60262 | -37.0262 | 1816.5938 | 84.193 | 0 | 0 | 0 | 0 | 0 | 0 | 0 | 0 | 0 | 0 | 0 | 7346.6202 | 0 | 0 | 2089.4561 | 27.0174 | 18.7409 | 65.6973 | 0.031824 | 65.2925 | 0 | 320536.9205 | 0 | 0 | 174479.9671 | 0 | 0 | 0 | 2.0584 | #N/A | #N/A
Or Solar 8 Dairy Solar PV-T | PACW | NW_PACW | OR | Hourly Resource | PV-Tracking | 10 | 0 |  | 2018-03-14 | 2036-10-31 | 93.949 | 26.9201 | 4.7612 | 10 | 10 | 22817.9666 | 0 | 0 | 0.26048 | 0 | 2.1437 | 2.1437 | 8760 | 0 | 8760 | 0 | 0 | 0 | 0 | 2793.2534 | 106.4926 | 13.2862 | 6.5158 | -40.6385 | 1880.1786 | 88.2982 | 0 | 0 | 0 | 0 | 0 | 0 | 0 | 0 | 0 | 0 | 0 | 9837.5863 | 0 | 0 | 2793.2534 | 27.0174 | 18.7409 | 65.6973 | 0.031824 | 65.2925 | 0 | 329125.4236 | 0 | 0 | 178267.3626 | 0 | 0 | 0 | 2.6511 | #N/A | #N/A
Orchard Knob Solar PV-T | BPAT | NW_BPAT | OR | Hourly Resource | PV-Tracking | 2.3 | 0 |  | 2024-02-23 | 2044-02-22 | 89.9887 | 26.7047 | 6.7923 | 2.3 | 2.3 | 5140.8472 | 0 | 0 | 0.25515 | 0 | 0.46262 | 0.46262 | 8760 | 0 | 8760 | 0 | 0 | 0 | 0 | 41.1102 | 111.8534 | 16.7935 | 8.3693 | -37.4832 | 1848.561 | 98.4872 | 0 | 0 | 0 | 0 | 0 | 0 | 0 | 0 | 0 | 0 | 0 | 0 | 0 | 0 | 6.3135 | 0.13517 | 0.13517 | 0.67195 | 0.031824 | 0.68397 | 0 | 0 | 0 | 0 | 194.9089 | 0 | 0 | 0 | 0.46281 | #N/A | #N/A
Orchard Ranch Solar 1 PV-T | IPTV | BS_IPCO | ID | Hourly Resource | PV-NonTracking | 20 | 0 |  | 2016-12-31 | 2050-12-31 | 90.0943 | 27.2762 | 5.6159 | 20 | 20 | 44980.32 | 0 | 0 | 0.25674 | 0 | 4.0525 | 4.0525 | 8760 | 0 | 8760 | 0 | 0 | 0 | 0 | 184.48 | 117.4148 | 24.4695 | 6.2547 | -31.2326 | 1949.8014 | 128.0466 | 0 | 0 | 0 | 0 | 0 | 0 | 0 | 0 | 0 | 0 | 0 | 199.4933 | 0 | 0 | 3.0268e-07 | 0.015242 | 0.010783 | 14.1881 | 0.031824 | 14.1563 | 0 | 6.6893 | 0 | 0 | 0.00017643 | 0 | 0 | 0 | 4.0525 | #N/A | #N/A
Orchard Wind Farm 1-4 | PACW | NW_PACW | OR | Hourly Resource | WT-Onshore | 40 | 0 |  | 2020-12-28 | 2039-06-30 | 72.249 | 2.4022 | -3.9594 | 40 | 40 | 120530.4107 | 0 | 0 | 0.34398 | 0 | 8.7082 | 8.7082 | 8760 | 0 | 8760 | 0 | 0 | 0 | 0 | 4456.8297 | 106.9993 | 17.8747 | 2.4341 | -35.4344 | 1749.434 | 98.384 | 0 | 0 | 0 | 0 | 0 | 0 | 0 | 0 | 0 | 0 | 0 | 19118.2853 | 0 | 0 | 4456.9109 | 27.0174 | 18.7409 | 65.6973 | 0.031824 | 65.2925 | 0 | 1044733.3307 | 0 | 0 | 370956.5131 | 0 | 0 | 0 | 10.1239 | #N/A | #N/A
Oregon Trail BESS BA | BPAT | NW_BPAT | OR | Pumped Storage | Energy Storage | 41 | -41 |  | 2025-12-31 | 2054-12-31 | 112.0041 | 17.0222 | 5.8706 | 41 | 41 | 51768.109 | 60324.8298 | 4.8275 | 0.14414 | 0.16814 | 2.8998 | 2.7316 | 8760 | 0 | 8760 | 0 | 0 | -0.012835 | 0.55655 | 0 | 107.8131 | 15.8124 | 5.3102 | -37.9025 | 1809.5033 | 93.4335 | 1.2296 | 0 | 0 | 0 | 0 | 0 | 0 | 0 | 0 | 0 | 167681.8412 | 72331.9125 | 45075.8933 | 2687.5647 | 129055.9131 | 0.13517 | 0.13517 | 0.67195 | 0.031824 | 0.68397 | 25107.9283 | 18301.409 | 102459.6947 | 1.0275 | 99817.3425 | 0 | 0 | 0 | 3.1455 | #N/A | #N/A
Oregon Trail Solar PV-T | BPAT | NW_BPAT | OR | Hourly Resource | PV-Tracking | 41 | 0 |  | 2025-12-31 | 2054-12-31 | 88.0826 | 26.501 | 4.7246 | 41 | 41 | 98209.022 | 0 | 0 | 0.27344 | 0 | 8.6505 | 8.6505 | 8760 | 0 | 8760 | 0 | 0 | 0 | 0 | 898.31 | 107.8131 | 15.8124 | 5.3102 | -37.9025 | 1809.5033 | 93.4335 | 0 | 0 | 0 | 0 | 0 | 0 | 0 | 0 | 0 | 0 | 0 | 0 | 0 | 0 | 278.636 | 0.13517 | 0.13517 | 0.67195 | 0.031824 | 0.68397 | 0 | 0 | 0 | 0 | 13816.0404 | 0 | 0 | 0 | 8.6643 | #N/A | #N/A
Orion 1 Solar 1 PV-NT | CIPV | CA_CISO | CA | Hourly Resource | PV-NonTracking | 12 | 0 |  | 2014-06-26 | 2050-12-31 | 32.4312 | -15.5464 | -5.8272 | 12 | 12 | 28769.028 | 0 | 0 | 0.27368 | 0 | 0.93301 | 0.93301 | 8760 | 0 | 8760 | 0 | 0 | 0 | 0 | 26.808 | 79.5292 | -3.3623 | -3.799 | -25.1373 | 2028.8478 | 77.0383 | 0 | 0 | 0 | 0 | 0 | 0 | 0 | 0 | 0 | 0 | 0 | 5413.5898 | 0 | 0 | -2.9453e-06 | 0.15866 | 0.00010078 | 4.7626 | 4.7626 | 4.7626 | 0 | 1.5309 | 0 | 0 | -1.6215e-06 | 0 | 0 | 0 | 0.93302 | #N/A | #N/A
Orion 2 Solar 1 PV-NT | CIPV | CA_CISO | CA | Hourly Resource | PV-NonTracking | 8 | 0 |  | 2014-06-26 | 2051-12-31 | 33.4552 | -15.1727 | -5.8263 | 8 | 8 | 18333.024 | 0 | 0 | 0.2616 | 0 | 0.61334 | 0.61334 | 8760 | 0 | 8760 | 0 | 0 | 0 | 0 | 17.04 | 79.5292 | -3.3623 | -3.799 | -25.1373 | 2028.8478 | 77.0383 | 0 | 0 | 0 | 0 | 0 | 0 | 0 | 0 | 0 | 0 | 0 | 0 | 0 | 0 | 0 | 0.15866 | 0.00010078 | 4.7626 | 4.7626 | 4.7626 | 0 | 0 | 0 | 0 | 0 | 0 | 0 | 0 | 0.61334 | #N/A | #N/A
Oro Loma Solar 1 PV-NT | CIPV | CA_CISO | CA | Hourly Resource | PV-NonTracking | 20 | 0 |  | 2017-01-28 | 2050-12-31 | 52.4632 | -8.935 | -1.4598 | 20 | 20 | 47800.7521 | 0 | 0 | 0.27284 | 0 | 2.5078 | 2.5078 | 8760 | 0 | 8760 | 0 | 0 | 0 | 0 | 7716.408 | 94.2609 | 5.7391 | 1.8312 | -35.3145 | 2209.7954 | 91.1101 | 0 | 0 | 0 | 0 | 0 | 0 | 0 | 0 | 0 | 0 | 0 | 1256.6584 | 0 | 0 | 162.66 | 0.15866 | 0.00010078 | 4.7626 | 4.7626 | 4.7626 | 0 | 0.53583 | 0 | 0 | 0.10458 | 0 | 0 | 0 | 2.5078 | #N/A | #N/A
Ortega Grid BA | CISC | CA_CISO | CA | Pumped Storage | Energy Storage | 20 | -20 |  | 2023-05-31 | 2054-12-31 | 49.2356 | -22.3998 | -6.2374 | 20 | 20 | 27963 | 32615.2932 | 0.98746 | 0.15961 | 0.090867 | 1.0077 | 0.91682 | 8760 | 0 | 8760 | 0 | 0 | -0.0069784 | 0.24381 | 0 | 68.1212 | -13.0933 | -5.476 | -27.0578 | 1972.7905 | 71.2793 | 1.1107 | 0 | 0 | 0 | 0 | 0 | 0 | 0 | 0 | 0 | 3219.5336 | 2872.9643 | 14266.974 | 0 | 3681.9976 | 0.15866 | 0.00010078 | 4.7626 | 4.7626 | 4.7626 | 0.52556 | 0.47943 | 119.9344 | 0 | 0.79709 | 0 | 0 | 0 | 1.0078 | #N/A | #N/A
Oso Grande Wind | TEPC | SW_TEPC | NM | Hourly Resource | WT-Onshore | 247.4 | 0 |  | 2021-04-01 | 2051-12-31 | 45.5698 | -30.4311 | -9.9998 | 247.4 | 247.4 | 891615.9597 | 0 | 0 | 0.41141 | 0 | 40.6308 | 40.6308 | 8760 | 0 | 8760 | 0 | 0 | 0 | 0 | 9216.9 | 46.7529 | -32.6654 | -7.2723 | -27.352 | 1796.3147 | 68.1561 | 0 | 0 | 0 | 0 | 0 | 0 | 0 | 0 | 0 | 0 | 0 | 84535.1047 | 0 | 0 | 1189.7745 | 1.0826 | 0.065843 | 12.0843 | 5.1679 | 6.9163 | 0 | 9715.8047 | 0 | 0 | 2577.2755 | 0 | 0 | 0 | 40.6431 | #N/A | #N/A
OsoPump-Total | CISC | CA_CISO | CA | Hourly Resource | MotorLoad | 70.8 | -14.1 |  | 1980-01-01 | 2050-01-01 | 75.5213 | 3.6835 | -1.0808 | 70.8 | 70.8 | 0 | 103744.8405 | 7.835 | 0 | 0 | -7.835 | -7.835 | 8760 | 0 | 8760 | 0 | 0 | 0 | 0 | 0 | 78.3076 | -5.6775 | -2.7055 | -25.938 | 2003.4414 | 72.0872 | 0 | 0 | 0 | 0 | 0 | 0 | 0 | 0 | 0 | 0 | 0 | 0 | 0 | 0 | 0 | 0.15866 | 0.00010078 | 4.7626 | 4.7626 | 4.7626 | 0 | 0 | 0 | 0 | 0 | 0 | 0 | 0 | -7.835 | #N/A | #N/A
Otero County Solar PV 1 PV-NT | PNM | SW_PNM | NM | Hourly Resource | PV-NonTracking | 7.5 | 0 |  | 2013-12-10 | 2043-12-10 | 18.0321 | -32.4191 | -1.8944 | 7.5 | 7.5 | 16214.7225 | 0 | 0 | 0.2468 | 0 | 0.29239 | 0.29239 | 8760 | 0 | 8760 | 0 | 0 | 0 | 0 | 45.48 | 49.5096 | -35.9247 | -1.2563 | -27.9364 | 1992.5497 | 71.6237 | 0 | 0 | 0 | 0 | 0 | 0 | 0 | 0 | 0 | 0 | 0 | 14628.8284 | 0 | 0 | 25.86 | 0.89269 | 0.0029891 | 22.2939 | 5.1679 | 17.1082 | 0 | 25.7332 | 0 | 0 | 7.1461 | 0 | 0 | 0 | 0.29242 | #N/A | #N/A
Ouray HY | WACM | RM_WACM | CO | Hydro | Hydro | 0.9 | 0 |  | 2011-02-07 | 2051-12-31 | 169.9856 | 83.2644 | -0.21331 | 0.5382 | 0.5382 | 2819.8093 | 0 | 0 | 0.5981 | 0 | 0.47933 | 0.47933 | 0 | 0 | 0 | 8760 | 0 | 0 | 0 | 51.4849 | 159.5444 | 73.3619 | -0.50808 | -24.1648 | 2473.814 | 251.3573 | 0 | 0 | 0 | 0 | 0 | 0 | 0 | 0 | 0 | 0 | 64.5047 | 83.1363 | 464.8306 | 2837.4432 | 5529.4894 | 0.075305 | 0.00032051 | 86.4793 | 43.2396 | 43.2397 | 149.5172 | 0.057378 | 34696.7532 | 187263.5538 | 342160.6904 | 0 | 0 | 0 | 1.0436 | #N/A | #N/A
Outback Solar 22K PV-NT | BPAT | NW_BPAT | OR | Hourly Resource | PV-NonTracking | 5 | 0 |  | 2012-10-12 | 2050-12-31 | 88.7019 | 26.4036 | 5.4003 | 5 | 5 | 11525.585 | 0 | 0 | 0.26314 | 0 | 1.0223 | 1.0223 | 8760 | 0 | 8760 | 0 | 0 | 0 | 0 | 93.335 | 109.7995 | 15.3329 | 7.7761 | -39.0068 | 1881.7842 | 94.107 | 0 | 0 | 0 | 0 | 0 | 0 | 0 | 0 | 0 | 0 | 0 | 510.9629 | 0 | 0 | 21.125 | 0.13517 | 0.13517 | 0.67195 | 0.031824 | 0.68397 | 0 | 0.18401 | 0 | 0 | 0.0075158 | 0 | 0 | 0 | 1.0223 | #N/A | #N/A
Oxbow 1 HY | IPTV | BS_IPCO | OR | Hydro | Hydro | 190 | 0 |  | 1961-07-01 | 2050-12-31 | 101.282 | 17.1823 | 1.3917 | 174.9953 | 176.053 | 1091969.115 | 0 | 0 | 0.39826 | 0 | 110.5969 | 110.5969 | 0 | 0 | 283 | 8477 | 0 | 0 | 0 | 0 | 110.1929 | 20.8198 | 2.6825 | -30.9587 | 1835.8848 | 109.6924 | 0 | 0 | 0 | 0 | 0 | 0 | 0 | 0 | 0 | 0 | 38602.1815 | 311380.5019 | 2450.9426 | 9373.0842 | 291199.8553 | 0.015242 | 0.010783 | 14.1881 | 0.031824 | 14.1563 | 975.3678 | 2362.3531 | 45060.2631 | 7.2785 | 3177194.9139 | 0 | 0 | 0 | 113.8225 | #N/A | #N/A
Oxbow Hydro 1 HY | CIPV | CA_CISO | CA | Hydro | Hydro | 5.8 | 0 |  | 1966-01-01 | 2050-12-31 | 116.3029 | 6.7333 | 1.5464 | 3.1046 | 1.8249 | 20514.792 | 0 | 0 | 0.57682 | 0 | 2.3859 | 2.3859 | 0 | 0 | 4896 | 3864 | 0 | 0 | 0 | 171.4496 | 103.2093 | 14.3711 | 2.1477 | -53.4223 | 1928.0153 | 76.1811 | 0 | 0 | 0 | 0 | 0 | 0 | 0 | 0 | 0 | 0 | 13.457 | 90.1668 | 3.3333 | 31.8605 | 589.7176 | 0.15866 | 0.00010078 | 4.7626 | 4.7626 | 4.7626 | 74.551 | 0.014306 | 45.3864 | 183.359 | 1150.7592 | 0 | 0 | 0 | 2.3874 | #N/A | #N/A
Oxford Tract Solar PV | WACM | RM_WACM | CO | Hourly Resource | PV | 0.99 | 0 |  | 2007-06-01 | 2051-12-31 | 94.5539 | 44.9627 | -2.0348 | 0.99 | 0.99 | 2638.2451 | 0 | 0 | 0.30421 | 0 | 0.24946 | 0.24946 | 8760 | 0 | 8760 | 0 | 0 | 0 | 0 | 0 | 183.8676 | 98.6834 | -1.5063 | -24.1846 | 2668.5557 | 304.5728 | 0 | 0 | 0 | 0 | 0 | 0 | 0 | 0 | 0 | 0 | 0 | 0 | 0 | 0 | -3.376e-07 | 0.075305 | 0.00032051 | 86.4793 | 43.2396 | 43.2397 | 0 | 0 | 0 | 0 | -7.6237e-05 | 0 | 0 | 0 | 0.24946 | #N/A | #N/A
Oyen 767S DER Solar 1 PV-NT | AESO | AB_AESO | AB | Hourly Resource | PV-NonTracking | 15 | 0 |  | 2023-09-01 | 2054-12-31 | 78.8132 | 14.1402 | 7.8841 | 15 | 15 | 32760.9053 | 0 | 0 | 0.24932 | 0 | 2.582 | 2.582 | 8760 | 0 | 8760 | 0 | 0 | 0 | 0 | 767.3798 | 102.6504 | 10.8636 | 5.0963 | -27.165 | 794.6011 | 70.9712 | 0 | 0 | 0 | 0 | 0 | 0 | 0 | 0 | 0 | 0 | 0 | 205.1873 | 0 | 0 | 715.7694 | 1.8659 | 0.0078726 | 35.0857 | 35.06 | 35.06 | 0 | 0.22738 | 0 | 0 | 13607.0387 | 0 | 0 | 0 | 2.5956 | #N/A | #N/A
Pacific Wind Phase 1 WT | CISC | CA_CISO | CA | Hourly Resource | WT-Onshore | 140 | 0 |  | 2012-07-20 | 2050-12-31 | 69.2511 | -10.428 | -5.4579 | 140 | 140 | 405417.3198 | 0 | 0 | 0.33058 | 0 | 28.0756 | 28.0756 | 8760 | 0 | 8760 | 0 | 0 | 0 | 0 | 11664.7999 | 71.1893 | -10.4023 | -5.099 | -27.9303 | 1949.5199 | 72.5825 | 0 | 0 | 0 | 0 | 0 | 0 | 0 | 0 | 0 | 0 | 0 | 45407.3406 | 0 | 0 | 2497.7405 | 0.15866 | 0.00010078 | 4.7626 | 4.7626 | 4.7626 | 0 | 10.5981 | 0 | 0 | 0.93751 | 0 | 0 | 0 | 28.0756 | #N/A | #N/A
Packwood HY 1 HY | BPAT | NW_BPAT | WA | Hydro | Hydro | 27.5 | 0 |  | 1964-04-01 | 2050-12-31 | 103.374 | 15.1075 | 4.9296 | 27.5 | 27.5 | 92315.7569 | 0 | 0 | 0.38321 | 0 | 9.5431 | 9.5431 | 0 | 0 | 0 | 8760 | 0 | 0 | 0 | 0 | 109.984 | 17.576 | 5.7175 | -35.7304 | 1702.8593 | 97.5913 | 0 | 0 | 0 | 0 | 0 | 0 | 0 | 0 | 0 | 0 | 7635.4609 | 24881.5216 | 3598.0687 | 1491.9466 | 48417.4155 | 0.13517 | 0.13517 | 0.67195 | 0.031824 | 0.68397 | 206.1415 | 1155.9967 | 1195.179 | 1.1231 | 36403.2008 | 0 | 0 | 0 | 9.582 | #N/A | #N/A
Padua QFS 1 OT | CISC | CA_CISO | CA | Hydro | Hydro | 1.82 | 0 |  | 1984-01-01 | 2050-12-31 | 81.1886 | -8.3022 | -3.9041 | 0.82628 | 0.82628 | 3829.2255 | 0 | 0 | 0.52903 | 0 | 0.31089 | 0.31089 | 0 | 0 | 0 | 8760 | 0 | 0 | 0 | 678.8327 | 70.393 | -12.2423 | -4.0553 | -31.925 | 1991.1361 | 72.7647 | 0 | 0 | 0 | 0 | 0 | 0 | 0 | 0 | 0 | 0 | 34.0595 | 6.9742 | 26.441 | 2540.811 | 5685.6802 | 0.15866 | 0.00010078 | 4.7626 | 4.7626 | 4.7626 | 444.3385 | 0.0029474 | 825.4985 | 33911.5463 | 76513.3335 | 0 | 0 | 0 | 0.42258 | #N/A | #N/A
Paid Hy Agg 2 HY | PAID | BS_PACE | ID | Hydro | Hydro | 17 | 0 |  | 1986-12-01 | 2042-03-31 | 119.3519 | 29.8758 | 3.9275 | 13.447 | 13.447 | 59991.9973 | 0 | 0 | 0.50929 | 0 | 7.1602 | 7.1602 | 0 | 0 | 0 | 8760 | 0 | 0 | 0 | 0 | 118.0491 | 26.8217 | 4.5368 | -71.8294 | 2280.1653 | 145.1572 | 0 | 0 | 0 | 0 | 0 | 0 | 0 | 0 | 0 | 0 | 3747.0491 | 10265.4849 | 6515.6301 | 0 | 7803.0893 | 7.007 | 5.9428 | 85.5427 | 0.031824 | 85.5024 | 70816.5793 | 126941.9876 | 401337.3245 | 0 | 817340.7022 | 0 | 0 | 0 | 8.5766 | #N/A | #N/A
Paige Solar 1 PV-NT | CIPV | CA_CISO | CA | Hourly Resource | PV-NonTracking | 20 | 0 |  | 2017-03-09 | 2050-12-31 | 47.3519 | -12.6799 | -4.0262 | 20 | 20 | 43071.8813 | 0 | 0 | 0.24584 | 0 | 2.0395 | 2.0395 | 8760 | 0 | 8760 | 0 | 0 | 0 | 0 | 10872.5387 | 86.3114 | -0.42922 | 0.050093 | -40.4071 | 2079.0413 | 83.4722 | 0 | 0 | 0 | 0 | 0 | 0 | 0 | 0 | 0 | 0 | 0 | 0 | 0 | 0 | 168.02 | 0.15866 | 0.00010078 | 4.7626 | 4.7626 | 4.7626 | 0 | 0 | 0 | 0 | 0.15599 | 0 | 0 | 0 | 2.0395 | #N/A | #N/A
Paintearth Wind Farm 1 WT | AESO | AB_AESO | AB | Hourly Resource | WT-Onshore | 198 | 0 |  | 2023-07-28 | 2054-12-31 | 64.2904 | -5.5671 | -10.98 | 198 | 198 | 658254.6779 | 0 | 0 | 0.37951 | 0 | 42.3195 | 42.3195 | 8760 | 0 | 8760 | 0 | 0 | 0 | 0 | 997.4107 | 89.4022 | 10.3393 | -7.6277 | -29.3877 | 743.9855 | 69.8465 | 0 | 0 | 0 | 0 | 0 | 0 | 0 | 0 | 0 | 0 | 0 | 66.9148 | 0 | 0 | 569.5697 | 1.8659 | 0.0078726 | 35.0857 | 35.06 | 35.06 | 0 | 329.6293 | 0 | 0 | 22153.7988 | 0 | 0 | 0 | 42.342 | #N/A | #N/A
Painted Hills WindparkWT44.5 | CISC | CA_CISO | CA | Hourly Resource | WT-Onshore | 44.53 | 0 |  | 2021-04-14 | 2050-12-31 | 65.7151 | -10.9964 | -7.029 | 44.53 | 44.53 | 118082.2464 | 0 | 0 | 0.30271 | 0 | 7.7598 | 7.7598 | 8760 | 0 | 8760 | 0 | 0 | 0 | 0 | 3439.4081 | 67.1861 | -13.1776 | -6.3269 | -26.2565 | 1958.8643 | 70.6194 | 0 | 0 | 0 | 0 | 0 | 0 | 0 | 0 | 0 | 0 | 0 | 0 | 0 | 0 | -8.9733e-05 | 0.15866 | 0.00010078 | 4.7626 | 4.7626 | 4.7626 | 0 | 0 | 0 | 0 | 0.00020849 | 0 | 0 | 0 | 7.7598 | #N/A | #N/A
Painter BESS BA | CISC | CA_CISO | CA | Pumped Storage | Energy Storage | 10 | -10 |  | 2022-12-01 | 2050-12-31 | 60.5526 | -19.0357 | -2.8986 | 10 | 10 | 13144.5 | 15322.9407 | 0.65544 | 0.15005 | 0.042701 | 0.41291 | 0.3702 | 8760 | 0 | 8760 | 0 | 0 | -0.0032677 | 0.11824 | 0 | 79.7837 | -5.4974 | -1.4095 | -26.1657 | 2043.505 | 73.1625 | 1.2052 | 0 | 0 | 0 | 0 | 0 | 0 | 0 | 0 | 0 | 4585.2269 | 6118.0488 | 12186.2261 | 0 | 3131.2458 | 0.15866 | 0.00010078 | 4.7626 | 4.7626 | 4.7626 | 0.68232 | 0.79602 | 1387.3801 | 0 | 39.237 | 0 | 0 | 0 | 0.41433 | #N/A | #N/A
PALA GOMEZ CREEK BESS BA | CISD | CA_CISO | CA | Pumped Storage | Energy Storage | 10 | -10 |  | 2023-07-15 | 2054-12-31 | 50.8665 | -24.8855 | -5.2529 | 10 | 10 | 13984 | 16310.5878 | 0.5073 | 0.15963 | 0.045442 | 0.52638 | 0.48094 | 8760 | 0 | 8760 | 0 | 0 | -0.0034899 | 0.12119 | 0 | 68.8657 | -13.2735 | -4.5513 | -26.5673 | 1926.6052 | 69.7237 | 1.109 | 0 | 0 | 0 | 0 | 0 | 0 | 0 | 0 | 0 | 1240.5295 | 881.7647 | 6191.0268 | 10 | 2064.4012 | 0.15866 | 0.00010078 | 4.7626 | 4.7626 | 4.7626 | 0.21124 | 0.1458 | 234.8753 | 0.00206 | 74.2882 | 0 | 0 | 0 | 0.52669 | #N/A | #N/A
Palisades 1 HY | PAID | BS_PACE | ID | Hydro | Hydro | 44.1 | 0 |  | 1957-08-01 | 2050-12-31 | 123.9788 | 34.8893 | 1.8504 | 35.2 | 35.2 | 169821.0036 | 0 | 0 | 0.55074 | 0 | 21.0542 | 21.0542 | 0 | 0 | 426 | 8334 | 0 | 0 | 0 | 0 | 115.6929 | 26.739 | 2.2634 | -62.4531 | 2240.2852 | 142.9167 | 0 | 0 | 0 | 0 | 0 | 0 | 0 | 0 | 0 | 0 | 18333.8637 | 33824.4658 | 4115.4896 | 0 | 67001.5846 | 7.007 | 5.9428 | 85.5427 | 0.031824 | 85.5024 | 239960.8632 | 222496.6713 | 243669.8263 | 0 | 5476371.7195 | 0 | 0 | 0 | 27.2367 | #N/A | #N/A
Palisades 2 HY | PAID | BS_PACE | ID | Hydro | Hydro | 44.1 | 0 |  | 1957-05-01 | 2050-12-31 | 123.9788 | 34.8893 | 1.8504 | 35.2 | 35.2 | 169821.0036 | 0 | 0 | 0.55074 | 0 | 21.0542 | 21.0542 | 0 | 0 | 426 | 8334 | 0 | 0 | 0 | 0 | 115.6929 | 26.739 | 2.2634 | -62.4531 | 2240.2852 | 142.9167 | 0 | 0 | 0 | 0 | 0 | 0 | 0 | 0 | 0 | 0 | 17702.6717 | 34455.6578 | 4172.1739 | 0 | 66944.9002 | 7.007 | 5.9428 | 85.5427 | 0.031824 | 85.5024 | 210772.5216 | 251685.013 | 249484.0297 | 0 | 5470557.536 | 0 | 0 | 0 | 27.2367 | #N/A | #N/A
Palisades 3 HY | PAID | BS_PACE | ID | Hydro | Hydro | 44.1 | 0 |  | 1957-02-01 | 2050-12-31 | 123.931 | 34.8893 | 1.8026 | 35.2 | 35.2 | 169821.0036 | 0 | 0 | 0.55074 | 0 | 21.0461 | 21.0461 | 0 | 0 | 426 | 8334 | 0 | 0 | 0 | 0 | 115.6533 | 26.739 | 2.2237 | -62.4952 | 2239.9692 | 142.8809 | 0 | 0 | 0 | 0 | 0 | 0 | 0 | 0 | 0 | 0 | 17720.4095 | 34437.92 | 4332.4943 | 0 | 66784.5798 | 7.007 | 5.9428 | 85.5427 | 0.031824 | 85.5024 | 220754.1305 | 241703.4025 | 258452.8781 | 0 | 5461534.3665 | 0 | 0 | 0 | 27.2285 | #N/A | #N/A
Palisades 4 HY | PAID | BS_PACE | ID | Hydro | Hydro | 44.1 | 0 |  | 1958-05-01 | 2050-12-31 | 123.931 | 34.8893 | 1.8026 | 35.2 | 35.2 | 169821.0036 | 0 | 0 | 0.55074 | 0 | 21.0461 | 21.0461 | 0 | 0 | 426 | 8334 | 0 | 0 | 0 | 0 | 115.6533 | 26.739 | 2.2237 | -62.4952 | 2239.9692 | 142.8809 | 0 | 0 | 0 | 0 | 0 | 0 | 0 | 0 | 0 | 0 | 18191.446 | 33966.8835 | 4515.9673 | 0 | 66601.1068 | 7.007 | 5.9428 | 85.5427 | 0.031824 | 85.5024 | 241537.3737 | 220920.1613 | 273003.4912 | 0 | 5447038.1945 | 0 | 0 | 0 | 27.2286 | #N/A | #N/A
Palmdale 18 1 PV-NT | CISC | CA_CISO | CA | Hourly Resource | PV-NonTracking | 2 | 0 |  | 2016-01-13 | 2051-12-31 | 34.3382 | -15.2895 | -4.6095 | 2 | 2 | 5605.904 | 0 | 0 | 0.31997 | 0 | 0.1925 | 0.1925 | 8760 | 0 | 8760 | 0 | 0 | 0 | 0 | 34.816 | 73.2627 | -8.743 | -4.6848 | -25.2092 | 1965.8539 | 71.9873 | 0 | 0 | 0 | 0 | 0 | 0 | 0 | 0 | 0 | 0 | 0 | 0 | 0 | 0 | 0 | 0.15866 | 0.00010078 | 4.7626 | 4.7626 | 4.7626 | 0 | 0 | 0 | 0 | 0 | 0 | 0 | 0 | 0.1925 | #N/A | #N/A
Palmer Solar 1 PV | WACM | RM_WACM | CO | Hourly Resource | PV-NonTracking | 60 | 0 |  | 2020-04-01 | 2050-12-31 | 69.7396 | 17.3701 | 0.20166 | 60 | 60 | 156846.7676 | 0 | 0 | 0.29841 | 0 | 10.9384 | 10.9384 | 8760 | 0 | 8760 | 0 | 0 | 0 | 0 | 467.9542 | 138.3828 | 48.3458 | 3.3464 | -23.3992 | 2510.7234 | 211.2384 | 0 | 0 | 0 | 0 | 0 | 0 | 0 | 0 | 0 | 0 | 0 | 50223.4876 | 0 | 0 | 467.9541 | 0.075305 | 0.00032051 | 86.4793 | 43.2396 | 43.2397 | 0 | 17.7298 | 0 | 0 | 39.4982 | 0 | 0 | 0 | 10.9385 | #N/A | #N/A
Paloma 1 BA | AZPS | SW_AZPS | AZ | Pumped Storage | Energy Storage | 17 | -17 |  | 2022-06-01 | 2050-12-31 | 35.8482 | -35.8352 | -8.4889 | 17 | 17 | 24973.3081 | 29140.3618 | 0.39991 | 0.1677 | 0.081171 | 1.1401 | 1.0589 | 8760 | 0 | 8760 | 0 | 0 | -0.0062506 | 0.21573 | 0 | 47.0516 | -31.9064 | -7.7325 | -25.5811 | 1934.6047 | 68.0134 | 0.82568 | 0 | 0 | 0 | 0 | 0 | 0 | 0 | 0 | 0 | 17703.6377 | 81874.3076 | 38758.7852 | 6901.9183 | 18069.0357 | 0.94841 | 0.0016464 | 11.9962 | 5.1679 | 6.8283 | 2788.175 | 14.3346 | 15998.7593 | 1950.0967 | 9538.1083 | 0 | 0 | 0 | 1.1703 | #N/A | #N/A
Paloma 1 PV | AZPS | SW_AZPS | AZ | Hourly Resource | PV-Tracking | 17 | 0 |  | 2005-10-14 | 2050-12-31 | 14.0614 | -33.1634 | -6.9055 | 17 | 17 | 39206.454 | 0 | 0 | 0.26327 | 0 | 0.5513 | 0.5513 | 8760 | 0 | 8760 | 0 | 0 | 0 | 0 | 499.392 | 47.0261 | -31.9064 | -7.758 | -25.5546 | 1934.4662 | 68.0107 | 0 | 0 | 0 | 0 | 0 | 0 | 0 | 0 | 0 | 0 | 0 | 18156.0616 | 0 | 0 | 4.8196e-06 | 0.94841 | 0.0016464 | 11.9962 | 5.1679 | 6.8283 | 0 | 38.4653 | 0 | 0 | 1.1519e-05 | 0 | 0 | 0 | 0.55134 | #N/A | #N/A
Palouse Wind 1 WT | AVA | NW_AVA | WA | Hourly Resource | WT-Onshore | 105.3 | 0 |  | 2012-12-13 | 2050-12-31 | 75.8109 | 5.7799 | 0.39616 | 105.3 | 105.3 | 218469.2679 | 0 | 0 | 0.23684 | 0 | 16.5624 | 16.5624 | 8760 | 0 | 8760 | 0 | 0 | 0 | 0 | 155.2305 | 109.5712 | 19.5438 | 3.3369 | -33.8017 | 1863.683 | 103.0216 | 0 | 0 | 0 | 0 | 0 | 0 | 0 | 0 | 0 | 0 | 0 | 62837.5651 | 0 | 0 | 155.2301 | 0.0011683 | 0.0011677 | 1.4929 | 0.031824 | 2.0045 | 0 | 41.1588 | 0 | 0 | 0.037165 | 0 | 0 | 0 | 16.5624 | #N/A | #N/A
Pandora / Telluride Water Treatment HY | WACM | RM_WACM | CO | Hydro | Hydro | 0.32 | 0 |  | 2015-02-01 | 2051-12-31 | 175.9863 | 89.7124 | -0.48084 | 0.19136 | 0.19136 | 1004.3392 | 0 | 0 | 0.59914 | 0 | 0.17675 | 0.17675 | 0 | 0 | 0 | 8760 | 0 | 0 | 0 | 16.5528 | 165.423 | 79.5071 | -0.77462 | -24.1984 | 2503.426 | 264.0942 | 0 | 0 | 0 | 0 | 0 | 0 | 0 | 0 | 0 | 0 | 27.2032 | 22.2725 | 189.5437 | 985.2151 | 1968.5544 | 0.075305 | 0.00032051 | 86.4793 | 43.2396 | 43.2397 | 52.5163 | 0.015871 | 15949.4687 | 64776.1793 | 121657.136 | 0 | 0 | 0 | 0.37919 | #N/A | #N/A
Panoche Valley Solar 1 PV-NT | CIPV | CA_CISO | CA | Hourly Resource | PV-NonTracking | 140 | 0 |  | 2018-11-26 | 2050-12-31 | 66.2178 | -5.179 | -3.5042 | 140 | 140 | 251370.6435 | 0 | 0 | 0.20497 | 0 | 16.6452 | 16.6452 | 8760 | 0 | 8760 | 0 | 0 | 0 | 0 | 118770.1759 | 80.2988 | -6.1216 | -0.27011 | -147.7848 | 1999.2731 | 92.5187 | 0 | 0 | 0 | 0 | 0 | 0 | 0 | 0 | 0 | 0 | 0 | 131.04 | 0 | 0 | 1940.1504 | 0.15866 | 0.00010078 | 4.7626 | 4.7626 | 4.7626 | 0 | 0.097966 | 0 | 0 | 1960.4937 | 0 | 0 | 0 | 16.6472 | #N/A | #N/A
Papago 1 BA | AZPS | SW_AZPS | AZ | Pumped Storage | Energy Storage | 300 | -300 |  | 2025-05-01 | 2051-12-31 | 44.4191 | -25.8679 | -9.8963 | 300 | 300 | 432062.2442 | 504073.2114 | 11.0052 | 0.16441 | 1.4042 | 19.5719 | 18.1677 | 8760 | 0 | 8760 | 0 | 0 | -0.10802 | 3.8972 | 0 | 60.0906 | -16.8214 | -9.7786 | -25 | 1925.3224 | 72.1124 | 0.79208 | 0 | 0 | 0 | 0 | 0 | 0 | 0 | 0 | 0 | 56941.4475 | 85668.7191 | 36114.1244 | 62701.8637 | 133636.2638 | 0.94841 | 0.0016464 | 11.9962 | 5.1679 | 6.8283 | 12374.209 | 20.341 | 482444.9469 | 224915.5525 | 570147.7623 | 0 | 0 | 0 | 20.8618 | #N/A | #N/A
PARADISE ENERGY STORAGE BA | CISD | CA_CISO | CA | Pumped Storage | Energy Storage | 10 | -9.75 |  | 2023-08-01 | 2054-12-31 | 49.0747 | -25.1058 | -6.5858 | 10 | 10 | 13922.2902 | 16237.988 | 0.47837 | 0.15893 | 0.04524 | 0.52337 | 0.47813 | 8760 | 0 | 8760 | 0 | 0 | -0.0034735 | 0.12082 | 0 | 67.0094 | -13.657 | -6.0241 | -25.7362 | 1940.0759 | 69.5732 | 1.0851 | 0 | 0 | 0 | 0 | 0 | 0 | 0 | 0 | 0 | 1132.9133 | 635.9835 | 5865.8705 | 0 | 1788.5366 | 0.15866 | 0.00010078 | 4.7626 | 4.7626 | 4.7626 | 0.19628 | 0.10749 | 129.4598 | 0 | 0.40075 | 0 | 0 | 0 | 0.5235 | #N/A | #N/A
Pardee Power House 1 HY | CIPV | CA_CISO | CA | Hydro | Hydro | 30 | 0 |  | 1930-01-01 | 2050-12-31 | 93.9834 | 6.2586 | 5.7349 | 25.236 | 20.8238 | 93050.0932 | 0 | 0 | 0.34309 | 0 | 8.7452 | 8.7452 | 0 | 0 | 139 | 8621 | 0 | 0 | 0 | 3443.0036 | 98.1821 | 5.2157 | 6.2759 | -26.7012 | 1897.6486 | 67.4876 | 0 | 0 | 0 | 0 | 0 | 0 | 0 | 0 | 0 | 0 | 389.986 | 757.5289 | 125.5105 | 681.9481 | 28718.7727 | 0.15866 | 0.00010078 | 4.7626 | 4.7626 | 4.7626 | 2964.0057 | 0.25885 | 1633.4727 | 6073.6518 | 356919.425 | 0 | 0 | 0 | 9.1128 | #N/A | #N/A
Parker 1 HY | WALC | SW_WALC | CA | Hydro | Hydro | 120 | 0 |  | 1942-12-01 | 2050-12-31 | 48.0638 | -35.2749 | -11.1984 | 107.4393 | 83.5894 | 437134.5863 | 0 | 0 | 0.4416 | 0 | 21.0103 | 21.0103 | 0 | 0 | 0 | 8760 | 0 | 0 | 0 | 0 | 36.3269 | -38.8929 | -11.4707 | -31.0957 | 1842.401 | 64.7779 | 0 | 0 | 0 | 0 | 0 | 0 | 0 | 0 | 0 | 0 | 7193.308 | 95410.0285 | 488.7908 | 4554.908 | 153880.5409 | 5.7983 | 0.0036528 | 11.544 | 5.1679 | 6.7594 | 207015.1243 | 744.2462 | 2798.6862 | 15254.9749 | 1397118.8594 | 0 | 0 | 0 | 22.6333 | #N/A | #N/A
Parker Powerhouse 1 HY | CIPV | CA_CISO | CA | Hydro | Hydro | 2.83 | 0 |  | 1981-09-23 | 2051-12-31 | 123.4953 | 19.2821 | 6.7438 | 1.5663 | 0.001 | 6925.4104 | 0 | 0 | 0.34224 | 0 | 0.85526 | 0.85526 | 0 | 0 | 1098 | 7662 | 0 | 0 | 0 | 398.153 | 107.3552 | 13.9855 | 6.6791 | -80.6619 | 2729.9653 | 127.1689 | 0 | 0 | 0 | 0 | 0 | 0 | 0 | 0 | 0 | 0 | 22.387 | 0 | 1.5231 | 32.2858 | 166.1345 | 0.15866 | 0.00010078 | 4.7626 | 4.7626 | 4.7626 | 336.6929 | 0 | 70.2164 | 569.6172 | 1821.4665 | 0 | 0 | 0 | 0.85805 | #N/A | #N/A
Parowan Solar BA | PAUT | BS_PACE | UT | Pumped Storage | Energy Storage | 58 | -58 |  | 2024-12-01 | 2051-12-31 | 169.7525 | 61.3685 | -3.7385 | 58 | 58 | 43136.3995 | 49998.1149 | 4.5282 | 0.084901 | 0.1397 | 6.7535 | 6.6138 | 8760 | 0 | 8760 | 0 | 0 | -0.010293 | 0.69826 | 0 | 107.5232 | 24.6988 | -3.8662 | -24.7481 | 2299.2539 | 146.7904 | 1.1207 | 0 | 0 | 0 | 0 | 0 | 0 | 0 | 0 | 0 | 405269.4731 | 0 | 459654.3804 | 0 | 0 | 7.007 | 5.9428 | 85.5427 | 0.031824 | 85.5024 | 3489067.7191 | 0 | 37251720.6416 | 0 | 0 | 0 | 0 | 0 | 47.4942 | #N/A | #N/A
Parowan Solar PV-T | PAUT | BS_PACE | UT | Hourly Resource | PV-Tracking | 58 | 0 |  | 2024-12-01 | 2051-12-31 | 54.2871 | 5.6783 | -4.1816 | 58 | 58 | 148843.0922 | 0 | 0 | 0.29295 | 0 | 8.0803 | 8.0803 | 8760 | 0 | 8760 | 0 | 0 | 0 | 0 | 5220.8584 | 107.5232 | 24.6988 | -3.8662 | -24.7481 | 2299.2539 | 146.7904 | 0 | 0 | 0 | 0 | 0 | 0 | 0 | 0 | 0 | 0 | 0 | 1041.4087 | 0 | 0 | 5220.8584 | 7.007 | 5.9428 | 85.5427 | 0.031824 | 85.5024 | 0 | 113653.1113 | 0 | 0 | 220481.9807 | 0 | 0 | 0 | 8.4144 | #N/A | #N/A
Parque Eolico Rumorosa 5 WT | CFE | CA_CFE | MX | Hourly Resource | WT-Onshore | 10 | 0 |  | 2010-01-10 | 2050-12-31 | 27.6669 | -42.5496 | -8.1371 | 10 | 10 | 22888.592 | 0 | 0 | 0.26129 | 0 | 0.63326 | 0.63326 | 8760 | 0 | 8760 | 0 | 0 | 0 | 0 | 917.688 | 29.6226 | -48.5697 | -8.4982 | -274.7985 | 564.9998 | 31.8428 | 0 | 0 | 0 | 0 | 0 | 0 | 0 | 0 | 0 | 0 | 0 | 22346.5572 | 0 | 0 | 915.3033 | 4.6199 | 1.2515 | 2.5478 | 0 | 2.5478 | 0 | 36578.166 | 0 | 0 | 1.1486 | 0 | 0 | 0 | 0.66984 | #N/A | #N/A
Pastoria Solar PV-NT | CISC | CA_CISO | CA | Hourly Resource | PV-NonTracking | 105.2 | 0 |  | 2025-10-01 | 2054-12-31 | 44.0146 | -9.2823 | -3.9696 | 105.2 | 105.2 | 270624.0727 | 0 | 0 | 0.29366 | 0 | 11.9114 | 11.9114 | 8760 | 0 | 8760 | 0 | 0 | 0 | 0 | 3634.002 | 77.7014 | -5.792 | -3.1971 | -25.6489 | 1998.1244 | 71.8899 | 0 | 0 | 0 | 0 | 0 | 0 | 0 | 0 | 0 | 0 | 0 | 0 | 0 | 0 | -1.1176e-05 | 0.15866 | 0.00010078 | 4.7626 | 4.7626 | 4.7626 | 0 | 0 | 0 | 0 | 0.0001159 | 0 | 0 | 0 | 11.9114 | #N/A | #N/A
Patu Wind 6 WT | BPAT | NW_BPAT | OR | Hourly Resource | WT-Onshore | 9 | 0 |  | 2011-01-01 | 2050-12-31 | 81.0213 | 4.167 | -0.2715 | 9 | 9 | 26707.7267 | 0 | 0 | 0.33876 | 0 | 2.1639 | 2.1639 | 8760 | 0 | 8760 | 0 | 0 | 0 | 0 | 18.4752 | 109.3829 | 18.4206 | 4.2717 | -36.5072 | 1774.2904 | 99.4147 | 0 | 0 | 0 | 0 | 0 | 0 | 0 | 0 | 0 | 0 | 0 | 3717.5743 | 0 | 0 | 18.5561 | 0.13517 | 0.13517 | 0.67195 | 0.031824 | 0.68397 | 0 | 106.9628 | 0 | 0 | 0.0065569 | 0 | 0 | 0 | 2.164 | #N/A | #N/A
Patua Acquisition Project 1 PV-T | SPPC | SW_NVE | NV | Hourly Resource | PV-Tracking | 10.6 | 0 |  | 2017-07-01 | 2047-09-30 | -10.4309 | -50.2231 | -5.1602 | 10.6 | 10.6 | 9744.6637 | 0 | 0 | 0.10494 | 0 | -0.10165 | -0.10165 | 8760 | 0 | 8760 | 0 | 0 | 0 | 0 | 9508.6682 | 24.1753 | -52.1911 | -10.3242 | -37.1497 | 1655.0933 | 61.7945 | 0 | 0 | 0 | 0 | 0 | 0 | 0 | 0 | 0 | 0 | 0 | 24.9289 | 0 | 0 | 281.5619 | 0.19614 | 0.00021973 | 4.6327 | 0.031824 | 4.6009 | 0 | 0.015092 | 0 | 0 | 0.18777 | 0 | 0 | 0 | -0.10164 | #N/A | #N/A
Paut Hy Agg 1 HY | PAUT | BS_PACE | UT | Hydro | Hydro | 0.5 | 0 |  | 1969-03-01 | 2051-12-31 | 109.2179 | 33.476 | -2.6671 | 0.303 | 0.303 | 1107.5485 | 0 | 0 | 0.41727 | 0 | 0.12097 | 0.12097 | 0 | 0 | 0 | 8760 | 0 | 0 | 0 | 0 | 107.7608 | 24.7206 | -3.6504 | -24.8755 | 2302.1389 | 146.8359 | 0 | 0 | 0 | 0 | 0 | 0 | 0 | 0 | 0 | 0 | 332.0732 | 378.1898 | 3.6167 | 0 | 4220.6508 | 7.007 | 5.9428 | 85.5427 | 0.031824 | 85.5024 | 1843.5407 | 7963.6724 | 227.7394 | 0 | 362350.0272 | 0 | 0 | 0 | 0.49335 | #N/A | #N/A
Paut PV-T Agg Beaver Co 1 PV-T | PAUT | BS_PACE | UT | Hourly Resource | PV-Tracking | 9 | 0 |  | 2015-07-14 | 2035-07-30 | 49.085 | 1.5479 | -5.5087 | 9 | 9 | 17178.5524 | 0 | 0 | 0.21789 | 0 | 0.84321 | 0.84321 | 8760 | 0 | 8760 | 0 | 0 | 0 | 0 | 784.3856 | 105.2624 | 24.7422 | -6.1703 | -23.9463 | 2281.7529 | 144.764 | 0 | 0 | 0 | 0 | 0 | 0 | 0 | 0 | 0 | 0 | 0 | 1059.348 | 0 | 0 | 784.5836 | 7.007 | 5.9428 | 85.5427 | 0.031824 | 85.5024 | 0 | 4533.2783 | 0 | 0 | 35179.9356 | 0 | 0 | 0 | 0.88292 | #N/A | #N/A
Pavant Solar 1 PV-T | PAUT | BS_PACE | UT | Hourly Resource | PV-Tracking | 50 | 0 |  | 2015-12-30 | 2035-12-29 | 55.1922 | 4.5123 | -4.2805 | 50 | 50 | 116297.8327 | 0 | 0 | 0.26552 | 0 | 6.4187 | 6.4187 | 8760 | 0 | 8760 | 0 | 0 | 0 | 0 | 10865.1673 | 112.9524 | 30.5987 | -4.3369 | -24.8556 | 2811.7869 | 168.3928 | 0 | 0 | 0 | 0 | 0 | 0 | 0 | 0 | 0 | 0 | 0 | 114618.9025 | 0 | 0 | 10865.1674 | 7.007 | 5.9428 | 85.5427 | 0.031824 | 85.5024 | 0 | 34744.1771 | 0 | 0 | 708812.6426 | 0 | 0 | 0 | 7.1623 | #N/A | #N/A
Pavant Solar 3 PV-T | PAUT | BS_PACE | UT | Hourly Resource | PV-Tracking | 20 | 0 |  | 2016-12-30 | 2036-12-29 | 61.6285 | 11.6823 | -3.7683 | 20 | 20 | 46320.5657 | 0 | 0 | 0.26439 | 0 | 2.8547 | 2.8547 | 8760 | 0 | 8760 | 0 | 0 | 0 | 0 | 4012.6742 | 113.1505 | 30.5987 | -4.1388 | -24.8892 | 2813.1726 | 168.5324 | 0 | 0 | 0 | 0 | 0 | 0 | 0 | 0 | 0 | 0 | 0 | 41929.0002 | 0 | 0 | 4012.7941 | 7.007 | 5.9428 | 85.5427 | 0.031824 | 85.5024 | 0 | 27078.653 | 0 | 0 | 243743.1193 | 0 | 0 | 0 | 3.1255 | #N/A | #N/A
Pavant Solar II 2 PV-T | PAUT | BS_PACE | UT | Hourly Resource | PV-Tracking | 50 | 0 |  | 2016-11-22 | 2036-11-21 | 55.9398 | 6.2445 | -4.1646 | 50 | 50 | 103701.5282 | 0 | 0 | 0.23676 | 0 | 5.801 | 5.801 | 8760 | 0 | 8760 | 0 | 0 | 0 | 0 | 9034.1719 | 113 | 30.5987 | -4.2893 | -24.8714 | 2811.7275 | 168.4218 | 0 | 0 | 0 | 0 | 0 | 0 | 0 | 0 | 0 | 0 | 0 | 94287.3778 | 0 | 0 | 9034.272 | 7.007 | 5.9428 | 85.5427 | 0.031824 | 85.5024 | 0 | 41089.1515 | 0 | 0 | 558727.5534 | 0 | 0 | 0 | 6.4009 | #N/A | #N/A
Peace Canyon 1 HY | BCHA | BC_BCHA | BC | Hydro | Hydro | 730 | 0 |  | 1979-12-01 | 2050-12-31 | 74.6083 | -8.6735 | -2.7517 | 699.2 | 699.2 | 3344078.9844 | 0 | 0 | 0.54597 | 0 | 249.4962 | 249.4962 | 0 | 0 | 283 | 8477 | 0 | 0 | 0 | 0 | 83.2858 | -1.3251 | -2.0797 | -78.9346 | 1042.507 | 86.323 | 0 | 0 | 0 | 0 | 0 | 0 | 0 | 0 | 0 | 0 | 139911.1955 | 1203186.4286 | 22819.663 | 66848.0753 | 1025833.782 | 0.00013821 | 0.00013721 | 0.00014044 | 0.00013944 | 0.00013842 | 19.9407 | 164.6788 | 3.2182 | 9.4598 | 142.3243 | 0 | 0 | 0 | 249.4965 | #N/A | #N/A
Peak View Wind Generation 1 WT | PSCO | RM_PSCO | CO | Hourly Resource | WT-Onshore | 60.8 | 0 |  | 2016-11-07 | 2050-12-31 | 101.2989 | 27.6798 | -5.2808 | 60.8 | 60.8 | 195512.3692 | 0 | 0 | 0.36708 | 0 | 19.8052 | 19.8052 | 8760 | 0 | 8760 | 0 | 0 | 0 | 0 | 791.6768 | 134.2241 | 48.4369 | -0.9034 | -25.5885 | 2511.4382 | 210.3206 | 0 | 0 | 0 | 0 | 0 | 0 | 0 | 0 | 0 | 0 | 0 | 138059.988 | 0 | 0 | 791.6769 | 0.42135 | 0.055066 | 119.3454 | 43.2396 | 76.1058 | 0 | 4438.2516 | 0 | 0 | 22395.1462 | 0 | 0 | 0 | 19.832 | #N/A | #N/A
Pearblossom 1 PV-NT | CISC | CA_CISO | CA | Hourly Resource | PV-NonTracking | 9.5 | 0 |  | 2016-12-29 | 2050-12-31 | 31.7363 | -20.0409 | -5.2184 | 9.5 | 9.5 | 26282.2796 | 0 | 0 | 0.31582 | 0 | 0.8341 | 0.8341 | 8760 | 0 | 8760 | 0 | 0 | 0 | 0 | 1595.1949 | 69.4965 | -12.438 | -4.756 | -26.1302 | 1972.2994 | 74.1387 | 0 | 0 | 0 | 0 | 0 | 0 | 0 | 0 | 0 | 0 | 0 | 506.3348 | 0 | 0 | 4.6265 | 0.15866 | 0.00010078 | 4.7626 | 4.7626 | 4.7626 | 0 | 0.21743 | 0 | 0 | 0.0017556 | 0 | 0 | 0 | 0.8341 | #N/A | #N/A
PearBlossomPump-Total | CISC | CA_CISO | CA | Hourly Resource | MotorLoad | 151.2 | -17.2 |  | 1980-01-01 | 2050-01-01 | 78.6444 | -8.1715 | -3.6999 | 151.2 | 151.2 | 0 | 421477.7203 | 33.1468 | 0 | 0 | -33.1468 | -33.1468 | 8760 | 0 | 8760 | 0 | 0 | 0 | 0 | 0 | 70.1377 | -12.386 | -4.1668 | -25.3003 | 1977.562 | 74.3761 | 0 | 0 | 0 | 0 | 0 | 0 | 0 | 0 | 0 | 0 | 0 | 0 | 0 | 0 | 0 | 0.15866 | 0.00010078 | 4.7626 | 4.7626 | 4.7626 | 0 | 0 | 0 | 0 | 0 | 0 | 0 | 0 | -33.1468 | #N/A | #N/A
Pebble Springs 47 WT | BPAT | NW_BPAT | OR | Hourly Resource | WT-Onshore | 98.7 | 0 |  | 2009-04-01 | 2050-12-31 | 78.7693 | 10.8969 | -2.9976 | 98.7 | 98.7 | 214818.0758 | 0 | 0 | 0.24846 | 0 | 16.9211 | 16.9211 | 8760 | 0 | 8760 | 0 | 0 | 0 | 0 | 441.6825 | 122.3804 | 32.3282 | 3.3617 | -17.9849 | 1811.2888 | 98.9974 | 0 | 0 | 0 | 0 | 0 | 0 | 0 | 0 | 0 | 0 | 0 | 40544.8309 | 0 | 0 | 441.6827 | 0.13517 | 0.13517 | 0.67195 | 0.031824 | 0.68397 | 0 | 14.2725 | 0 | 0 | 0.15798 | 0 | 0 | 0 | 16.9211 | #N/A | #N/A
PEC Headworks 1 HY | GCPD | NW_GCPD | WA | Hydro | Hydro | 6.59 | 0 |  | 1990-09-01 | 2050-12-31 | 120.4875 | 24.5489 | 7.9413 | 6.6 | 6.6 | 20704.9379 | 0 | 0 | 0.35812 | 0 | 2.4947 | 2.4947 | 0 | 0 | 837 | 7923 | 0 | 0 | 0 | 0 | 112.2134 | 18.2239 | 7.2989 | -35.3248 | 1802.1969 | 101.278 | 0 | 0 | 0 | 0 | 0 | 0 | 0 | 0 | 0 | 0 | 1250.3101 | 6732.7211 | 33.7895 | 4985.3674 | 2757.7537 | 145.6727 | 146.0257 | 0.29651 | 0.031824 | 0.7917 | 29291.2173 | 1033033.0013 | 0.021996 | 173.6707 | 4181.6605 | 0 | 0 | 0 | 3.5614 | #N/A | #N/A
Pelton 1 HY | PGE | NW_PGE | OR | Hydro | Hydro | 97.2 | 0 |  | 1957-12-01 | 2050-12-31 | 115.7198 | 21.8864 | 5.4994 | 82.0374 | 88.8808 | 361423.2841 | 0 | 0 | 0.38923 | 0 | 41.8238 | 41.8238 | 0 | 0 | 172 | 8588 | 0 | 0 | 0 | 0 | 107.4733 | 16.1752 | 4.6075 | -37.4461 | 1788.7697 | 93.6304 | 0 | 0 | 0 | 0 | 0 | 0 | 0 | 0 | 0 | 0 | 22525.1283 | 100340.2455 | 1696.1789 | 428.4627 | 164723.9752 | 0.37688 | 0.20869 | 12.0258 | 0.031824 | 12.3093 | 12532.4315 | 35771.7954 | 10457.872 | 24.0379 | 1776196.0892 | 0 | 0 | 0 | 43.6588 | #N/A | #N/A
Pelton Re Reg 1 HY | PACW | NW_PACW | OR | Hydro | Hydro | 19.6 | 0 |  | 1982-06-01 | 2050-12-31 | 104.6284 | 15.521 | 4.4642 | 19.6 | 19.6 | 82735.9993 | 0 | 0 | 0.48187 | 0 | 8.6565 | 8.6565 | 0 | 0 | 0 | 8760 | 0 | 0 | 0 | 0 | 107.4641 | 16.1759 | 4.5977 | -37.3828 | 1791.5818 | 93.7846 | 0 | 0 | 0 | 0 | 0 | 0 | 0 | 0 | 0 | 0 | 11768.4337 | 4199.5654 | 16176.2033 | 6.535 | 21981.6608 | 27.0174 | 18.7409 | 65.6973 | 0.031824 | 65.2925 | 346096.4871 | 141706.7148 | 918172.4301 | 0.24465 | 1588237.9892 | 0 | 0 | 0 | 11.6508 | #N/A | #N/A
Pena Station 1 PV-T | PSCO | RM_PSCO | CO | Hourly Resource | PV-Tracking | 1.3 | 0 |  | 2017-03-27 | 2037-03-27 | 71.6087 | 17.7851 | 1.7376 | 1.3 | 1.3 | 2354.9174 | 0 | 0 | 0.20679 | 0 | 0.16863 | 0.16863 | 8760 | 0 | 8760 | 0 | 0 | 0 | 0 | 41.4336 | 140.8404 | 49.3233 | 4.8266 | -25.6285 | 2532.7822 | 214.7159 | 0 | 0 | 0 | 0 | 0 | 0 | 0 | 0 | 0 | 0 | 0 | 394.6412 | 0 | 0 | 41.4336 | 0.42135 | 0.055066 | 119.3454 | 43.2396 | 76.1058 | 0 | 21.2777 | 0 | 0 | 226.461 | 0 | 0 | 0 | 0.16888 | #N/A | #N/A
Penitente Solar 1 PV-T | PSCO | RM_PSCO | CO | Hourly Resource | PV-Tracking | 2.75 | 0 |  | 2017-11-01 | 2050-12-31 | 72.3765 | 18.4131 | 0.99339 | 2.75 | 2.75 | 7342.764 | 0 | 0 | 0.30481 | 0 | 0.53144 | 0.53144 | 8760 | 0 | 8760 | 0 | 0 | 0 | 0 | 153.9808 | 143.8973 | 52.7394 | 4.4673 | -25.6171 | 2512.6777 | 215.6739 | 0 | 0 | 0 | 0 | 0 | 0 | 0 | 0 | 0 | 0 | 0 | 30.5272 | 0 | 0 | 151.3105 | 0.42135 | 0.055066 | 119.3454 | 43.2396 | 76.1058 | 0 | 115.325 | 0 | 0 | 2328.0965 | 0 | 0 | 0 | 0.53389 | #N/A | #N/A
Pennask Wind 1 WT | BCHA | BC_BCHA | BC | Hourly Resource | WT-Onshore | 15 | 1.6 |  | 2017-02-24 | 2050-12-31 | 81.3473 | 4.2108 | 0.037051 | 15 | 15 | 38908.9351 | 0 | 0 | 0.29611 | 0 | 3.1651 | 3.1651 | 8760 | 0 | 8760 | 0 | 0 | 0 | 0 | 5.805 | 103.3896 | 14.8581 | 1.841 | -28.6698 | 1058.1599 | 84.248 | 0 | 0 | 0 | 0 | 0 | 0 | 0 | 0 | 0 | 0 | 0 | 0 | 0 | 0 | 0 | 0.00013821 | 0.00013721 | 0.00014044 | 0.00013944 | 0.00013842 | 0 | 0 | 0 | 0 | 0 | 0 | 0 | 0 | 3.1651 | #N/A | #N/A
PEREGRINE STORAGE BA | CISD | CA_CISO | CA | Pumped Storage | Energy Storage | 200 | -200 |  | 2024-05-01 | 2054-12-31 | 47.8983 | -24.7062 | -6.5433 | 200 | 200 | 271113.9168 | 316134.009 | 8.9449 | 0.15475 | 0.88087 | 10.2383 | 9.3574 | 8760 | 0 | 8760 | 0 | 0 | -0.06753 | 2.4801 | 0 | 66.8224 | -13.6103 | -6.2578 | -26.0764 | 1937.1564 | 69.4142 | 1.0789 | 0 | 0 | 0 | 0 | 0 | 0 | 0 | 0 | 0 | 4363.1273 | 6899.5147 | 31916.8721 | 200 | 147787.2968 | 0.15866 | 0.00010078 | 4.7626 | 4.7626 | 4.7626 | 1.0202 | 1.4311 | 355.6214 | 0.0412 | 5431.9172 | 0 | 0 | 0 | 10.244 | #N/A | #N/A
Perrin Ranch 1 WT | AZPS | SW_AZPS | AZ | Hourly Resource | WT-Onshore | 99.2 | 4.7 |  | 2012-06-25 | 2050-12-31 | 28.0818 | -31.811 | -7.365 | 99.2 | 99.2 | 186196.1135 | 0 | 0 | 0.21427 | 0 | 5.2287 | 5.2287 | 8760 | 0 | 8760 | 0 | 0 | 0 | 0 | 36.1088 | 45.0551 | -33.6259 | -8.0096 | -24.1446 | 1904.3438 | 66.1357 | 0 | 0 | 0 | 0 | 0 | 0 | 0 | 0 | 0 | 0 | 0 | 54521.1592 | 0 | 0 | 36.2081 | 0.94841 | 0.0016464 | 11.9962 | 5.1679 | 6.8283 | 0 | 31.8974 | 0 | 0 | 734.2475 | 0 | 0 | 0 | 5.2295 | #N/A | #N/A
Pershing Solar 1 PV-T | CISC | CA_CISO | NV | Hourly Resource | PV-Tracking | 480 | 0 |  | 2021-12-01 | 2055-12-31 | -11.9428 | -61.592 | -12.0059 | 480 | 480 | 587752.4101 | 0 | 0 | 0.13978 | 0 | -7.0194 | -7.0194 | 8760 | 0 | 8760 | 0 | 0 | 0 | 0 | 605590.865 | 50.5333 | -24.128 | -12.0293 | -112.7491 | 2052.8613 | 86.9383 | 0 | 0 | 0 | 0 | 0 | 0 | 0 | 0 | 0 | 0 | 0 | 4512.0952 | 0 | 0 | 28781.3328 | 0.15866 | 0.00010078 | 4.7626 | 4.7626 | 4.7626 | 0 | 2.4847 | 0 | 0 | 59218.9414 | 0 | 0 | 0 | -6.9602 | #N/A | #N/A
Pershing Solar 2 PV-T | SPPC | SW_NVE | NV | Hourly Resource | PV-NonTracking | 100 | 0 |  | 2024-10-01 | 2051-12-31 | -3.3808 | -45.0358 | -8.7792 | 100 | 100 | 74979.3055 | 0 | 0 | 0.085593 | 0 | -0.25349 | -0.25349 | 8760 | 0 | 8760 | 0 | 0 | 0 | 0 | 123758.9948 | 20.0801 | -52.971 | -13.6394 | -148.9215 | 1491.696 | 61.622 | 0 | 0 | 0 | 0 | 0 | 0 | 0 | 0 | 0 | 0 | 0 | 0 | 0 | 0 | 3.7253e-07 | 0.19614 | 0.00021973 | 4.6327 | 0.031824 | 4.6009 | 0 | 0 | 0 | 0 | 3.6899e-06 | 0 | 0 | 0 | -0.25349 | #N/A | #N/A
Phoenix 1 WT | CISC | CA_CISO | CA | Hourly Resource | WT-Onshore | 11.2 | 0 |  | 2015-01-26 | 2050-12-31 | 65.9334 | -10.9921 | -6.8799 | 11.2 | 11.2 | 29678.6556 | 0 | 0 | 0.3025 | 0 | 1.9568 | 1.9568 | 8760 | 0 | 8760 | 0 | 0 | 0 | 0 | 885.5952 | 67.2488 | -13.1776 | -6.2641 | -26.2504 | 1958.4138 | 70.6306 | 0 | 0 | 0 | 0 | 0 | 0 | 0 | 0 | 0 | 0 | 0 | 0 | 0 | 0 | 3.3704e-05 | 0.15866 | 0.00010078 | 4.7626 | 4.7626 | 4.7626 | 0 | 0 | 0 | 0 | 0.00018799 | 0 | 0 | 0 | 1.9568 | #N/A | #N/A
Phoenix Ph 1 HY | CIPV | CA_CISO | CA | Hydro | Hydro | 2 | 0 |  | 1940-01-01 | 2050-12-31 | 91.5285 | 5.8601 | 3.0977 | 1.4888 | 0.82775 | 8457.6327 | 0 | 0 | 0.51084 | 0 | 0.77412 | 0.77412 | 0 | 0 | 24 | 8736 | 0 | 0 | 0 | 134.7281 | 96.9119 | 6.4943 | 3.727 | -26.7336 | 1868.7484 | 68.4377 | 0 | 0 | 0 | 0 | 0 | 0 | 0 | 0 | 0 | 0 | 40.9287 | 2.3017 | 4.7741 | 122.075 | 456.396 | 0.15866 | 0.00010078 | 4.7626 | 4.7626 | 4.7626 | 600.1291 | 0.0011517 | 157.1054 | 1541.231 | 3939.4427 | 0 | 0 | 0 | 0.78035 | #N/A | #N/A
Piceance Creek Solar Phase I PV | PAWY | BS_PACE | WY | Hourly Resource | PV | 4 | 0 |  | 2018-12-12 | 2051-12-31 | 81.7872 | 24.9771 | 1.6067 | 4 | 4 | 8615.707 | 0 | 0 | 0.24588 | 0 | 0.70466 | 0.70466 | 8760 | 0 | 8760 | 0 | 0 | 0 | 0 | 1223.145 | 112.1123 | 25.1305 | 0.29134 | -195.6039 | 1859.9625 | 136.0081 | 0 | 0 | 0 | 0 | 0 | 0 | 0 | 0 | 0 | 0 | 0 | 57.728 | 0 | 0 | 1166.4387 | 7.007 | 5.9428 | 85.5427 | 0.031824 | 85.5024 | 0 | 7198.4568 | 0 | 0 | 65018.0267 | 0 | 0 | 0 | 0.77687 | #N/A | #N/A
Pico Rivera 1 PV-NT | CISC | CA_CISO | CA | Hourly Resource | PV-NonTracking | 0.9 | 0 |  | 2015-11-20 | 2050-12-31 | 35.4528 | -19.5492 | -4.0862 | 0.9 | 0.9 | 2242.8503 | 0 | 0 | 0.28448 | 0 | 0.079516 | 0.079516 | 8760 | 0 | 8760 | 0 | 0 | 0 | 0 | 80.1855 | 72.2256 | -10.7841 | -3.6808 | -25.5631 | 1991.7544 | 72.6356 | 0 | 0 | 0 | 0 | 0 | 0 | 0 | 0 | 0 | 0 | 0 | 0 | 0 | 0 | -8.7311e-08 | 0.15866 | 0.00010078 | 4.7626 | 4.7626 | 4.7626 | 0 | 0 | 0 | 0 | -1.0307e-06 | 0 | 0 | 0 | 0.079516 | #N/A | #N/A
Picuris Pueblo BESS 1 BA | PNM | SW_PNM | NM | Pumped Storage | Energy Storage | 1 | -1 |  | 2026-07-01 | 2051-12-31 | 48.4185 | -34.1509 | -4.2449 | 1 | 1 | 1665.3425 | 1945.1088 | 0.043642 | 0.19011 | 0.0054157 | 0.087529 | 0.082113 | 8760 | 0 | 8760 | 0 | 0 | -0.00041965 | 0.014787 | 0 | 51.482 | -31.0871 | -4.1214 | -28.1339 | 1928.3262 | 75.4937 | 0.86813 | 0 | 0 | 0 | 0 | 0 | 0 | 0 | 0 | 0 | 1184.0507 | 1000.6582 | 2259.7911 | 103.3511 | 1209.1183 | 0.89269 | 0.0029891 | 22.2939 | 5.1679 | 17.1082 | 1604.8383 | 0.54514 | 49682.0858 | 228.2579 | 29499.6067 | 0 | 0 | 0 | 0.16854 | #N/A | #N/A
Picuris Pueblo Solar 1 PV-T | PNM | SW_PNM | NM | Hourly Resource | PV-Tracking | 1 | 0 |  | 2026-07-01 | 2051-12-31 | 17.7796 | -33.629 | -4.2739 | 1 | 1 | 2499.891 | 0 | 0 | 0.28538 | 0 | 0.044447 | 0.044447 | 8760 | 0 | 8760 | 0 | 0 | 0 | 0 | 183.158 | 51.482 | -31.0871 | -4.1214 | -28.1339 | 1928.3262 | 75.4937 | 0 | 0 | 0 | 0 | 0 | 0 | 0 | 0 | 0 | 0 | 0 | 17.298 | 0 | 0 | 19.922 | 0.89269 | 0.0029891 | 22.2939 | 5.1679 | 17.1082 | 0 | 4.848 | 0 | 0 | 273.3805 | 0 | 0 | 0 | 0.044726 | #N/A | #N/A
Pike Solar 1 PV | WACM | RM_WACM | CO | Hourly Resource | PV-NonTracking | 175 | 0 |  | 2023-04-01 | 2050-12-31 | 59.4792 | 8.5306 | -1.107 | 175 | 175 | 438206.6805 | 0 | 0 | 0.28585 | 0 | 26.0642 | 26.0642 | 8760 | 0 | 8760 | 0 | 0 | 0 | 0 | 3351.3944 | 134.7191 | 45.7003 | 2.3283 | -28.6635 | 2493.7598 | 211.8927 | 0 | 0 | 0 | 0 | 0 | 0 | 0 | 0 | 0 | 0 | 0 | 100444.0163 | 0 | 0 | 3351.3935 | 0.075305 | 0.00032051 | 86.4793 | 43.2396 | 43.2397 | 0 | 35.4868 | 0 | 0 | 7202.5429 | 0 | 0 | 0 | 26.0714 | #N/A | #N/A
Pilgrim Stage 1 WT | IPMV | BS_IPCO | ID | Hourly Resource | WT-Onshore | 10.5 | 0 |  | 2010-12-27 | 2051-12-31 | 88.5384 | 14.5588 | 1.5099 | 10.5 | 10.5 | 23591.463 | 0 | 0 | 0.25648 | 0 | 2.0888 | 2.0888 | 8760 | 0 | 8760 | 0 | 0 | 0 | 0 | 19.803 | 115.7467 | 25.2944 | 3.7618 | -29.2964 | 1935.3937 | 131.7981 | 0 | 0 | 0 | 0 | 0 | 0 | 0 | 0 | 0 | 0 | 0 | 3.465 | 0 | 0 | -1.2293e-05 | 0.015242 | 0.010783 | 14.1881 | 0.031824 | 14.1563 | 0 | 23.1591 | 0 | 0 | 0.00016732 | 0 | 0 | 0 | 2.0888 | #N/A | #N/A
Pilot Knob 1 HY | IID | CA_IID | CA | Hydro | Hydro | 33 | 0 |  | 1957-01-01 | 2050-12-31 | 58.5564 | -8.1552 | -6.9261 | 4.8272 | 4.8876 | 32095.2758 | 0 | 0 | 0.33308 | 0 | 1.8794 | 1.8794 | 0 | 0 | 189 | 8571 | 0 | 0 | 0 | 0 | 65.7661 | -11.8701 | -9.0544 | -21.5517 | 1850.6182 | 64.8468 | 0 | 0 | 0 | 0 | 0 | 0 | 0 | 0 | 0 | 0 | 2156.5705 | 771.4537 | 652.0942 | 551.5647 | 4640.4073 | 0.30887 | 0.0049745 | 15.5549 | 5.1679 | 10.3853 | 4478.5368 | 16.8763 | 26257.6023 | 12929.9098 | 56937.9229 | 0 | 0 | 0 | 1.98 | #N/A | #N/A
Pilot Rock Solar I PV-T | PACW | NW_PACW | OR | Hourly Resource | PV-Tracking | 2 | 0 |  | 2025-09-30 | 2045-09-29 | 92.5557 | 28.5896 | 6.0837 | 2 | 2 | 4663.5558 | 0 | 0 | 0.26618 | 0 | 0.43164 | 0.43164 | 8760 | 0 | 8760 | 0 | 0 | 0 | 0 | 172.6022 | 112.0744 | 18.5841 | 6.7998 | -35.2653 | 1875.4967 | 102.8044 | 0 | 0 | 0 | 0 | 0 | 0 | 0 | 0 | 0 | 0 | 0 | 595.5791 | 0 | 0 | 164.6222 | 27.0174 | 18.7409 | 65.6973 | 0.031824 | 65.2925 | 0 | 70638.575 | 0 | 0 | 11303.5317 | 0 | 0 | 0 | 0.51358 | #N/A | #N/A
Pilot Rock Solar II PV-T | PACW | NW_PACW | OR | Hourly Resource | PV-Tracking | 3 | 0 |  | 2025-09-30 | 2045-09-29 | 92.502 | 28.5782 | 6.0793 | 3 | 3 | 7000.368 | 0 | 0 | 0.26638 | 0 | 0.64755 | 0.64755 | 8760 | 0 | 8760 | 0 | 0 | 0 | 0 | 253.809 | 112.0744 | 18.5841 | 6.7998 | -35.2653 | 1875.4967 | 102.8044 | 0 | 0 | 0 | 0 | 0 | 0 | 0 | 0 | 0 | 0 | 0 | 884.2242 | 0 | 0 | 241.899 | 27.0174 | 18.7409 | 65.6973 | 0.031824 | 65.2925 | 0 | 106021.6459 | 0 | 0 | 16675.8302 | 0 | 0 | 0 | 0.77025 | #N/A | #N/A
Pinal Central Energy Center 1 PV | SRP | SW_SRP | AZ | Hourly Resource | PV | 20 | 0 |  | 2018-04-23 | 2038-04-23 | 14.0607 | -32.1526 | -8.1338 | 20 | 20 | 62634.6 | 0 | 0 | 0.3575 | 0 | 0.88069 | 0.88069 | 8760 | 0 | 8760 | 0 | 0 | 0 | 0 | 776.1 | 42.9389 | -33.3347 | -10.4169 | -25.2425 | 1886.8965 | 65.1611 | 0 | 0 | 0 | 0 | 0 | 0 | 0 | 0 | 0 | 0 | 0 | 767.1665 | 0 | 0 | 37.64 | 1.0352 | 0.11547 | 12.6186 | 5.1679 | 7.4506 | 0 | 5248.5714 | 0 | 0 | 1007.489 | 0 | 0 | 0 | 0.88694 | #N/A | #N/A
Pinal Central Energy Center: Storage (4HR) 2 BA | SRP | SW_SRP | AZ | Pumped Storage | Energy Storage | 10 | -10 |  | 2018-04-23 | 2038-04-23 | 36.9423 | -34.8674 | -9.074 | 10 | 10 | 14390.4626 | 16788.7791 | 0.3635 | 0.16427 | 0.046769 | 0.42482 | 0.37806 | 8760 | 0 | 8760 | 0 | 0 | -0.0035975 | 0.1395 | 0 | 43.5514 | -33.3347 | -9.8045 | -25.1535 | 1890.7148 | 65.3274 | 0.77825 | 0 | 0 | 0 | 0 | 0 | 0 | 0 | 0 | 0 | 8539.935 | 5475.6134 | 31997.6797 | 973.1397 | 5209.1174 | 1.0352 | 0.11547 | 12.6186 | 5.1679 | 7.4506 | 21088.3995 | 1718.5688 | 228918.2423 | 13598.1935 | 68937.6418 | 0 | 0 | 0 | 0.75909 | #N/A | #N/A
Pine Flat Hydro Aggregate 1 HY | CIPV | CA_CISO | CA | Hydro | Hydro | 198.51 | 0 |  | 1984-01-01 | 2050-12-31 | 88.4409 | -0.64202 | 2.0804 | 75.6655 | 0.001 | 343857.9876 | 0 | 0 | 0.23505 | 0 | 30.4111 | 30.4111 | 0 | 0 | 3024 | 5736 | 0 | 0 | 0 | 14635.4246 | 93.7358 | 3.7816 | 3.2636 | -26.2367 | 2249.9949 | 91.309 | 0 | 0 | 0 | 0 | 0 | 0 | 0 | 0 | 0 | 0 | 299.3999 | 18072.156 | 0.0013332 | 155.2032 | 28382.1628 | 0.15866 | 0.00010078 | 4.7626 | 4.7626 | 4.7626 | 3434.3781 | 1.3885 | 0.011795 | 2029.4135 | 203821.0844 | 0 | 0 | 0 | 30.6204 | #N/A | #N/A
Pine Grove Solar LLC PV-T | PACW | NW_PACW | OR | Hourly Resource | PV-Tracking | 1.4 | 0 |  | 2024-02-16 | 2044-02-15 | 93.4934 | 27.0033 | 3.9697 | 1.4 | 1.4 | 3085.7497 | 0 | 0 | 0.25161 | 0 | 0.2885 | 0.2885 | 8760 | 0 | 8760 | 0 | 0 | 0 | 0 | 422.2064 | 104.3423 | 13.2457 | 4.406 | -40.1631 | 1812.3683 | 86.3013 | 0 | 0 | 0 | 0 | 0 | 0 | 0 | 0 | 0 | 0 | 0 | 355.3178 | 0 | 0 | 411.348 | 27.0174 | 18.7409 | 65.6973 | 0.031824 | 65.2925 | 0 | 45781.0437 | 0 | 0 | 27846.7605 | 0 | 0 | 0 | 0.36213 | #N/A | #N/A
Pine Nut PV-NT | SPPC | SW_NVE | NV | Hourly Resource | PV-NonTracking | 200 | 0 |  | 2030-01-30 | 2051-12-31 | -4.671 | -51.4816 | -5.9094 | 200 | 200 | 457793.1976 | 0 | 0 | 0.2613 | 0 | -2.1383 | -2.1383 | 8760 | 0 | 8760 | 0 | 0 | 0 | 0 | 25518.0024 | 31.4777 | -47.0194 | -8.1935 | -152.2128 | 1797.9408 | 64.1965 | 0 | 0 | 0 | 0 | 0 | 0 | 0 | 0 | 0 | 0 | 0 | 0 | 0 | 0 | -4.4703e-06 | 0.19614 | 0.00021973 | 4.6327 | 0.031824 | 4.6009 | 0 | 0 | 0 | 0 | -2.4184e-05 | 0 | 0 | 0 | -2.1383 | #N/A | #N/A
Pine Tree 90 WT | LDWP | CA_LDWP | CA | Hourly Resource | WT-Onshore | 135 | 0 |  | 2009-07-01 | 2050-12-31 | 79.7922 | 1.5934 | -6.7923 | 135 | 135 | 474802.4258 | 0 | 0 | 0.40149 | 0 | 37.8855 | 37.8855 | 8760 | 0 | 8760 | 0 | 0 | 0 | 0 | 0 | 84.341 | 3.7511 | -6.1006 | -11.4191 | 1919.7914 | 66.1975 | 0 | 0 | 0 | 0 | 0 | 0 | 0 | 0 | 0 | 0 | 0 | 14969.4864 | 0 | 0 | -0.00010785 | 0.51018 | 0.0002031 | 10.9758 | 5.1679 | 5.9579 | 0 | 167.2184 | 0 | 0 | 0.0027951 | 0 | 0 | 0 | 37.8857 | #N/A | #N/A
Pinyon Pines 1 WT | CISC | CA_CISO | CA | Hourly Resource | WT-Onshore | 164.31 | 0 |  | 2013-01-01 | 2050-12-31 | 66.3054 | -16.3866 | -7.4634 | 164.31 | 164.31 | 397812.8473 | 0 | 0 | 0.27638 | 0 | 26.3772 | 26.3772 | 8760 | 0 | 8760 | 0 | 0 | 0 | 0 | 5744.995 | 70.3977 | -10.3451 | -5.9477 | -25.3072 | 1885.2753 | 71.1629 | 0 | 0 | 0 | 0 | 0 | 0 | 0 | 0 | 0 | 0 | 0 | 14747.07 | 0 | 0 | 59.3751 | 0.15866 | 0.00010078 | 4.7626 | 4.7626 | 4.7626 | 0 | 5.3214 | 0 | 0 | 0.0078924 | 0 | 0 | 0 | 26.3772 | #N/A | #N/A
Pinyon Pines 2 WT | CISC | CA_CISO | CA | Hourly Resource | WT-Onshore | 132 | 0 |  | 2013-01-01 | 2050-12-31 | 69.3088 | -15.0631 | -7.0406 | 132 | 132 | 347249.3658 | 0 | 0 | 0.30031 | 0 | 24.0675 | 24.0675 | 8760 | 0 | 8760 | 0 | 0 | 0 | 0 | 4336.464 | 70.5315 | -10.3451 | -5.814 | -25.2575 | 1896.9764 | 71.3417 | 0 | 0 | 0 | 0 | 0 | 0 | 0 | 0 | 0 | 0 | 0 | 64819.8858 | 0 | 0 | 419.2321 | 0.15866 | 0.00010078 | 4.7626 | 4.7626 | 4.7626 | 0 | 14.2664 | 0 | 0 | 0.082961 | 0 | 0 | 0 | 24.0675 | #N/A | #N/A
Pioneer Solar 1 PV-T | PSCO | RM_PSCO | CO | Hourly Resource | PV-Tracking | 80 | 0 |  | 2021-06-09 | 2050-12-31 | 77.0486 | 22.9514 | 0.57548 | 80 | 80 | 191928.6398 | 0 | 0 | 0.27387 | 0 | 14.7878 | 14.7878 | 8760 | 0 | 8760 | 0 | 0 | 0 | 0 | 399.68 | 139.6052 | 49.2928 | 3.6218 | -25.078 | 2508.9636 | 213.6819 | 0 | 0 | 0 | 0 | 0 | 0 | 0 | 0 | 0 | 0 | 0 | 84754.7823 | 0 | 0 | 399.68 | 0.42135 | 0.055066 | 119.3454 | 43.2396 | 76.1058 | 0 | 1173.2099 | 0 | 0 | 1876.1001 | 0 | 0 | 0 | 14.7909 | #N/A | #N/A
Pioneer Wind Park I 1 WT | PAWY | BS_PACE | WY | Hourly Resource | WT-Onshore | 80 | 0 |  | 2016-10-27 | 2036-10-26 | 75.0288 | 3.4957 | -6.8926 | 80 | 80 | 300392.2211 | 0 | 0 | 0.42864 | 0 | 22.5381 | 22.5381 | 8760 | 0 | 8760 | 0 | 0 | 0 | 0 | 4499.8581 | 108.4007 | 26.0037 | -4.2935 | -60.9695 | 2161.2722 | 147.5338 | 0 | 0 | 0 | 0 | 0 | 0 | 0 | 0 | 0 | 0 | 0 | 30577.3991 | 0 | 0 | 4500.2588 | 7.007 | 5.9428 | 85.5427 | 0.031824 | 85.5024 | 0 | 217999.9033 | 0 | 0 | 264987.2272 | 0 | 0 | 0 | 23.0211 | #N/A | #N/A
Pit 1 (PGnE) | CIPV | CA_CISO | CA | Hydro | Hydro | 64 | 0 |  | 1922-01-01 | 2050-12-31 | 99.327 | 9.9505 | 0.86005 | 23.8866 | 17.9111 | 113266.9893 | 0 | 0 | 0.40648 | 0 | 11.2505 | 11.2505 | 0 | 0 | 311 | 8449 | 0 | 0 | 0 | 755.5415 | 95.7472 | 8.1782 | 0.87846 | -25.4024 | 1766.8783 | 69.9321 | 0 | 0 | 0 | 0 | 0 | 0 | 0 | 0 | 0 | 0 | 610.5058 | 27587.1859 | 7.4793 | 558.3434 | 58785.5989 | 0.15866 | 0.00010078 | 4.7626 | 4.7626 | 4.7626 | 5373.2229 | 2.5589 | 97.3268 | 6241.9757 | 374082.246 | 0 | 0 | 0 | 11.6363 | #N/A | #N/A
Pit 3 (PGnE) | CIPV | CA_CISO | CA | Hydro | Hydro | 70.6 | 0 |  | 1925-01-01 | 2050-12-31 | 91.8999 | 9.6411 | 0.52407 | 15.5589 | 14.6622 | 84229.8416 | 0 | 0 | 0.40829 | 0 | 7.7407 | 7.7407 | 0 | 0 | 145 | 8615 | 0 | 0 | 0 | 1517.4424 | 96.0776 | 7.696 | 1.6911 | -25.3178 | 1780.2036 | 71.5319 | 0 | 0 | 0 | 0 | 0 | 0 | 0 | 0 | 0 | 0 | 701.8519 | 25273.4177 | 68.7389 | 1271.1778 | 42566.076 | 0.15866 | 0.00010078 | 4.7626 | 4.7626 | 4.7626 | 6110.5003 | 2.2334 | 531.484 | 17457.2143 | 191960.9122 | 0 | 0 | 0 | 7.9568 | #N/A | #N/A
Pit 4 (PGnE) | CIPV | CA_CISO | CA | Hydro | Hydro | 95 | 0 |  | 1955-01-01 | 2050-12-31 | 102.1766 | 10.9124 | 2.5311 | 33.9408 | 34.8038 | 198552.1691 | 0 | 0 | 0.48462 | 0 | 20.2874 | 20.2874 | 0 | 0 | 143 | 8617 | 0 | 0 | 0 | 2890.7236 | 99.9468 | 10.5609 | 2.6953 | -25.2486 | 1798.2777 | 70.8673 | 0 | 0 | 0 | 0 | 0 | 0 | 0 | 0 | 0 | 0 | 1347.762 | 88930.5583 | 61.2068 | 1585.3464 | 81211.3089 | 0.15866 | 0.00010078 | 4.7626 | 4.7626 | 4.7626 | 11916.6007 | 7.0277 | 815.1717 | 15894.0262 | 452644.5134 | 0 | 0 | 0 | 20.7687 | #N/A | #N/A
Pit 5 (PGnE) | CIPV | CA_CISO | CA | Hydro | Hydro | 164 | 0 |  | 1944-01-01 | 2050-12-31 | 102.4968 | 10.4798 | 2.0765 | 24.3309 | 27.2101 | 150265.1627 | 0 | 0 | 0.47451 | 0 | 15.4017 | 15.4017 | 0 | 0 | 262 | 8498 | 0 | 0 | 0 | 32.7022 | 99.3861 | 10.5969 | 2.0986 | -25.2065 | 1792.6216 | 70.6365 | 0 | 0 | 0 | 0 | 0 | 0 | 0 | 0 | 0 | 0 | 902.6154 | 31874.6494 | 41.2631 | 1204.657 | 66982.0732 | 0.15866 | 0.00010078 | 4.7626 | 4.7626 | 4.7626 | 6145.9307 | 3.1329 | 603.7928 | 14865.9935 | 332570.4528 | 0 | 0 | 0 | 15.7559 | #N/A | #N/A
Pit 6 (PGnE) | CIPV | CA_CISO | CA | Hydro | Hydro | 79 | 0 |  | 1965-01-01 | 2050-12-31 | 111.76 | 10.4356 | 2.4747 | 36.0012 | 28.5409 | 134337.425 | 0 | 0 | 0.3978 | 0 | 15.0136 | 15.0136 | 0 | 0 | 592 | 8168 | 0 | 0 | 0 | 1750.3339 | 99.9924 | 10.5974 | 2.7045 | -25.2433 | 1799.5089 | 70.9749 | 0 | 0 | 0 | 0 | 0 | 0 | 0 | 0 | 0 | 0 | 1169.1321 | 93831.5817 | 8.4666 | 1162.3688 | 105169.484 | 0.15866 | 0.00010078 | 4.7626 | 4.7626 | 4.7626 | 10470.2622 | 6.588 | 117.648 | 16315.6309 | 531772.5732 | 0 | 0 | 0 | 15.5722 | #N/A | #N/A
Pit 7 (PGnE) | CIPV | CA_CISO | CA | Hydro | Hydro | 110.3 | 0 |  | 1965-01-01 | 2050-12-31 | 114.1544 | 9.6116 | 2.8886 | 46.3467 | 47.8461 | 173805.797 | 0 | 0 | 0.38251 | 0 | 19.8407 | 19.8407 | 0 | 0 | 322 | 8438 | 0 | 0 | 0 | 147.0097 | 100.1922 | 10.5966 | 2.9051 | -25.2692 | 1806.9421 | 71.1923 | 0 | 0 | 0 | 0 | 0 | 0 | 0 | 0 | 0 | 0 | 837.7038 | 115011.2271 | 46.8856 | 1527.2237 | 156793.9862 | 0.15866 | 0.00010078 | 4.7626 | 4.7626 | 4.7626 | 9746.1644 | 7.867 | 286.5909 | 21115.4496 | 774031.3462 | 0 | 0 | 0 | 20.6459 | #N/A | #N/A
PLANO STORAGE 1 BA | CIPV | CA_CISO | CA | Pumped Storage | Energy Storage | 350 | -350 |  | 2023-06-01 | 2054-12-31 | 83.6101 | -0.4318 | -0.59845 | 350 | 350 | 411569.659 | 479258.4079 | 30.5727 | 0.13424 | 1.3362 | 13.3368 | 12.0005 | 8760 | 0 | 8760 | 0 | 0 | -0.10153 | 2.8596 | 0 | 98.1771 | 9.7116 | 1.775 | -25.885 | 1948.8396 | 68.966 | 1.2262 | 0 | 0 | 0 | 0 | 0 | 0 | 0 | 0 | 0 | 57923.9772 | 145380.0541 | 24063.828 | 0 | 107647.9092 | 0.15866 | 0.00010078 | 4.7626 | 4.7626 | 4.7626 | 19207.8882 | 24.4789 | 84107.3508 | 0 | 191578.4539 | 0 | 0 | 0 | 13.6317 | #N/A | #N/A
Planta Fotovoltaica Cerro Prieto 1 PV | CFE | CA_CFE | MX | Hourly Resource | PV-NonTracking | 5 | 0 |  | 2012-06-12 | 2050-12-31 | 13.1258 | -38.7435 | -5.7003 | 5 | 5 | 13483.25 | 0 | 0 | 0.30784 | 0 | 0.17698 | 0.17698 | 8760 | 0 | 8760 | 0 | 0 | 0 | 0 | 988.415 | 30.7463 | -48.5969 | -7.3473 | -274.7169 | 571.872 | 32.501 | 0 | 0 | 0 | 0 | 0 | 0 | 0 | 0 | 0 | 0 | 0 | 9102.4342 | 0 | 0 | 24.3083 | 4.6199 | 1.2515 | 2.5478 | 0 | 2.5478 | 0 | 20456.5109 | 0 | 0 | 18.0293 | 0 | 0 | 0 | 0.19745 | #N/A | #N/A
Platte Valley Solar II PV | PAUT | BS_PACE | UT | Hourly Resource | PV | 0.95 | 0 |  | 2020-01-23 | 2051-12-31 | 42.6838 | -14.6208 | -2.4075 | 0.95 | 0.95 | 1499.2629 | 0 | 0 | 0.18016 | 0 | 0.063995 | 0.063995 | 8760 | 0 | 8760 | 0 | 0 | 0 | 0 | 671.7255 | 79.5148 | -5.2109 | -1.9648 | -25.939 | 1942.5746 | 94.9563 | 0 | 0 | 0 | 0 | 0 | 0 | 0 | 0 | 0 | 0 | 0 | 10.7274 | 0 | 0 | 677.3647 | 7.007 | 5.9428 | 85.5427 | 0.031824 | 85.5024 | 0 | 1076.0807 | 0 | 0 | 54509.6784 | 0 | 0 | 0 | 0.11958 | #N/A | #N/A
Platte Vallley Solar PV | PSCO | RM_PSCO | CO | Hourly Resource | PV | 3.5 | 0 |  | 2017-08-29 | 2051-12-31 | 79.1554 | 23.7049 | 1.674 | 3.5 | 3.5 | 7951.482 | 0 | 0 | 0.25934 | 0 | 0.6294 | 0.6294 | 8760 | 0 | 8760 | 0 | 0 | 0 | 0 | 81.6725 | 142.1511 | 51.4784 | 3.9822 | -26.0791 | 2562.7742 | 210.2206 | 0 | 0 | 0 | 0 | 0 | 0 | 0 | 0 | 0 | 0 | 0 | 2.8105 | 0 | 0 | 78.1725 | 0.42135 | 0.055066 | 119.3454 | 43.2396 | 76.1058 | 0 | 151.0973 | 0 | 0 | 801.9577 | 0 | 0 | 0 | 0.63036 | #N/A | #N/A
Platteville Platte Solar 1 PV-T | WACM | RM_WACM | CO | Hourly Resource | PV-Tracking | 16 | 0 |  | 2017-11-20 | 2050-12-31 | 80.5283 | 23.747 | 2.3565 | 16 | 16 | 37301.5198 | 0 | 0 | 0.26614 | 0 | 3.0038 | 3.0038 | 8760 | 0 | 8760 | 0 | 0 | 0 | 0 | 728.2561 | 140.372 | 48.5092 | 5.1722 | -24.3629 | 2521.7832 | 214.2972 | 0 | 0 | 0 | 0 | 0 | 0 | 0 | 0 | 0 | 0 | 0 | 71.392 | 0 | 0 | 633.0721 | 0.075305 | 0.00032051 | 86.4793 | 43.2396 | 43.2397 | 0 | 0.0296 | 0 | 0 | 81.5979 | 0 | 0 | 0 | 3.0039 | #N/A | #N/A
Pleasant Valley 1 HY | LDWP | CA_LDWP | CA | Hydro | Hydro | 3.2 | 0 |  | 1958-02-01 | 2050-12-31 | 78.7708 | -2.7284 | -17.5169 | 2.5729 | 1.4664 | 7223.9341 | 0 | 0 | 0.049145 | 0 | 0.56904 | 0.56904 | 0 | 0 | 405 | 8355 | 0 | 0 | 0 | 1.8745 | 80.4393 | 4.9875 | -11.2388 | -38.486 | 1834.5002 | 63.4101 | 0 | 0 | 0 | 0 | 0 | 0 | 0 | 0 | 0 | 0 | 147.2703 | 24.2485 | 180.6012 | 273.4154 | 1283.7055 | 0.51018 | 0.0002031 | 10.9758 | 5.1679 | 5.9579 | 1057.2109 | 0.15137 | 5100.0932 | 1580.5519 | 17660.0468 | 0 | 0 | 0 | 0.59443 | #N/A | #N/A
Pleasant Valley Solar 1 PV | IPTV | BS_IPCO | ID | Hourly Resource | PV-Tracking | 200 | 0 |  | 2023-04-04 | 2050-12-31 | 86.1868 | 28.4106 | 2.4651 | 200 | 200 | 467214.4422 | 0 | 0 | 0.26667 | 0 | 40.2677 | 40.2677 | 8760 | 0 | 8760 | 0 | 0 | 0 | 0 | 381.558 | 114.9927 | 24.5039 | 3.7983 | -30.4515 | 1912.0339 | 126.4354 | 0 | 0 | 0 | 0 | 0 | 0 | 0 | 0 | 0 | 0 | 0 | 581.8802 | 0 | 0 | -1.3318e-05 | 0.015242 | 0.010783 | 14.1881 | 0.031824 | 14.1563 | 0 | 22.9896 | 0 | 0 | -0.0041067 | 0 | 0 | 0 | 40.2677 | #N/A | #N/A
Pleasant Valley Solar II 1 PV-T | IPTV | BS_IPCO | ID | Hourly Resource | PV-Tracking | 125 | 0 |  | 2026-12-01 | 2051-12-31 | 86.8773 | 29.0368 | 2.4621 | 125 | 125 | 286794.2897 | 0 | 0 | 0.26191 | 0 | 24.9159 | 24.9159 | 8760 | 0 | 8760 | 0 | 0 | 0 | 0 | 240.6977 | 114.9927 | 24.5039 | 3.7983 | -30.4515 | 1912.0339 | 126.4354 | 0 | 0 | 0 | 0 | 0 | 0 | 0 | 0 | 0 | 0 | 0 | 18.25 | 0 | 0 | -2.1013e-05 | 0.015242 | 0.010783 | 14.1881 | 0.031824 | 14.1563 | 0 | 15.8984 | 0 | 0 | 0.0025875 | 0 | 0 | 0 | 24.9159 | #N/A | #N/A
Pleasant Valley Transalta Wyoming Wind 80 WT | PAWY | BS_PACE | WY | Hourly Resource | WT-Onshore | 144 | 0 |  | 2003-12-01 | 2050-12-31 | 81.9929 | 10.7961 | -0.63949 | 144 | 144 | 420028.1012 | 0 | 0 | 0.33298 | 0 | 34.4393 | 34.4393 | 8760 | 0 | 8760 | 0 | 0 | 0 | 0 | 2162.6217 | 115.3409 | 27.5888 | 1.0615 | -26.1851 | 2107.3064 | 145.6702 | 0 | 0 | 0 | 0 | 0 | 0 | 0 | 0 | 0 | 0 | 0 | 388426.4393 | 0 | 0 | 2162.6243 | 7.007 | 5.9428 | 85.5427 | 0.031824 | 85.5024 | 0 | 1196552.5643 | 0 | 0 | 89253.455 | 0 | 0 | 0 | 35.7251 | #N/A | #N/A
Pnm PV Agg Taos Co 1 | PNM | SW_PNM | NM | Hourly Resource | PV-Tracking | 4.17 | 0 |  | 2012-06-01 | 2050-12-31 | 17.1869 | -33.798 | -4.2504 | 4.17 | 4.17 | 9141.1141 | 0 | 0 | 0.25024 | 0 | 0.15711 | 0.15711 | 8760 | 0 | 8760 | 0 | 0 | 0 | 0 | 709.2976 | 51.482 | -31.0871 | -4.1214 | -28.1339 | 1928.3262 | 75.4937 | 0 | 0 | 0 | 0 | 0 | 0 | 0 | 0 | 0 | 0 | 0 | 174.3018 | 0 | 0 | 100.7636 | 0.89269 | 0.0029891 | 22.2939 | 5.1679 | 17.1082 | 0 | 18.2836 | 0 | 0 | 1098.6271 | 0 | 0 | 0 | 0.15822 | #N/A | #N/A
PNM PV Agg Taos Co 2 | PNM | SW_PNM | NM | Hourly Resource | PV-Tracking | 8.278 | 0 |  | 2018-03-01 | 2050-12-31 | 17.5662 | -33.5725 | -4.2583 | 8.278 | 8.278 | 20351.429 | 0 | 0 | 0.28065 | 0 | 0.3575 | 0.3575 | 8760 | 0 | 8760 | 0 | 0 | 0 | 0 | 1576.6699 | 51.482 | -31.0871 | -4.1214 | -28.1339 | 1928.3262 | 75.4937 | 0 | 0 | 0 | 0 | 0 | 0 | 0 | 0 | 0 | 0 | 0 | 373.3047 | 0 | 0 | 222.4801 | 0.89269 | 0.0029891 | 22.2939 | 5.1679 | 17.1082 | 0 | 63.5136 | 0 | 0 | 2551.8369 | 0 | 0 | 0 | 0.36011 | #N/A | #N/A
Poe Hydro Unit 1 HY | CIPV | CA_CISO | CA | Hydro | Hydro | 136.5 | 0 |  | 1958-01-01 | 2050-12-31 | 99.8085 | 7.6952 | 1.2396 | 103.0429 | 91.3033 | 455895.7461 | 0 | 0 | 0.40175 | 0 | 45.5023 | 45.5023 | 0 | 0 | 382 | 8378 | 0 | 0 | 0 | 56.201 | 97.1891 | 8.0014 | 2.4972 | -27.6991 | 1831.8948 | 66.7023 | 0 | 0 | 0 | 0 | 0 | 0 | 0 | 0 | 0 | 0 | 1021.7931 | 152691.0955 | 16.4817 | 632.2249 | 189958.3782 | 0.15866 | 0.00010078 | 4.7626 | 4.7626 | 4.7626 | 8972.0513 | 12.2323 | 63.2116 | 5633.8755 | 917909.2767 | 0 | 0 | 0 | 46.4349 | #N/A | #N/A
Point Wind 1 WT | CISC | CA_CISO | CA | Hourly Resource | WT-Onshore | 64 | 0 |  | 2021-03-30 | 2050-12-31 | 70.2698 | -12.9602 | -5.2433 | 64 | 64 | 202466.7516 | 0 | 0 | 0.36114 | 0 | 14.2273 | 14.2273 | 8760 | 0 | 8760 | 0 | 0 | 0 | 0 | 5120.8963 | 71.3705 | -10.3451 | -4.975 | -25.2009 | 1947.697 | 72.4666 | 0 | 0 | 0 | 0 | 0 | 0 | 0 | 0 | 0 | 0 | 0 | 0 | 0 | 0 | 0 | 0.15866 | 0.00010078 | 4.7626 | 4.7626 | 4.7626 | 0 | 0 | 0 | 0 | 0 | 0 | 0 | 0 | 14.2273 | #N/A | #N/A
Pole Hill 1 HY | WACM | RM_WACM | CO | Hydro | Hydro | 38.2 | 0 |  | 1954-01-01 | 2050-12-31 | 131.3878 | 49.3225 | 2.7226 | 29.0141 | 21.7819 | 173457.7138 | 0 | 0 | 0.30002 | 0 | 22.7902 | 22.7902 | 0 | 0 | 418 | 8342 | 0 | 0 | 0 | 0 | 138.0704 | 48.499 | 2.8809 | -24.4123 | 2480.4329 | 213.6577 | 0 | 0 | 0 | 0 | 0 | 0 | 0 | 0 | 0 | 0 | 1721.6759 | 4282.1546 | 820.6911 | 5166.3199 | 30287.3511 | 0.075305 | 0.00032051 | 86.4793 | 43.2396 | 43.2397 | 763.9663 | 2.2306 | 19666.4062 | 240681.6522 | 1274915.1013 | 0 | 0 | 0 | 24.3263 | #N/A | #N/A
Pomona Energy Storage 1 BA | CISC | CA_CISO | CA | Pumped Storage | Energy Storage | 20 | -20 |  | 2016-12-31 | 2050-12-31 | 48 | -23.217 | -5.0972 | 20 | 20 | 25979.5941 | 30281.8746 | 0.85363 | 0.14829 | 0.084392 | 0.99329 | 0.90889 | 8760 | 0 | 8760 | 0 | 0 | -0.0064534 | 0.22129 | 0 | 70.1195 | -12.2423 | -4.3288 | -31.8009 | 1984.3965 | 72.4472 | 1.1351 | 0 | 0 | 0 | 0 | 0 | 0 | 0 | 0 | 0 | 17667.4979 | 109204.914 | 50792.9858 | 20 | 18920.0358 | 0.15866 | 0.00010078 | 4.7626 | 4.7626 | 4.7626 | 1.9982 | 6.7527 | 120.9469 | 0.00136 | 246.4744 | 0 | 0 | 0 | 0.99366 | #N/A | #N/A
Pomona Energy Storage 2 BA | CISC | CA_CISO | CA | Pumped Storage | Energy Storage | 20 | -20 |  | 2023-05-15 | 2054-12-31 | 50.2743 | -21.649 | -5.1362 | 20 | 20 | 27546.4118 | 32125.1894 | 1.0019 | 0.15723 | 0.089507 | 0.99609 | 0.90658 | 8760 | 0 | 8760 | 0 | 0 | -0.0068682 | 0.23403 | 0 | 70.2342 | -12.1787 | -4.2777 | -30.2362 | 1980.903 | 72.3122 | 1.1363 | 0 | 0 | 0 | 0 | 0 | 0 | 0 | 0 | 0 | 3951.2772 | 4672.8247 | 13177.5698 | 17 | 5431.1619 | 0.15866 | 0.00010078 | 4.7626 | 4.7626 | 4.7626 | 14.1321 | 0.79757 | 344.865 | 0.003434 | 66.4537 | 0 | 0 | 0 | 0.99652 | #N/A | #N/A
Poole Hydro Plant 1 HY | CISC | CA_CISO | CA | Hydro | Hydro | 11.07 | 0 |  | 1924-01-01 | 2050-12-31 | 51.1186 | -35.6152 | -23.0766 | 5.086 | 0.31715 | 18816.359 | 0 | 0 | 0.19706 | 0 | 0.96187 | 0.96187 | 0 | 0 | 993 | 7767 | 0 | 0 | 0 | 2923.2075 | 46.827 | -24.128 | -15.7355 | -116.7757 | 1865.8718 | 82.3816 | 0 | 0 | 0 | 0 | 0 | 0 | 0 | 0 | 0 | 0 | 8.8542 | 20.0917 | 0.68791 | 170.265 | 1686.2771 | 0.15866 | 0.00010078 | 4.7626 | 4.7626 | 4.7626 | 115.5411 | 0.0065727 | 21.8477 | 5827.2163 | 25750.3408 | 0 | 0 | 0 | 0.99358 | #N/A | #N/A
Portal Ridge B 1 PV-NT | CISC | CA_CISO | CA | Hourly Resource | PV-Tracking | 20 | 0 |  | 2017-02-15 | 2050-12-31 | 35.1175 | -13.5518 | -5.9962 | 20 | 20 | 51025.26 | 0 | 0 | 0.29124 | 0 | 1.7919 | 1.7919 | 8760 | 0 | 8760 | 0 | 0 | 0 | 0 | 52.78 | 72.3714 | -8.743 | -5.5762 | -25.1127 | 1961.167 | 71.9098 | 0 | 0 | 0 | 0 | 0 | 0 | 0 | 0 | 0 | 0 | 0 | 903.395 | 0 | 0 | -1.5018e-06 | 0.15866 | 0.00010078 | 4.7626 | 4.7626 | 4.7626 | 0 | 0.38924 | 0 | 0 | 4.9609e-06 | 0 | 0 | 0 | 1.7919 | #N/A | #N/A
Portal Ridge C 1 PV-NT | CISC | CA_CISO | CA | Hourly Resource | PV-Tracking | 11.4 | 0 |  | 2017-02-14 | 2050-12-31 | 35.012 | -13.5508 | -6.0282 | 11.4 | 11.4 | 28255.6857 | 0 | 0 | 0.28294 | 0 | 0.98929 | 0.98929 | 8760 | 0 | 8760 | 0 | 0 | 0 | 0 | 20.007 | 72.343 | -8.743 | -5.6045 | -25.1097 | 1961.0276 | 71.908 | 0 | 0 | 0 | 0 | 0 | 0 | 0 | 0 | 0 | 0 | 0 | 493.92 | 0 | 0 | -7.1013e-07 | 0.15866 | 0.00010078 | 4.7626 | 4.7626 | 4.7626 | 0 | 0.21313 | 0 | 0 | 7.3581e-06 | 0 | 0 | 0 | 0.98929 | #N/A | #N/A
Porterville Tulare PV 125 PV-NT | CISC | CA_CISO | CA | Hourly Resource | PV-NonTracking | 3.5 | 0 |  | 2022-02-03 | 2050-12-31 | 37.01 | -11.0727 | -5.6307 | 3.5 | 3.5 | 9026.4825 | 0 | 0 | 0.29441 | 0 | 0.33407 | 0.33407 | 8760 | 0 | 8760 | 0 | 0 | 0 | 0 | 11.844 | 77.316 | -6.5547 | -2.8198 | -25.4772 | 2050.6865 | 74.6475 | 0 | 0 | 0 | 0 | 0 | 0 | 0 | 0 | 0 | 0 | 0 | 0 | 0 | 0 | -1.0274e-06 | 0.15866 | 0.00010078 | 4.7626 | 4.7626 | 4.7626 | 0 | 0 | 0 | 0 | -1.8928e-06 | 0 | 0 | 0 | 0.33407 | #N/A | #N/A
Portland Hydro 1 HY | PGE | NW_PGE | OR | Hydro | Hydro | 14 | 0 |  | 1982-02-01 | 2050-12-31 | 101.897 | 15.0762 | 5.3638 | 24 | 24 | 54916.7079 | 0 | 0 | 0.26121 | 0 | 5.5959 | 5.5959 | 0 | 0 | 0 | 8760 | 0 | 0 | 0 | 0 | 110.0826 | 17.3176 | 6.0744 | -36.451 | 1806.6672 | 98.3956 | 0 | 0 | 0 | 0 | 0 | 0 | 0 | 0 | 0 | 0 | 7229.2947 | 23777.947 | 82.9996 | 2.6333 | 46050.369 | 0.37688 | 0.20869 | 12.0258 | 0.031824 | 12.3093 | 4118.3746 | 8896.0058 | 0.064379 | 0.17151 | 568803.8768 | 0 | 0 | 0 | 6.1777 | #N/A | #N/A
Portland Hydro 2 HY | PGE | NW_PGE | OR | Hydro | Hydro | 14 | 0 |  | 1982-02-01 | 2050-12-31 | 95.8084 | 15.175 | 5.4676 | 13.5 | 13.5 | 25921.6655 | 0 | 0 | 0.21919 | 0 | 2.4835 | 2.4835 | 0 | 0 | 0 | 8760 | 0 | 0 | 0 | 0 | 110.3453 | 17.3176 | 6.3372 | -36.5803 | 1814.6415 | 98.6622 | 0 | 0 | 0 | 0 | 0 | 0 | 0 | 0 | 0 | 0 | 2448.3257 | 8086.2906 | 3479.476 | 162 | 22523.0673 | 0.37688 | 0.20869 | 12.0258 | 0.031824 | 12.3093 | 1412.2331 | 4522.1413 | 27722.2127 | 33.8247 | 294689.5407 | 0 | 0 | 0 | 2.8119 | #N/A | #N/A
Post Falls 1 HY | AVA | NW_AVA | ID | Hydro | Hydro | 14.75 | 1.8 |  | 2023-06-30 | 2050-12-31 | 97.3607 | 17.871 | 3.1182 | 9.1168 | 13.6887 | 72489.3493 | 0 | 0 | 0.31827 | 0 | 7.0576 | 7.0576 | 0 | 0 | 602 | 8158 | 0 | 0 | 0 | 0 | 110.0666 | 20.1289 | 3.2472 | -33.2702 | 1974.7396 | 105.3045 | 0 | 0 | 0 | 0 | 0 | 0 | 0 | 0 | 0 | 0 | 1144.4384 | 1034.3979 | 847.0248 | 4608.7497 | 12535.7698 | 0.0011683 | 0.0011677 | 1.4929 | 0.031824 | 2.0045 | 12.2463 | 0.23637 | 3439.5857 | 21.3644 | 9462.2559 | 0 | 0 | 0 | 7.0706 | #N/A | #N/A
Prather Creek 1 HY | BANC | CA_BANC | CA | Hydro | Hydro | 0.1 | 0 |  | 1983-07-01 | 2050-12-31 | 95.0859 | 8.0852 | 3.0066 | 0.0231 | 0.0231 | 61.9927 | 0 | 0 | 0.30635 | 0 | 0.0058956 | 0.0058956 | 0 | 0 | 1 | 8759 | 0 | 0 | 0 | 0.0108 | 103.1941 | 12.4129 | 4.0906 | -59.0474 | 1773.8397 | 61.6553 | 0 | 0 | 0 | 0 | 0 | 0 | 0 | 0 | 0 | 0 | 4.3388 | 5.2467 | 7.1712 | 1.5503 | 1.9853 | 0.3521 | 0.050745 | 0.86998 | 0.031824 | 0.83815 | 12.2384 | 1.2843 | 26.7087 | 1.5487 | 52.9099 | 0 | 0 | 0 | 0.0059903 | #N/A | #N/A
Prescott PV Agg PV | AZPS | SW_AZPS | AZ | Hourly Resource | PV-NonTracking | 3 | 0 |  | 2002-10-01 | 2050-12-31 | 12.3454 | -31.2054 | -4.3908 | 3 | 3 | 5338.701 | 0 | 0 | 0.20315 | 0 | 0.065908 | 0.065908 | 8760 | 0 | 8760 | 0 | 0 | 0 | 0 | 3.888 | 46.5935 | -33.3654 | -6.7317 | -24.5688 | 1944.7036 | 67.7844 | 0 | 0 | 0 | 0 | 0 | 0 | 0 | 0 | 0 | 0 | 0 | 60.312 | 0 | 0 | 3.888 | 0.94841 | 0.0016464 | 11.9962 | 5.1679 | 6.8283 | 0 | 1.6034 | 0 | 0 | 64.1187 | 0 | 0 | 0 | 0.065974 | #N/A | #N/A
Prescott Solar PV1 PV | AZPS | SW_AZPS | AZ | Hourly Resource | PV | 10 | 0 |  | 2011-09-30 | 2051-12-31 | 13.6011 | -32.6264 | -5.3294 | 10 | 10 | 25339.02 | 0 | 0 | 0.28926 | 0 | 0.34464 | 0.34464 | 8760 | 0 | 8760 | 0 | 0 | 0 | 0 | 8.62 | 46.5935 | -33.3654 | -6.7317 | -24.5688 | 1944.7036 | 67.7844 | 0 | 0 | 0 | 0 | 0 | 0 | 0 | 0 | 0 | 0 | 0 | 13.17 | 0 | 0 | 8.62 | 0.94841 | 0.0016464 | 11.9962 | 5.1679 | 6.8283 | 0 | 30.5897 | 0 | 0 | 142.2113 | 0 | 0 | 0 | 0.34481 | #N/A | #N/A
Priest Rapids | GCPD | NW_GCPD | WA | Hydro | Hydro | 950 | 0 |  | 1959-10-01 | 2050-12-31 | 101.2697 | 15.1332 | 4.2575 | 955.6 | 955.6 | 4914430.5881 | 0 | 0 | 0.58707 | 0 | 497.6827 | 497.6827 | 0 | 0 | 13 | 8747 | 0 | 0 | 0 | 0 | 109.9501 | 18.1523 | 5.1072 | -34.9475 | 1760.891 | 99.4797 | 0 | 0 | 0 | 0 | 0 | 0 | 0 | 0 | 0 | 0 | 23504.2566 | 676658.3307 | 237265.2743 | 202783.0203 | 956013.6582 | 145.6727 | 146.0257 | 0.29651 | 0.031824 | 0.7917 | 2472030.2544 | 69929898.874 | 6094.3723 | 13599.3062 | 95857.3717 | 0 | 0 | 0 | 570.2002 | #N/A | #N/A
Prineville Solar Energy PV | PACW | NW_PACW | OR | Hourly Resource | PV-Tracking | 40 | 0 |  | 2020-12-31 | 2040-12-30 | 93.733 | 27.0518 | 4.8518 | 40 | 40 | 83628.2436 | 0 | 0 | 0.23867 | 0 | 7.8387 | 7.8387 | 8760 | 0 | 8760 | 0 | 0 | 0 | 0 | 6749.9165 | 108.3635 | 15.86 | 5.8129 | -38.0833 | 1828.1917 | 93.8971 | 0 | 0 | 0 | 0 | 0 | 0 | 0 | 0 | 0 | 0 | 0 | 67173.7207 | 0 | 0 | 6749.9165 | 27.0174 | 18.7409 | 65.6973 | 0.031824 | 65.2925 | 0 | 1231866.1028 | 0 | 0 | 401252.1218 | 0 | 0 | 0 | 9.4718 | #N/A | #N/A
Prospect 1 HY | PACW | NW_PACW | OR | Hydro | Hydro | 35.8 | 2 |  | 2023-12-31 | 2038-12-31 | 106.6068 | 8.6912 | 2.2812 | 4.6029 | 4.6001 | 26850.4649 | 0 | 0 | 0.66273 | 0 | 2.8624 | 2.8624 | 0 | 0 | 0 | 8760 | 0 | 0 | 0 | 0 | 104.8336 | 14.0164 | 4.1266 | -38.3895 | 1789.4619 | 88.6292 | 0 | 0 | 0 | 0 | 0 | 0 | 0 | 0 | 0 | 0 | 7155.8836 | 3531.4255 | 1968.2688 | 0 | 18555.1552 | 27.0174 | 18.7409 | 65.6973 | 0.031824 | 65.2925 | 165592.8621 | 48102.0589 | 146298.0085 | 0 | 1127358.0929 | 0 | 0 | 0 | 4.3498 | #N/A | #N/A
Prospect 3 HY | PACW | NW_PACW | OR | Hydro | Hydro | 7.2 | 4 |  | 1932-04-01 | 2069-12-31 | 71.589 | 6.2317 | 0.94023 | 7.7 | 7.7 | 22287.9287 | 0 | 0 | 0.33043 | 0 | 1.5956 | 1.5956 | 0 | 0 | 0 | 8760 | 0 | 0 | 0 | 0 | 104.3648 | 14.016 | 3.6582 | -37.9717 | 1786.4741 | 88.689 | 0 | 0 | 0 | 0 | 0 | 0 | 0 | 0 | 0 | 0 | 3028.8861 | 4361.8341 | 6574.3212 | 1.6 | 7179.479 | 27.0174 | 18.7409 | 65.6973 | 0.031824 | 65.2925 | 124303.4533 | 75204.6243 | 369425.4656 | 0.001377 | 538081.1748 | 0 | 0 | 0 | 2.7026 | #N/A | #N/A
Prospect 4-1 HY | PACW | NW_PACW | OR | Hydro | Hydro | 1 | 0.4 |  | 1944-11-01 | 2038-12-31 | 84.8044 | 12.0891 | 3.1269 | 0.91359 | 0.91961 | 2572.5773 | 0 | 0 | 0.29545 | 0 | 0.21817 | 0.21817 | 0 | 0 | 1283 | 7477 | 0 | 0 | 0 | 0 | 104.6258 | 14.016 | 3.9193 | -38.4209 | 1791.7216 | 88.6208 | 0 | 0 | 0 | 0 | 0 | 0 | 0 | 0 | 0 | 0 | 273.8067 | 476.2434 | 698.6562 | 0.22333 | 766.5592 | 27.0174 | 18.7409 | 65.6973 | 0.031824 | 65.2925 | 14118.3566 | 15881.5048 | 36390.9026 | 0.00019221 | 55927.6545 | 0 | 0 | 0 | 0.34048 | #N/A | #N/A
Prosperity Energy Storage 2 BA | PNM | SW_PNM | NM | Pumped Storage | Energy Storage | 0.8 | -0.8 |  | 2011-09-19 | 2041-12-01 | 44.2823 | -36.6399 | -3.0857 | 0.8 | 0.8 | 1184.56 | 1383.247 | 0.024788 | 0.16903 | 0.0038517 | 0.064132 | 0.06028 | 8760 | 0 | 8760 | 0 | 0 | -0.00029803 | 0.012287 | 0 | 49.1444 | -34.0009 | -3.5453 | -25.4129 | 1942.4205 | 73.9874 | 0.85016 | 0 | 0 | 0 | 0 | 0 | 0 | 0 | 0 | 0 | 1640.9301 | 2654.0439 | 2987.429 | 185.9959 | 1044.3532 | 0.89269 | 0.0029891 | 22.2939 | 5.1679 | 17.1082 | 208.3261 | 0.77947 | 22445.0561 | 108.453 | 14652.3597 | 0 | 0 | 0 | 0.10155 | #N/A | #N/A
Prosperity Energy Storage Solar PV 1 PV-NT | PNM | SW_PNM | NM | Hourly Resource | PV-NonTracking | 0.5 | 0 |  | 2011-09-19 | 2041-09-19 | 15.2898 | -34.2647 | -4.0758 | 0.5 | 0.5 | 969.4745 | 0 | 0 | 0.22134 | 0 | 0.014823 | 0.014823 | 8760 | 0 | 8760 | 0 | 0 | 0 | 0 | 18.4655 | 49.1444 | -34.0009 | -3.5453 | -25.4129 | 1942.4205 | 73.9874 | 0 | 0 | 0 | 0 | 0 | 0 | 0 | 0 | 0 | 0 | 0 | 915.8835 | 0 | 0 | 14.65 | 0.89269 | 0.0029891 | 22.2939 | 5.1679 | 17.1082 | 0 | 1.5536 | 0 | 0 | 0.26785 | 0 | 0 | 0 | 0.014825 | #N/A | #N/A
PROXIMA SOLAR BESS 1A BA | CIPV | CA_CISO | CA | Pumped Storage | Energy Storage | 162 | -162 |  | 2023-12-15 | 2054-12-31 | 81.0807 | -3.3958 | -0.33304 | 162 | 162 | 213107.5733 | 248427.7257 | 14.9943 | 0.15017 | 0.6923 | 7.433 | 6.7407 | 8760 | 0 | 8760 | 0 | 0 | -0.05298 | 1.7326 | 0 | 93.4714 | 4.7724 | 2.0084 | -26.1094 | 1920.7139 | 70.9295 | 1.2238 | 0 | 0 | 0 | 0 | 0 | 0 | 0 | 0 | 0 | 9548.1091 | 12289.0193 | 66072.7356 | 1.0654 | 67889.38 | 0.15866 | 0.00010078 | 4.7626 | 4.7626 | 4.7626 | 319.6738 | 2.5866 | 1047126.0285 | 0.00023898 | 549869.2388 | 0 | 0 | 0 | 9.0303 | #N/A | #N/A
PROXIMA SOLAR PV-NT | CIPV | CA_CISO | CA | Hourly Resource | PV-NonTracking | 190 | 0 |  | 2023-12-15 | 2054-12-31 | 51.827 | -1.443 | -0.94217 | 190 | 190 | 492312.8709 | 0 | 0 | 0.29579 | 0 | 25.5151 | 25.5151 | 8760 | 0 | 8760 | 0 | 0 | 0 | 0 | 7692.0795 | 93.2331 | 4.7724 | 1.7701 | -25.6267 | 1924.6821 | 70.9889 | 0 | 0 | 0 | 0 | 0 | 0 | 0 | 0 | 0 | 0 | 0 | 0 | 0 | 0 | -1.8626e-06 | 0.15866 | 0.00010078 | 4.7626 | 4.7626 | 4.7626 | 0 | 0 | 0 | 0 | -0.00015258 | 0 | 0 | 0 | 25.5151 | #N/A | #N/A
Pryor Mountain Wind 1 114 WT | PAWY | BS_PACE | WY | Hourly Resource | WT-Onshore | 239.8 | 120 |  | 2020-12-31 | 2050-12-17 | 80.7743 | 5.9106 | -3.5063 | 239.8 | 239.8 | 505702.5686 | 0 | 0 | 0.24074 | 0 | 40.8478 | 40.8478 | 8760 | 0 | 8760 | 0 | 0 | 0 | 0 | 65912.0548 | 109.9362 | 23.7364 | -0.49069 | -199.1824 | 1855.6057 | 132.5195 | 0 | 0 | 0 | 0 | 0 | 0 | 0 | 0 | 0 | 0 | 0 | 98192.0101 | 0 | 0 | 65912.0546 | 7.007 | 5.9428 | 85.5427 | 0.031824 | 85.5024 | 0 | 1397597.7779 | 0 | 0 | 5236082.8523 | 0 | 0 | 0 | 47.4814 | #N/A | #N/A
Psco Hy Agg Pitkin Co HY | PSCO | RM_PSCO | CO | Hydro | Hydro | 0.45 | 0 |  | 1999-12-01 | 2050-12-31 | 150.4765 | 58.378 | 5.041 | 0.26505 | 0.26505 | 1235.115 | 0 | 0 | 0.53196 | 0 | 0.18586 | 0.18586 | 0 | 0 | 0 | 8760 | 0 | 0 | 0 | 0 | 143.7078 | 52.5531 | 4.4641 | -25.9821 | 2579.97 | 213.7489 | 0 | 0 | 0 | 0 | 0 | 0 | 0 | 0 | 0 | 0 | 232.04 | 292.4147 | 2209.4385 | 112.3994 | 3941.9999 | 0.42135 | 0.055066 | 119.3454 | 43.2396 | 76.1058 | 470.104 | 70.766 | 244956.8465 | 16551.3233 | 301006.9281 | 0 | 0 | 0 | 0.74891 | #N/A | #N/A
Psco PV Multi Co Agg PV-T | PSCO | RM_PSCO | CO | Hourly Resource | PV-Tracking | 14.5 | 0 |  | 2022-03-30 | 2050-12-31 | 82.0415 | 27.8329 | 0.84721 | 14.5 | 14.5 | 35167.0221 | 0 | 0 | 0.27686 | 0 | 2.8852 | 2.8852 | 8760 | 0 | 8760 | 0 | 0 | 0 | 0 | 499.8605 | 148.3086 | 58.7797 | 2.8384 | -26.24 | 2643.4424 | 224.2221 | 0 | 0 | 0 | 0 | 0 | 0 | 0 | 0 | 0 | 0 | 0 | 92.8435 | 0 | 0 | 485.3605 | 0.42135 | 0.055066 | 119.3454 | 43.2396 | 76.1058 | 0 | 673.82 | 0 | 0 | 7468.9412 | 0 | 0 | 0 | 2.8933 | #N/A | #N/A
PSCO PV-NT Agg El Paso Co 2 | WACM | RM_WACM | CO | Hourly Resource | PV-NonTracking | 3.44 | 0 |  | 2012-10-09 | 2050-12-31 | 71.4626 | 17.9675 | 1.7579 | 3.44 | 3.44 | 8600.3923 | 0 | 0 | 0.2854 | 0 | 0.61461 | 0.61461 | 8760 | 0 | 8760 | 0 | 0 | 0 | 0 | 0 | 140.223 | 48.3312 | 5.2012 | -23.8119 | 2534.5103 | 212.5142 | 0 | 0 | 0 | 0 | 0 | 0 | 0 | 0 | 0 | 0 | 0 | 490.9673 | 0 | 0 | -1.8277e-06 | 0.075305 | 0.00032051 | 86.4793 | 43.2396 | 43.2397 | 0 | 0.53873 | 0 | 0 | -3.3932e-05 | 0 | 0 | 0 | 0.61461 | #N/A | #N/A
PSCO PV-T Agg El Paso Co 1 | WACM | RM_WACM | CO | Hourly Resource | PV-Tracking | 2.5 | 0 |  | 2015-08-03 | 2050-12-31 | 71.4626 | 17.9675 | 1.7579 | 2.5 | 2.5 | 6250.285 | 0 | 0 | 0.2854 | 0 | 0.44666 | 0.44666 | 8760 | 0 | 8760 | 0 | 0 | 0 | 0 | 0 | 140.223 | 48.3312 | 5.2012 | -23.8119 | 2534.5103 | 212.5142 | 0 | 0 | 0 | 0 | 0 | 0 | 0 | 0 | 0 | 0 | 0 | 351.5128 | 0 | 0 | 2.9395e-07 | 0.075305 | 0.00032051 | 86.4793 | 43.2396 | 43.2397 | 0 | 0.38655 | 0 | 0 | 7.5955e-05 | 0 | 0 | 0 | 0.44666 | #N/A | #N/A
Pseg El Paso Energy Center 1 PV-T | EPE | SW_EPE | TX | Hourly Resource | PV-Tracking | 10 | 0 |  | 2014-12-30 | 2044-12-30 | 22.0897 | -28.6898 | -3.7032 | 10 | 10 | 23337.2992 | 0 | 0 | 0.26641 | 0 | 0.51551 | 0.51551 | 8760 | 0 | 8760 | 0 | 0 | 0 | 0 | 1275.2008 | 52.7591 | -30.0057 | -3.9257 | -27.8038 | 1981.0947 | 73.0664 | 0 | 0 | 0 | 0 | 0 | 0 | 0 | 0 | 0 | 0 | 0 | 21982.1911 | 0 | 0 | 1275.2009 | 25.7912 | 14.221 | 42.7558 | 5.1679 | 37.1905 | 0 | 114945.5728 | 0 | 0 | 27645.8993 | 0 | 0 | 0 | 0.65811 | #N/A | #N/A
Pumped Hydro Storage_Sycamore Canyon_230kV PS | CISD | CA_CISO | CA | Pumped Storage | PumpedStorage | 449 | -449 |  | 2028-05-01 | 2051-12-31 | 48.3795 | -25.2561 | -6.7926 | 449 | 449 | 617075.3153 | 719632.1028 | 20.7326 | 0.15689 | 2.0051 | 23.2041 | 21.199 | 8760 | 0 | 8760 | 0 | 0 | -0.15384 | 5.4653 | 0 | 66.8013 | -13.6169 | -6.2723 | -25.6956 | 1935.6013 | 69.4112 | 1.0824 | 0 | 0 | 0 | 0 | 0 | 0 | 0 | 0 | 0 | 0 | 0 | 1891.547 | 0 | 13819.1088 | 0.15866 | 0.00010078 | 4.7626 | 4.7626 | 4.7626 | 0 | 0 | 309.9342 | 0 | 2157.5789 | 0 | 0 | 0 | 23.2065 | #N/A | #N/A
Pumpjack Solar I 1 PV-NT | CIPV | CA_CISO | CA | Hourly Resource | PV-NonTracking | 20 | 0 |  | 2015-01-27 | 2050-12-31 | 32.3157 | -17.2831 | -5.3722 | 20 | 20 | 54914.4 | 0 | 0 | 0.31344 | 0 | 1.7746 | 1.7746 | 8760 | 0 | 8760 | 0 | 0 | 0 | 0 | 364.08 | 79.1384 | -3.3977 | -4.1544 | -26.6042 | 1959.1281 | 75.6102 | 0 | 0 | 0 | 0 | 0 | 0 | 0 | 0 | 0 | 0 | 0 | 9016.0197 | 0 | 0 | 28.06 | 0.15866 | 0.00010078 | 4.7626 | 4.7626 | 4.7626 | 0 | 2.9235 | 0 | 0 | 0.0084467 | 0 | 0 | 0 | 1.7746 | #N/A | #N/A
Putah Creek Solar Farm 1 PV-NT | CIPV | CA_CISO | CA | Hourly Resource | PV-NonTracking | 1.98 | 0 |  | 2014-12-19 | 2050-12-31 | 62.0978 | 5.688 | 0.39066 | 1.98 | 1.98 | 5104.0658 | 0 | 0 | 0.29427 | 0 | 0.31695 | 0.31695 | 8760 | 0 | 8760 | 0 | 0 | 0 | 0 | 43.4095 | 96.8463 | 7.7754 | 2.3804 | -26.0111 | 1756.3934 | 64.6705 | 0 | 0 | 0 | 0 | 0 | 0 | 0 | 0 | 0 | 0 | 0 | 1.489 | 0 | 0 | -5.7335e-07 | 0.15866 | 0.00010078 | 4.7626 | 4.7626 | 4.7626 | 0 | 0.0011131 | 0 | 0 | 1.3392e-06 | 0 | 0 | 0 | 0.31695 | #N/A | #N/A
Putah Creek Solar Farm North 1 PV-NT | CIPV | CA_CISO | CA | Hourly Resource | PV-NonTracking | 3 | 0 |  | 2022-03-31 | 2050-12-31 | 60.1052 | 5.5668 | -1.1026 | 3 | 3 | 7771.974 | 0 | 0 | 0.29574 | 0 | 0.46714 | 0.46714 | 8760 | 0 | 8760 | 0 | 0 | 0 | 0 | 27.042 | 95.3224 | 7.7773 | 0.85453 | -25.8157 | 1797.8059 | 65.0623 | 0 | 0 | 0 | 0 | 0 | 0 | 0 | 0 | 0 | 0 | 0 | 0 | 0 | 0 | 3.8563e-07 | 0.15866 | 0.00010078 | 4.7626 | 4.7626 | 4.7626 | 0 | 0 | 0 | 0 | -3.4709e-07 | 0 | 0 | 0 | 0.46714 | #N/A | #N/A
PV-nm 1 PV-T | PNM | SW_PNM | NM | Hourly Resource | PV-Tracking | 100 | 0 |  | 2029-01-01 | 2051-12-31 | 17.029 | -32.664 | -4.8058 | 100 | 100 | 275780.9753 | 0 | 0 | 0.31482 | 0 | 4.6963 | 4.6963 | 8760 | 0 | 8760 | 0 | 0 | 0 | 0 | 9479.2247 | 48.258 | -33.1187 | -5.3139 | -27.1404 | 1909.0098 | 71.9426 | 0 | 0 | 0 | 0 | 0 | 0 | 0 | 0 | 0 | 0 | 0 | 1636.4305 | 0 | 0 | 887.6331 | 0.89269 | 0.0029891 | 22.2939 | 5.1679 | 17.1082 | 0 | 417.3908 | 0 | 0 | 2390.7722 | 0 | 0 | 0 | 4.6991 | #N/A | #N/A
PVREA Community Solar 3 PV | WACM | RM_WACM | CO | Hourly Resource | PV | 1.5 | 0 |  | 2017-09-30 | 2051-12-31 | 78.8461 | 23.5185 | 2.2717 | 1.5 | 1.5 | 3442.7805 | 0 | 0 | 0.26201 | 0 | 0.27145 | 0.27145 | 8760 | 0 | 8760 | 0 | 0 | 0 | 0 | 0 | 142.3833 | 50.5618 | 5.131 | -24.5025 | 2571.717 | 210.5569 | 0 | 0 | 0 | 0 | 0 | 0 | 0 | 0 | 0 | 0 | 0 | 0 | 0 | 0 | -7.5488e-07 | 0.075305 | 0.00032051 | 86.4793 | 43.2396 | 43.2397 | 0 | 0 | 0 | 0 | -0.0002359 | 0 | 0 | 0 | 0.27145 | #N/A | #N/A
PVREA Community Solar I PV | WACM | RM_WACM | CO | Hourly Resource | PV | 0.1 | 0 |  | 2012-08-03 | 2051-12-31 | 78.7526 | 23.5075 | 2.1914 | 0.1 | 0.1 | 229.5187 | 0 | 0 | 0.26201 | 0 | 0.018076 | 0.018076 | 8760 | 0 | 8760 | 0 | 0 | 0 | 0 | 0 | 142.1937 | 50.5059 | 4.9973 | -24.5615 | 2563.8132 | 210.6735 | 0 | 0 | 0 | 0 | 0 | 0 | 0 | 0 | 0 | 0 | 0 | 0 | 0 | 0 | -5.1432e-08 | 0.075305 | 0.00032051 | 86.4793 | 43.2396 | 43.2397 | 0 | 0 | 0 | 0 | -1.0779e-05 | 0 | 0 | 0 | 0.018076 | #N/A | #N/A
PVREA Community Solar II PV | WACM | RM_WACM | CO | Hourly Resource | PV | 0.5 | 0 |  | 2020-01-23 | 2051-12-31 | 78.4642 | 23.5374 | 1.8713 | 0.5 | 0.5 | 1147.5935 | 0 | 0 | 0.26201 | 0 | 0.090046 | 0.090046 | 8760 | 0 | 8760 | 0 | 0 | 0 | 0 | 0 | 141.7335 | 50.666 | 4.377 | -24.4601 | 2567.926 | 209.3913 | 0 | 0 | 0 | 0 | 0 | 0 | 0 | 0 | 0 | 0 | 0 | 0 | 0 | 0 | 0 | 0.075305 | 0.00032051 | 86.4793 | 43.2396 | 43.2397 | 0 | 0 | 0 | 0 | 0 | 0 | 0 | 0 | 0.090046 | #N/A | #N/A
Qua Ymn Solar Nntc 1 PV-T | BCHA | BC_BCHA | BC | Hourly Resource | PV-Tracking | 15 | 0 |  | 2023-02-15 | 2050-12-31 | 88.3217 | 26.5087 | 5.5554 | 15 | 15 | 25788.2069 | 0 | 0 | 0.19626 | 0 | 2.2777 | 2.2777 | 8760 | 0 | 8760 | 0 | 0 | 0 | 0 | 30.9931 | 110.0021 | 16.4974 | 6.8141 | -30.4406 | 1109.8676 | 87.7262 | 0 | 0 | 0 | 0 | 0 | 0 | 0 | 0 | 0 | 0 | 0 | 0 | 0 | 0 | 0 | 0.00013821 | 0.00013721 | 0.00014044 | 0.00013944 | 0.00013842 | 0 | 0 | 0 | 0 | 0 | 0 | 0 | 0 | 2.2777 | #N/A | #N/A
Quality Wind 1 WT | BCHA | BC_BCHA | BC | Hourly Resource | WT-Onshore | 35.55 | 0 |  | 2012-11-09 | 2050-12-31 | 45.4232 | -23.5399 | -7.6943 | 35.55 | 35.55 | 27051.2903 | 0 | 0 | 0.086865 | 0 | 1.2288 | 1.2288 | 8760 | 0 | 8760 | 0 | 0 | 0 | 0 | 15166.4313 | 77.2071 | -6.4135 | -3.0699 | -78.9456 | 1050.1649 | 90.8948 | 0 | 0 | 0 | 0 | 0 | 0 | 0 | 0 | 0 | 0 | 0 | 27051.2903 | 0 | 0 | 15166.4313 | 0.00013821 | 0.00013721 | 0.00014044 | 0.00013944 | 0.00013842 | 0 | 3.7161 | 0 | 0 | 2.0126 | 0 | 0 | 0 | 1.2288 | #N/A | #N/A
Quality Wind 2 WT | BCHA | BC_BCHA | BC | Hourly Resource | WT-Onshore | 35.55 | 0 |  | 2012-11-09 | 2050-12-31 | 43.5565 | -25.5366 | -7.7981 | 35.55 | 35.55 | 27811.2695 | 0 | 0 | 0.089305 | 0 | 1.2114 | 1.2114 | 8760 | 0 | 8760 | 0 | 0 | 0 | 0 | 14406.4521 | 77.2345 | -6.4135 | -3.0426 | -78.9529 | 1050.1659 | 90.8948 | 0 | 0 | 0 | 0 | 0 | 0 | 0 | 0 | 0 | 0 | 0 | 27811.2695 | 0 | 0 | 14406.452 | 0.00013821 | 0.00013721 | 0.00014044 | 0.00013944 | 0.00013842 | 0 | 3.8195 | 0 | 0 | 1.9099 | 0 | 0 | 0 | 1.2114 | #N/A | #N/A
Quality Wind 3 WT | BCHA | BC_BCHA | BC | Hourly Resource | WT-Onshore | 35.55 | 0 |  | 2012-11-09 | 2050-12-31 | 41.3216 | -27.8972 | -7.7406 | 35.55 | 35.55 | 28854.604 | 0 | 0 | 0.092656 | 0 | 1.1923 | 1.1923 | 8760 | 0 | 8760 | 0 | 0 | 0 | 0 | 13363.1176 | 77.3447 | -6.4135 | -2.9323 | -78.9765 | 1050.1691 | 90.8822 | 0 | 0 | 0 | 0 | 0 | 0 | 0 | 0 | 0 | 0 | 0 | 28854.604 | 0 | 0 | 13363.1176 | 0.00013821 | 0.00013721 | 0.00014044 | 0.00013944 | 0.00013842 | 0 | 3.9575 | 0 | 0 | 1.7717 | 0 | 0 | 0 | 1.1923 | #N/A | #N/A
Quality Wind 4 WT | BCHA | BC_BCHA | BC | Hourly Resource | WT-Onshore | 35.55 | 0 |  | 2012-11-09 | 2050-12-31 | 44.6442 | -24.3129 | -7.7352 | 35.55 | 35.55 | 27366.011 | 0 | 0 | 0.087875 | 0 | 1.2217 | 1.2217 | 8760 | 0 | 8760 | 0 | 0 | 0 | 0 | 14851.7106 | 77.2208 | -6.4135 | -3.0562 | -78.9493 | 1050.1654 | 90.8953 | 0 | 0 | 0 | 0 | 0 | 0 | 0 | 0 | 0 | 0 | 0 | 27366.011 | 0 | 0 | 14851.7105 | 0.00013821 | 0.00013721 | 0.00014044 | 0.00013944 | 0.00013842 | 0 | 3.7595 | 0 | 0 | 1.97 | 0 | 0 | 0 | 1.2217 | #N/A | #N/A
QUARTZITE SOLAR 11 BESS BA | CISC | CA_CISO | CA | Pumped Storage | Energy Storage | 150 | -150 |  | 2023-08-01 | 2054-12-31 | 36.6441 | -30.1364 | -9.2066 | 150 | 150 | 206514.3041 | 240840.35 | 3.147 | 0.15716 | 0.67103 | 10.0989 | 9.4279 | 8760 | 0 | 8760 | 0 | 0 | -0.051489 | 1.8265 | 0 | 57.6398 | -19.6497 | -9.4011 | -26.0007 | 1891.5747 | 70.3797 | 1.0089 | 0 | 0 | 0 | 0 | 0 | 0 | 0 | 0 | 0 | 14067.4695 | 25070.368 | 63320.4034 | 127.5 | 111485.9696 | 0.15866 | 0.00010078 | 4.7626 | 4.7626 | 4.7626 | 2.6613 | 4.4682 | 134480.1835 | 0.025755 | 69535.7212 | 0 | 0 | 0 | 10.303 | #N/A | #N/A
QUARTZITE SOLAR 11 PV-NT | CISC | CA_CISO | CA | Hourly Resource | PV-NonTracking | 300 | 0 |  | 2023-08-01 | 2054-12-31 | 10.2202 | -34.4664 | -9.104 | 300 | 300 | 544090.2693 | 0 | 0 | 0.20704 | 0 | 5.5607 | 5.5607 | 8760 | 0 | 8760 | 0 | 0 | 0 | 0 | 40905.8311 | 56.6705 | -19.6497 | -10.3704 | -26.8291 | 1909.8011 | 71.297 | 0 | 0 | 0 | 0 | 0 | 0 | 0 | 0 | 0 | 0 | 0 | 0 | 0 | 0 | -1.4156e-05 | 0.15866 | 0.00010078 | 4.7626 | 4.7626 | 4.7626 | 0 | 0 | 0 | 0 | 0.0001194 | 0 | 0 | 0 | 5.5607 | #N/A | #N/A
Quichapa Solar Agg PV-T | PAUT | BS_PACE | UT | Hourly Resource | PV-Tracking | 9 | 0 |  | 2016-12-13 | 2036-05-29 | 49.5852 | -1.3507 | -4.2234 | 9 | 9 | 22132.2881 | 0 | 0 | 0.28072 | 0 | 1.0974 | 1.0974 | 8760 | 0 | 8760 | 0 | 0 | 0 | 0 | 712.9699 | 107.821 | 24.6968 | -3.5664 | -24.8892 | 2304.8511 | 147.0723 | 0 | 0 | 0 | 0 | 0 | 0 | 0 | 0 | 0 | 0 | 0 | 1368.4003 | 0 | 0 | 713.0329 | 7.007 | 5.9428 | 85.5427 | 0.031824 | 85.5024 | 0 | 8691.2964 | 0 | 0 | 25012.5377 | 0 | 0 | 0 | 1.1311 | #N/A | #N/A
Quincy Chute 1 HY | GCPD | NW_GCPD | WA | Hydro | Hydro | 9.4 | 0 |  | 1985-10-01 | 2050-12-31 | 117.7822 | 23.7503 | 6.5081 | 9.4 | 9.4 | 32806.3452 | 0 | 0 | 0.39841 | 0 | 3.864 | 3.864 | 0 | 0 | 1077 | 7683 | 0 | 0 | 0 | 0 | 110.8817 | 18.1415 | 6.0496 | -34.8672 | 1753.9307 | 99.9432 | 0 | 0 | 0 | 0 | 0 | 0 | 0 | 0 | 0 | 0 | 1833.7346 | 10071.376 | 42.9569 | 6897.9609 | 3745.1764 | 145.6727 | 146.0257 | 0.29651 | 0.031824 | 0.7917 | 49743.1836 | 1566626.0743 | 0.027708 | 199.3737 | 4821.1974 | 0 | 0 | 0 | 5.4854 | #N/A | #N/A
Quinten Luallen 1 HY | CIPV | CA_CISO | CA | Hydro | HydroRPS | 7.3 | 0 |  | 2017-06-14 | 2050-12-31 | 97.9158 | 10.9635 | 5.87 | 2.9115 | 0.53423 | 13676.9608 | 0 | 0 | 0.30375 | 0 | 1.3392 | 1.3392 | 0 | 0 | 0 | 8760 | 0 | 0 | 0 | 523.0655 | 101.2504 | 7.5075 | 7.0524 | -37.8789 | 2515.0103 | 105.8817 | 0 | 0 | 0 | 0 | 0 | 0 | 0 | 0 | 0 | 0 | 46.1363 | 83.4378 | 4.6562 | 109.9266 | 1110.4845 | 0.15866 | 0.00010078 | 4.7626 | 4.7626 | 4.7626 | 437.5159 | 0.026158 | 46.7295 | 2155.8122 | 8315.1588 | 0 | 0 | 0 | 1.3501 | #N/A | #N/A
Quinto Solar PV Project 1 PV-NT | CIPV | CA_CISO | CA | Hourly Resource | PV-NonTracking | 107.6 | 0 |  | 2015-11-30 | 2050-12-31 | 47.3121 | -5.4205 | -2.4775 | 107.6 | 107.6 | 278466.1581 | 0 | 0 | 0.29543 | 0 | 13.1748 | 13.1748 | 8760 | 0 | 8760 | 0 | 0 | 0 | 0 | 478.9829 | 91.2721 | 4.2457 | 0.33583 | -25.1285 | 1957.5627 | 73.7072 | 0 | 0 | 0 | 0 | 0 | 0 | 0 | 0 | 0 | 0 | 0 | 73.8136 | 0 | 0 | 11.0908 | 0.15866 | 0.00010078 | 4.7626 | 4.7626 | 4.7626 | 0 | 0.055183 | 0 | 0 | 0.011782 | 0 | 0 | 0 | 13.1748 | #N/A | #N/A
Rabbitbrush Solar 1 PV-NT | CISC | CA_CISO | CA | Hourly Resource | PV-NonTracking | 60 | 0 |  | 2022-06-30 | 2050-12-31 | 30.9768 | -19.0228 | -5.8179 | 60 | 60 | 171611.2812 | 0 | 0 | 0.32651 | 0 | 5.316 | 5.316 | 8760 | 0 | 8760 | 0 | 0 | 0 | 0 | 4540.4402 | 70.7461 | -10.4023 | -5.5421 | -27.9244 | 1953.8145 | 72.7643 | 0 | 0 | 0 | 0 | 0 | 0 | 0 | 0 | 0 | 0 | 0 | 0 | 0 | 0 | -1.0757e-05 | 0.15866 | 0.00010078 | 4.7626 | 4.7626 | 4.7626 | 0 | 0 | 0 | 0 | -2.071e-05 | 0 | 0 | 0 | 5.316 | #N/A | #N/A
Rabbitbrush Solar 2 PV-NT | CISC | CA_CISO | CA | Hourly Resource | PV-NonTracking | 40 | 0 |  | 2022-06-30 | 2050-12-31 | 30.4844 | -18.9605 | -6.1997 | 40 | 40 | 114599.5576 | 0 | 0 | 0.32705 | 0 | 3.4935 | 3.4935 | 8760 | 0 | 8760 | 0 | 0 | 0 | 0 | 2835.4424 | 70.4485 | -10.4023 | -5.8397 | -27.936 | 1951.515 | 72.7269 | 0 | 0 | 0 | 0 | 0 | 0 | 0 | 0 | 0 | 0 | 0 | 0 | 0 | 0 | -1.0733e-05 | 0.15866 | 0.00010078 | 4.7626 | 4.7626 | 4.7626 | 0 | 0 | 0 | 0 | 3.8586e-06 | 0 | 0 | 0 | 3.4935 | #N/A | #N/A
Raceway Solar & Storage RCWYB BA | CISC | CA_CISO | CA | Pumped Storage | Energy Storage | 80 | -80 |  | 2024-05-01 | 2051-12-31 | 51.6842 | -18.8349 | -5.8497 | 80 | 80 | 109732.0003 | 127967.0553 | 4.1749 | 0.15658 | 0.35655 | 3.9355 | 3.579 | 8760 | 0 | 8760 | 0 | 0 | -0.027353 | 0.91693 | 0 | 71.6038 | -10.4023 | -4.6845 | -27.8932 | 1960.0551 | 72.8705 | 1.1485 | 0 | 0 | 0 | 0 | 0 | 0 | 0 | 0 | 0 | 350.2447 | 163.776 | 4478.6911 | 0 | 2414.8834 | 0.15866 | 0.00010078 | 4.7626 | 4.7626 | 4.7626 | 0.11852 | 0.054171 | 3382.1909 | 0 | 91.4141 | 0 | 0 | 0 | 3.939 | #N/A | #N/A
Radiance Solar 4-1 PV-NT | CISC | CA_CISO | CA | Hourly Resource | PV-NonTracking | 1.5 | 0 |  | 2019-10-01 | 2050-12-31 | 35.2906 | -17.0781 | -5.1987 | 1.5 | 1.5 | 2740.923 | 0 | 0 | 0.20859 | 0 | 0.096729 | 0.096729 | 8760 | 0 | 8760 | 0 | 0 | 0 | 0 | 15.426 | 73.2627 | -8.743 | -4.6848 | -25.2092 | 1965.8539 | 71.9873 | 0 | 0 | 0 | 0 | 0 | 0 | 0 | 0 | 0 | 0 | 0 | 0 | 0 | 0 | -1.4916e-08 | 0.15866 | 0.00010078 | 4.7626 | 4.7626 | 4.7626 | 0 | 0 | 0 | 0 | -9.2015e-07 | 0 | 0 | 0 | 0.096729 | #N/A | #N/A
Raft River I 1 HY | IPFE | BS_IPCO | ID | Hydro | Hydro | 16 | 0 |  | 2012-01-30 | 2050-12-31 | 142.4686 | 39.5554 | 9.5517 | 3.95 | 3.95 | 12422.7937 | 0 | 0 | 0.35902 | 0 | 1.7699 | 1.7699 | 0 | 0 | 120 | 8640 | 0 | 0 | 0 | 0 | 120.7435 | 25.9134 | 8.1395 | -28.9148 | 2061.949 | 141.1051 | 0 | 0 | 0 | 0 | 0 | 0 | 0 | 0 | 0 | 0 | 759.3432 | 3895.9918 | 403.7479 | 809.0222 | 20966.4376 | 0.015242 | 0.010783 | 14.1881 | 0.031824 | 14.1563 | 7.5492 | 22.4089 | 10549.1993 | 0.29439 | 209913.9464 | 0 | 0 | 0 | 1.9904 | #N/A | #N/A
Railroad Solar Center 1 PV-NT | IPTV | BS_IPCO | ID | Hourly Resource | PV-NonTracking | 4.5 | 0 |  | 2016-12-31 | 2050-12-31 | 87.9606 | 29.5575 | 3.5489 | 4.5 | 4.5 | 9608.751 | 0 | 0 | 0.24375 | 0 | 0.84519 | 0.84519 | 8760 | 0 | 8760 | 0 | 0 | 0 | 0 | 7.8615 | 114.7429 | 24.0922 | 3.9601 | -30.4234 | 1918.4095 | 124.5443 | 0 | 0 | 0 | 0 | 0 | 0 | 0 | 0 | 0 | 0 | 0 | 6529.1426 | 0 | 0 | 7.8615 | 0.015242 | 0.010783 | 14.1881 | 0.031824 | 14.1563 | 0 | 2.1623 | 0 | 0 | 0.002275 | 0 | 0 | 0 | 0.84519 | #N/A | #N/A
Rainbow 9 HY | NWMT | NW_NWMT | MT | Hydro | Hydro | 65.5 | 0 |  | 2013-04-22 | 2050-12-31 | 100.5104 | 20.2968 | -5.7824 | 55.7384 | 54.4834 | 399244.0908 | 0 | 0 | 0.70117 | 0 | 40.1282 | 40.1282 | 0 | 0 | 1510 | 7250 | 0 | 0 | 0 | 0 | 102.0902 | 20.9597 | -5.5601 | -94.402 | 1677.8553 | 107.6219 | 0 | 0 | 0 | 0 | 0 | 0 | 0 | 0 | 0 | 0 | 16746.5664 | 27870.0251 | 16281.9931 | 666.1185 | 37416.3916 | 9.0549 | 8.0429 | 75.1759 | 0.031824 | 75.1075 | 216097.0776 | 526846.6589 | 1122078.059 | 122.0981 | 2316979.3575 | 0 | 0 | 0 | 44.3103 | #N/A | #N/A
Ralston | CIPV | CA_CISO | CA | Hydro | Hydro | 70 | 0 |  | 1966-01-01 | 2050-12-31 | 85.9075 | 6.0132 | 2.9364 | 86 | 86 | 125768.37 | 0 | 0 | 0.16694 | 0 | 10.8044 | 10.8044 | 0 | 0 | 0 | 8760 | 0 | 0 | 0 | 0 | 98.3593 | 8.1733 | 3.4954 | -27.7975 | 1876.7274 | 68.2732 | 0 | 0 | 0 | 0 | 0 | 0 | 0 | 0 | 0 | 0 | 0 | 0 | 19.89 | 518.7758 | 173553.1059 | 0.15866 | 0.00010078 | 4.7626 | 4.7626 | 4.7626 | 0 | 0 | 22.8638 | 3260.9709 | 832915.5708 | 0 | 0 | 0 | 11.6407 | #N/A | #N/A
Ralston 1 PV-T | AESO | AB_AESO | AB | Hourly Resource | PV-Tracking | 10 | 0 |  | 2020-06-30 | 2050-12-31 | 70.7968 | 15.2109 | 1.724 | 10 | 10 | 17909.05 | 0 | 0 | 0.20444 | 0 | 1.2679 | 1.2679 | 8760 | 0 | 8760 | 0 | 0 | 0 | 0 | 4.17 | 93.5545 | 9.6012 | -2.7372 | -25.2921 | 760.9894 | 70.9295 | 0 | 0 | 0 | 0 | 0 | 0 | 0 | 0 | 0 | 0 | 0 | 15799.5795 | 0 | 0 | 4.17 | 1.8659 | 0.0078726 | 35.0857 | 35.06 | 35.06 | 0 | 12.6368 | 0 | 0 | 65.2274 | 0 | 0 | 0 | 1.268 | #N/A | #N/A
Ramona 2 PV-NT | IID | CA_IID | CA | Hourly Resource | PV-NonTracking | 5 | 0 |  | 2013-12-31 | 2051-12-31 | 28.531 | -25.0195 | -9.4593 | 5 | 5 | 6534.616 | 0 | 0 | 0.14919 | 0 | 0.18644 | 0.18644 | 8760 | 0 | 8760 | 0 | 0 | 0 | 0 | 1229.344 | 60.066 | -14.7848 | -11.8397 | -28.6638 | 1820.0162 | 66.0735 | 0 | 0 | 0 | 0 | 0 | 0 | 0 | 0 | 0 | 0 | 0 | 0 | 0 | 0 | 0.505 | 0.30887 | 0.0049745 | 15.5549 | 5.1679 | 10.3853 | 0 | 0 | 0 | 0 | 1.073 | 0 | 0 | 0 | 0.18644 | #N/A | #N/A
Ramona PV-NT Agg PV-NT | IID | CA_IID | CA | Hourly Resource | PV-NonTracking | 2 | 0 |  | 2013-12-31 | 2050-12-31 | 20.8502 | -24.7287 | -8.0745 | 2 | 2 | 3036.336 | 0 | 0 | 0.17331 | 0 | 0.063309 | 0.063309 | 8760 | 0 | 8760 | 0 | 0 | 0 | 0 | 69.288 | 60.066 | -14.7848 | -11.8397 | -28.6638 | 1820.0162 | 66.0735 | 0 | 0 | 0 | 0 | 0 | 0 | 0 | 0 | 0 | 0 | 0 | 0 | 0 | 0 | 0 | 0.30887 | 0.0049745 | 15.5549 | 5.1679 | 10.3853 | 0 | 0 | 0 | 0 | 0 | 0 | 0 | 0 | 0.063309 | #N/A | #N/A
Ramona Solar Energy 1 PV-NT | CISD | CA_CISO | CA | Hourly Resource | PV-Tracking | 4.32 | 0 |  | 2018-02-03 | 2050-12-31 | 32.2611 | -19.1987 | -5.0612 | 4.32 | 4.32 | 8616.4607 | 0 | 0 | 0.22769 | 0 | 0.27798 | 0.27798 | 8760 | 0 | 8760 | 0 | 0 | 0 | 0 | 426.5482 | 67.5169 | -13.5674 | -5.6063 | -25.8446 | 1956.2119 | 70.1861 | 0 | 0 | 0 | 0 | 0 | 0 | 0 | 0 | 0 | 0 | 0 | 21.0902 | 0 | 0 | 1.2139 | 0.15866 | 0.00010078 | 4.7626 | 4.7626 | 4.7626 | 0 | 0.01212 | 0 | 0 | 0.00089532 | 0 | 0 | 0 | 0.27798 | #N/A | #N/A
Rancho Penasquitos Hydro Facility 1 HY | CISD | CA_CISO | CA | Hydro | Hydro | 5.25 | 0 |  | 2007-01-23 | 2050-12-31 | 85.4614 | -21.4108 | -5.9576 | 2.3778 | 0.085742 | 10893.6204 | 0 | 0 | 0.32725 | 0 | 0.93098 | 0.93098 | 0 | 0 | 699 | 8061 | 0 | 0 | 0 | 147.6994 | 67.3386 | -13.5185 | -5.8334 | -25.7821 | 1945.4241 | 69.8457 | 0 | 0 | 0 | 0 | 0 | 0 | 0 | 0 | 0 | 0 | 1.0447 | 0.32 | 1.0768 | 89.5353 | 253.0564 | 0.15866 | 0.00010078 | 4.7626 | 4.7626 | 4.7626 | 0.0007875 | 0.0001368 | 68.7878 | 819.0378 | 4586.1487 | 0 | 0 | 0 | 0.93646 | #N/A | #N/A
Rancho Seco Solar II 1 PV-T | BANC | CA_BANC | CA | Hourly Resource | PV-Tracking | 160 | 0 |  | 2021-02-16 | 2051-12-31 | 74.8156 | 17.952 | 1.9856 | 160 | 160 | 408241.1199 | 0 | 0 | 0.29127 | 0 | 30.5428 | 30.5428 | 8760 | 0 | 8760 | 0 | 0 | 0 | 0 | 0 | 106.8352 | 15.0951 | 5.0496 | -12.018 | 1872.2831 | 65.5818 | 0 | 0 | 0 | 0 | 0 | 0 | 0 | 0 | 0 | 0 | 0 | 50643.4122 | 0 | 0 | -1.0803e-05 | 0.3521 | 0.050745 | 0.86998 | 0.031824 | 0.83815 | 0 | 40024.9488 | 0 | 0 | -0.00072678 | 0 | 0 | 0 | 30.5828 | #N/A | #N/A
Randolph Solar PV | SRP | SW_SRP | AZ | Hourly Resource | PV | 200 | 0 |  | 2024-06-01 | 2049-05-31 | 12.913 | -31.8061 | -8.5499 | 200 | 200 | 554300.9372 | 0 | 0 | 0.31638 | 0 | 7.1577 | 7.1577 | 8760 | 0 | 8760 | 0 | 0 | 0 | 0 | 5927.4624 | 42.6095 | -33.1871 | -10.894 | -25.3603 | 1880.5596 | 65.0281 | 0 | 0 | 0 | 0 | 0 | 0 | 0 | 0 | 0 | 0 | 0 | 40981.8498 | 0 | 0 | 157.0537 | 1.0352 | 0.11547 | 12.6186 | 5.1679 | 7.4506 | 0 | 66554.1869 | 0 | 0 | 3161.2244 | 0 | 0 | 0 | 7.2274 | #N/A | #N/A
Raptor Ridge Community Solar 1 PV-NT | TEPC | SW_TEPC | AZ | Hourly Resource | PV-NonTracking | 10.2 | 0 |  | 2021-11-01 | 2042-04-01 | 17.6192 | -30.1075 | -4.3831 | 10.2 | 10.2 | 28773.1285 | 0 | 0 | 0.32202 | 0 | 0.50696 | 0.50696 | 8760 | 0 | 8760 | 0 | 0 | 0 | 0 | 0 | 48.527 | -32.5426 | -5.621 | -24.714 | 1960.5574 | 68.1188 | 0 | 0 | 0 | 0 | 0 | 0 | 0 | 0 | 0 | 0 | 0 | 4210.2504 | 0 | 0 | -1.4435e-06 | 1.0826 | 0.065843 | 12.0843 | 5.1679 | 6.9163 | 0 | 1723.387 | 0 | 0 | -2.812e-05 | 0 | 0 | 0 | 0.50868 | #N/A | #N/A
Rattlesnake Ride Wind Rtl1 1 WT | AESO | AB_AESO | AB | Hourly Resource | WT-Onshore | 130 | 0 |  | 2021-11-01 | 2050-12-31 | 59.4898 | -6.6821 | -13.0106 | 130 | 130 | 443427.7836 | 0 | 0 | 0.38938 | 0 | 26.3794 | 26.3794 | 8760 | 0 | 8760 | 0 | 0 | 0 | 0 | 2658.2503 | 88.6965 | 9.2042 | -7.1982 | -95.7253 | 776.324 | 72.7548 | 0 | 0 | 0 | 0 | 0 | 0 | 0 | 0 | 0 | 0 | 0 | 278952.7302 | 0 | 0 | 2658.2502 | 1.8659 | 0.0078726 | 35.0857 | 35.06 | 35.06 | 0 | 182.0168 | 0 | 0 | 130033.0929 | 0 | 0 | 0 | 26.5096 | #N/A | #N/A
Rattlesnake Road Arlington 49 WT | BPAT | NW_BPAT | OR | Hourly Resource | WT-Onshore | 102.9 | 0 |  | 2009-01-01 | 2050-12-31 | 80.0555 | 10.8409 | -2.2634 | 102.9 | 102.9 | 223592.9071 | 0 | 0 | 0.24805 | 0 | 17.8998 | 17.8998 | 8760 | 0 | 8760 | 0 | 0 | 0 | 0 | 826.852 | 122.754 | 32.3282 | 3.7353 | -16.6994 | 1817.1029 | 99.0157 | 0 | 0 | 0 | 0 | 0 | 0 | 0 | 0 | 0 | 0 | 0 | 72818.1446 | 0 | 0 | 188.1564 | 0.13517 | 0.13517 | 0.67195 | 0.031824 | 0.68397 | 0 | 25.4107 | 0 | 0 | 24.1218 | 0 | 0 | 0 | 17.8999 | #N/A | #N/A
Rattlesnake Solar 1 PV-T | PSCO | RM_PSCO | CO | Hourly Resource | PV-Tracking | 6 | 0 |  | 2020-11-20 | 2050-12-31 | 72.8796 | 17.9196 | 0.96893 | 6 | 6 | 16691.898 | 0 | 0 | 0.31758 | 0 | 1.2165 | 1.2165 | 8760 | 0 | 8760 | 0 | 0 | 0 | 0 | 148.026 | 139.3304 | 49.3338 | 3.306 | -25.6309 | 2512.9502 | 214.0263 | 0 | 0 | 0 | 0 | 0 | 0 | 0 | 0 | 0 | 0 | 0 | 2855.9908 | 0 | 0 | 148.026 | 0.42135 | 0.055066 | 119.3454 | 43.2396 | 76.1058 | 0 | 108.2628 | 0 | 0 | 621.0449 | 0 | 0 | 0 | 1.2172 | #N/A | #N/A
Rattlesnake Wind WT | AVA | NW_AVA | WA | Hourly Resource | WT-Onshore | 144 | 0 |  | 2022-07-26 | 2050-12-31 | 74.6154 | 4.8731 | -1.2353 | 144 | 144 | 330764.5755 | 0 | 0 | 0.26221 | 0 | 24.6801 | 24.6801 | 8760 | 0 | 8760 | 0 | 0 | 0 | 0 | 149.1523 | 110.2276 | 18.1109 | 5.4261 | -35.4417 | 1822.9353 | 101.9539 | 0 | 0 | 0 | 0 | 0 | 0 | 0 | 0 | 0 | 0 | 0 | 12.0038 | 0 | 0 | -8.0327e-06 | 0.0011683 | 0.0011677 | 1.4929 | 0.031824 | 2.0045 | 0 | 0.010632 | 0 | 0 | 0.00046201 | 0 | 0 | 0 | 24.6801 | #N/A | #N/A
Rawhide Flats 1 PV-T | PSCO | RM_PSCO | CO | Hourly Resource | PV-Tracking | 30 | 0 |  | 2016-10-01 | 2050-12-31 | 69.1726 | 15.782 | -0.35021 | 30 | 30 | 60124.7105 | 0 | 0 | 0.22879 | 0 | 4.159 | 4.159 | 8760 | 0 | 8760 | 0 | 0 | 0 | 0 | 415.11 | 137.5887 | 49.324 | 1.5742 | -26.0559 | 2475.1865 | 213.9025 | 0 | 0 | 0 | 0 | 0 | 0 | 0 | 0 | 0 | 0 | 0 | 60124.7105 | 0 | 0 | 415.11 | 0.42135 | 0.055066 | 119.3454 | 43.2396 | 76.1058 | 0 | 927.2064 | 0 | 0 | 815.8319 | 0 | 0 | 0 | 4.1607 | #N/A | #N/A
Rawhide Prairie 1 BA | PSCO | RM_PSCO | CO | Pumped Storage | Energy Storage | 1 | -1 |  | 2021-03-19 | 2050-12-31 | 195.5158 | 87.3073 | 3.107 | 1 | 1 | 987 | 1147.0588 | 0.11335 | 0.11267 | 0.0032011 | 0.19054 | 0.18733 | 8760 | 0 | 8760 | 0 | 0 | -0.00024009 | 0.013216 | 0 | 137.5887 | 49.324 | 1.5742 | -26.0559 | 2475.1865 | 213.9025 | 1.3332 | 0 | 0 | 0 | 0 | 0 | 0 | 0 | 0 | 0 | 3357.6166 | 3615.3815 | 2359.3492 | 26.95 | 5129.4042 | 0.42135 | 0.055066 | 119.3454 | 43.2396 | 76.1058 | 1762.6001 | 235.6323 | 249232.4783 | 3295.9975 | 374810.5315 | 0 | 0 | 0 | 0.81987 | #N/A | #N/A
Rawhide Prairie 2 PV-T | PSCO | RM_PSCO | CO | Hourly Resource | PV-Tracking | 22 | 0 |  | 2021-03-19 | 2050-12-31 | 76.5442 | 23.0503 | 0.0026048 | 22 | 22 | 50146.074 | 0 | 0 | 0.2602 | 0 | 3.8384 | 3.8384 | 8760 | 0 | 8760 | 0 | 0 | 0 | 0 | 348.04 | 137.569 | 49.324 | 1.5544 | -26.0413 | 2473.8447 | 213.8391 | 0 | 0 | 0 | 0 | 0 | 0 | 0 | 0 | 0 | 0 | 0 | 1739.2073 | 0 | 0 | 282.0399 | 0.42135 | 0.055066 | 119.3454 | 43.2396 | 76.1058 | 0 | 951.1327 | 0 | 0 | 812.8627 | 0 | 0 | 0 | 3.8402 | #N/A | #N/A
Raymond HY | AESO | AB_AESO | AB | Hydro | Hydro | 21 | 0 |  | 1994-05-17 | 2050-12-31 | 83.8718 | 2.1485 | -16.2167 | 21 | 21 | 43652.1693 | 0 | 0 | 0.23729 | 0 | 3.6612 | 3.6612 | 0 | 0 | 0 | 8760 | 0 | 0 | 0 | 0 | 87.3306 | 7.4768 | -6.8368 | -43.5375 | 792.1999 | 73.0079 | 0 | 0 | 0 | 0 | 0 | 0 | 0 | 0 | 0 | 0 | 3268.3728 | 9143.4191 | 4396.049 | 12781.8817 | 21735.6041 | 1.8659 | 0.0078726 | 35.0857 | 35.06 | 35.06 | 24010.6391 | 149.9324 | 73440.1994 | 438239.5891 | 856199.5552 | 0 | 0 | 0 | 5.0532 | #N/A | #N/A
Re Gaskell West 3-3 PV-NT | CISC | CA_CISO | CA | Hourly Resource | PV-NonTracking | 20 | 0 |  | 2022-12-01 | 2050-12-31 | 31.3155 | -19.732 | -5.4351 | 20 | 20 | 52370.8691 | 0 | 0 | 0.29892 | 0 | 1.64 | 1.64 | 8760 | 0 | 8760 | 0 | 0 | 0 | 0 | 1449.4709 | 71.0909 | -10.4085 | -5.1912 | -27.909 | 1955.5791 | 72.7958 | 0 | 0 | 0 | 0 | 0 | 0 | 0 | 0 | 0 | 0 | 0 | 0 | 0 | 0 | -8.4052e-06 | 0.15866 | 0.00010078 | 4.7626 | 4.7626 | 4.7626 | 0 | 0 | 0 | 0 | -3.7085e-05 | 0 | 0 | 0 | 1.64 | #N/A | #N/A
Re Gaskell West 4 4 PV-NT | CISC | CA_CISO | CA | Hourly Resource | PV-NonTracking | 20 | 0 |  | 2022-12-01 | 2050-12-31 | 31.3708 | -19.7338 | -5.441 | 20 | 20 | 52319.42 | 0 | 0 | 0.29863 | 0 | 1.6413 | 1.6413 | 8760 | 0 | 8760 | 0 | 0 | 0 | 0 | 1500.92 | 71.091 | -10.4085 | -5.1911 | -27.909 | 1955.5791 | 72.7958 | 0 | 0 | 0 | 0 | 0 | 0 | 0 | 0 | 0 | 0 | 0 | 0 | 0 | 0 | -8.4052e-06 | 0.15866 | 0.00010078 | 4.7626 | 4.7626 | 4.7626 | 0 | 0 | 0 | 0 | -3.7085e-05 | 0 | 0 | 0 | 1.6413 | #N/A | #N/A
Re Gaskell West 5 5 PV-NT | CISC | CA_CISO | CA | Hourly Resource | PV-NonTracking | 20 | 0 |  | 2022-12-01 | 2050-12-31 | 31.4242 | -19.7339 | -5.4466 | 20 | 20 | 52269.8947 | 0 | 0 | 0.29834 | 0 | 1.6425 | 1.6425 | 8760 | 0 | 8760 | 0 | 0 | 0 | 0 | 1550.4453 | 71.0912 | -10.4085 | -5.1909 | -27.909 | 1955.5791 | 72.7957 | 0 | 0 | 0 | 0 | 0 | 0 | 0 | 0 | 0 | 0 | 0 | 0 | 0 | 0 | -8.4052e-06 | 0.15866 | 0.00010078 | 4.7626 | 4.7626 | 4.7626 | 0 | 0 | 0 | 0 | -3.7085e-05 | 0 | 0 | 0 | 1.6425 | #N/A | #N/A
Re Kansas South 1 PV-NT | CIPV | CA_CISO | CA | Hourly Resource | PV-NonTracking | 20 | 0 |  | 2013-06-06 | 2050-12-31 | 37.8989 | -13.9129 | -3.032 | 20 | 20 | 53177.0448 | 0 | 0 | 0.30352 | 0 | 2.0154 | 2.0154 | 8760 | 0 | 8760 | 0 | 0 | 0 | 0 | 1019.9951 | 90.2227 | 2.8864 | 0.64572 | -25.6808 | 2181.4209 | 87.924 | 0 | 0 | 0 | 0 | 0 | 0 | 0 | 0 | 0 | 0 | 0 | 473.94 | 0 | 0 | -1.1176e-06 | 0.15866 | 0.00010078 | 4.7626 | 4.7626 | 4.7626 | 0 | 0.2618 | 0 | 0 | 4.3299e-05 | 0 | 0 | 0 | 2.0154 | #N/A | #N/A
Re Mustang Two Whirlaway 1 PV-NT | CIPV | CA_CISO | CA | Hourly Resource | PV-Tracking | 100 | 0 |  | 2020-11-11 | 2050-12-31 | 34.0211 | -17.413 | -3.6839 | 100 | 100 | 270773.6295 | 0 | 0 | 0.3091 | 0 | 9.212 | 9.212 | 8760 | 0 | 8760 | 0 | 0 | 0 | 0 | 5933.7703 | 86.8405 | 0.67387 | -0.52391 | -33.0929 | 2139.4204 | 86.5028 | 0 | 0 | 0 | 0 | 0 | 0 | 0 | 0 | 0 | 0 | 0 | 92 | 0 | 0 | 59.1191 | 0.15866 | 0.00010078 | 4.7626 | 4.7626 | 4.7626 | 0 | 0.068779 | 0 | 0 | 0.055033 | 0 | 0 | 0 | 9.212 | #N/A | #N/A
Re Tranquillity BESS 1 BA | CIPV | CA_CISO | CA | Pumped Storage | Energy Storage | 72 | -72 |  | 2021-11-12 | 2050-12-31 | 67.5335 | -8.6178 | -3.1869 | 72 | 72 | 91757.4938 | 106933.5192 | 4.3809 | 0.14548 | 0.29804 | 4.6566 | 4.3585 | 8760 | 0 | 8760 | 0 | 0 | -0.022764 | 0.7413 | 0 | 89.3643 | 3.0152 | -0.3414 | -25.252 | 2054.9062 | 80.9233 | 1.22 | 0 | 0 | 0 | 0 | 0 | 0 | 0 | 0 | 0 | 51539.4209 | 135220.2457 | 126779.414 | 0 | 95277.408 | 0.15866 | 0.00010078 | 4.7626 | 4.7626 | 4.7626 | 6.4432 | 13.3195 | 22140.932 | 0 | 3760.0039 | 0 | 0 | 0 | 4.6825 | #N/A | #N/A
Red Cloud | PNM | SW_PNM | NM | Hourly Resource | WT-Onshore | 340 | 0 |  | 2021-06-01 | 2050-12-31 | 27.3614 | -37.3238 | -10.5006 | 340 | 340 | 1079696.238 | 0 | 0 | 0.36251 | 0 | 29.542 | 29.542 | 8760 | 0 | 8760 | 0 | 0 | 0 | 0 | 16440.5449 | 44.0883 | -35.0708 | -7.5314 | -28.3653 | 1855.3176 | 73.0172 | 0 | 0 | 0 | 0 | 0 | 0 | 0 | 0 | 0 | 0 | 0 | 81208.5204 | 0 | 0 | 7660.8014 | 0.89269 | 0.0029891 | 22.2939 | 5.1679 | 17.1082 | 0 | 122.4598 | 0 | 0 | 123265.496 | 0 | 0 | 0 | 29.6654 | #N/A | #N/A
Red Horse 2 Solar PV-T | TEPC | SW_TEPC | AZ | Hourly Resource | PV-Tracking | 41 | 0 |  | 2015-08-31 | 2035-08-31 | 16.6724 | -30.6559 | -6.1615 | 41 | 41 | 114395.576 | 0 | 0 | 0.31851 | 0 | 1.9073 | 1.9073 | 8760 | 0 | 8760 | 0 | 0 | 0 | 0 | 0 | 47.1547 | -32.6297 | -6.9062 | -24.6001 | 1935.2959 | 67.3938 | 0 | 0 | 0 | 0 | 0 | 0 | 0 | 0 | 0 | 0 | 0 | 114395.576 | 0 | 0 | 7.9116e-05 | 1.0826 | 0.065843 | 12.0843 | 5.1679 | 6.9163 | 0 | 6136.4471 | 0 | 0 | 0.00011971 | 0 | 0 | 0 | 1.9134 | #N/A | #N/A
Red Horse 3 Solar PV-T | TEPC | SW_TEPC | AZ | Hourly Resource | PV-Tracking | 30 | 0 |  | 2016-04-15 | 2036-04-15 | 15.821 | -30.6559 | -7.013 | 30 | 30 | 83704.2925 | 0 | 0 | 0.31851 | 0 | 1.3243 | 1.3243 | 8760 | 0 | 8760 | 0 | 0 | 0 | 0 | 0 | 46.5077 | -32.6297 | -7.5531 | -24.5776 | 1932.168 | 67.2572 | 0 | 0 | 0 | 0 | 0 | 0 | 0 | 0 | 0 | 0 | 0 | 83599.9123 | 0 | 0 | 2.9104e-05 | 1.0826 | 0.065843 | 12.0843 | 5.1679 | 6.9163 | 0 | 4490.0573 | 0 | 0 | -2.5128e-05 | 0 | 0 | 0 | 1.3288 | #N/A | #N/A
Red Horse Wind 2 WT | TEPC | SW_TEPC | AZ | Hourly Resource | WT-Onshore | 30 | 0 |  | 2016-06-28 | 2036-06-28 | 39.5217 | -34.4652 | -10.3085 | 30 | 30 | 80229.8826 | 0 | 0 | 0.30529 | 0 | 3.1708 | 3.1708 | 8760 | 0 | 8760 | 0 | 0 | 0 | 0 | 2.8675 | 46.1089 | -32.6297 | -7.952 | -25.001 | 1915.9337 | 66.7491 | 0 | 0 | 0 | 0 | 0 | 0 | 0 | 0 | 0 | 0 | 0 | 80229.8826 | 0 | 0 | 2.8675 | 1.0826 | 0.065843 | 12.0843 | 5.1679 | 6.9163 | 0 | 4433.0055 | 0 | 0 | 0.0014792 | 0 | 0 | 0 | 3.1753 | #N/A | #N/A
Red Mesa 1 WT | PNM | SW_PNM | NM | Hourly Resource | WT-Onshore | 102.4 | 0 |  | 2010-12-15 | 2035-01-01 | 33.0512 | -37.3364 | -10.5144 | 102.4 | 102.4 | 278847.226 | 0 | 0 | 0.31086 | 0 | 9.2162 | 9.2162 | 8760 | 0 | 8760 | 0 | 0 | 0 | 0 | 2758.0002 | 45.8476 | -33.995 | -6.8479 | -39.2736 | 1838.7469 | 72.1091 | 0 | 0 | 0 | 0 | 0 | 0 | 0 | 0 | 0 | 0 | 0 | 193180.4367 | 0 | 0 | 2251.7171 | 0.89269 | 0.0029891 | 22.2939 | 5.1679 | 17.1082 | 0 | 205.4029 | 0 | 0 | 27532.6096 | 0 | 0 | 0 | 9.244 | #N/A | #N/A
Red Mesa Tapaha Solar Mccracken PV-T | PAUT | BS_PACE | UT | Hourly Resource | PV-NonTracking | 66 | 0 |  | 2022-06-01 | 2050-12-31 | 40.5921 | -13.5615 | -4.4374 | 66 | 66 | 99943.0876 | 0 | 0 | 0.17286 | 0 | 4.0569 | 4.0569 | 8760 | 0 | 8760 | 0 | 0 | 0 | 0 | 54822.9445 | 78.2539 | -5.2109 | -3.2257 | -24.9713 | 1923.4647 | 93.9694 | 0 | 0 | 0 | 0 | 0 | 0 | 0 | 0 | 0 | 0 | 0 | 24851.5323 | 0 | 0 | 54823.1508 | 7.007 | 5.9428 | 85.5427 | 0.031824 | 85.5024 | 0 | 40151.2208 | 0 | 0 | 4506371.0297 | 0 | 0 | 0 | 8.6034 | #N/A | #N/A
Red Rock 1 BA | AZPS | SW_AZPS | AZ | Pumped Storage | Energy Storage | 41 | -41 |  | 2023-06-01 | 2050-12-31 | 42.0122 | -33.6306 | -8.9791 | 41 | 41 | 59045.1693 | 68886.0764 | 1.5009 | 0.1644 | 0.1919 | 2.3729 | 2.181 | 8760 | 0 | 8760 | 0 | 0 | -0.014761 | 0.5398 | 0 | 47.6095 | -30.1808 | -8.9003 | -25.2131 | 1909.8409 | 66.2999 | 0.81058 | 0 | 0 | 0 | 0 | 0 | 0 | 0 | 0 | 0 | 38788.0639 | 200113.8388 | 74521.6388 | 17272.4444 | 86426.6698 | 0.94841 | 0.0016464 | 11.9962 | 5.1679 | 6.8283 | 100776.6896 | 35.2119 | 178756.5886 | 38448.747 | 285349.7306 | 0 | 0 | 0 | 2.9763 | #N/A | #N/A
Red Rock 1 PV | AZPS | SW_AZPS | AZ | Hourly Resource | PV-NonTracking | 43.9 | 0 |  | 2016-12-15 | 2050-12-31 | 25.9805 | -31.8376 | -9.7694 | 43.9 | 43.9 | 103716.1339 | 0 | 0 | 0.2697 | 0 | 2.6946 | 2.6946 | 8760 | 0 | 8760 | 0 | 0 | 0 | 0 | 31318.6026 | 45.9214 | -30.8192 | -9.9499 | -24.3568 | 1898.0532 | 65.7007 | 0 | 0 | 0 | 0 | 0 | 0 | 0 | 0 | 0 | 0 | 0 | 1010.3901 | 0 | 0 | 1743.4249 | 0.94841 | 0.0016464 | 11.9962 | 5.1679 | 6.8283 | 0 | 79.9108 | 0 | 0 | 2037.0765 | 0 | 0 | 0 | 2.6967 | #N/A | #N/A
Redcrest Solar Farm 1 PV-NT | CIPV | CA_CISO | CA | Hourly Resource | PV-NonTracking | 16.66 | 0 |  | 2015-10-30 | 2050-12-31 | 33.7462 | -15.1398 | -5.6663 | 16.66 | 16.66 | 38943.9158 | 0 | 0 | 0.26685 | 0 | 1.3142 | 1.3142 | 8760 | 0 | 8760 | 0 | 0 | 0 | 0 | 20.5085 | 79.2383 | -3.3627 | -4.0896 | -25.0735 | 1997.6606 | 76.1266 | 0 | 0 | 0 | 0 | 0 | 0 | 0 | 0 | 0 | 0 | 0 | 7.1805 | 0 | 0 | 2.3792e-06 | 0.15866 | 0.00010078 | 4.7626 | 4.7626 | 4.7626 | 0 | 0.0053681 | 0 | 0 | 6.5124e-06 | 0 | 0 | 0 | 1.3142 | #N/A | #N/A
Redwood Coast Airport Microgrid 1 BA | CIPV | CA_CISO | CA | Pumped Storage | Energy Storage | 1.75 | -1.75 |  | 2021-12-22 | 2054-12-31 | 95.0077 | 3.9264 | 3.6131 | 1.75 | 1.75 | 2245.9968 | 2617.6432 | 0.198 | 0.14651 | 0.0072955 | 0.066089 | 0.058793 | 8760 | 0 | 8760 | 0 | 0 | -0.00055747 | 0.01834 | 0 | 100.9405 | 9.5005 | 4.7494 | -41.1172 | 1627.8882 | 63.9088 | 1.2195 | 0 | 0 | 0 | 0 | 0 | 0 | 0 | 0 | 0 | 1154.4519 | 772.6463 | 2360.795 | 79.275 | 482.6927 | 0.15866 | 0.00010078 | 4.7626 | 4.7626 | 4.7626 | 29.2088 | 0.12152 | 25228.008 | 5015.8846 | 7894.5135 | 0 | 0 | 0 | 0.10426 | #N/A | #N/A
Redwood Solar Farm 4-1 PV-NT | CIPV | CA_CISO | CA | Hourly Resource | PV-NonTracking | 20 | 0 |  | 2018-01-06 | 2050-12-31 | 31.7754 | -16.9013 | -5.9613 | 20 | 20 | 54380.88 | 0 | 0 | 0.31039 | 0 | 1.728 | 1.728 | 8760 | 0 | 8760 | 0 | 0 | 0 | 0 | 104.3 | 78.9803 | -3.3627 | -4.3476 | -25.1064 | 1994.8578 | 76.0824 | 0 | 0 | 0 | 0 | 0 | 0 | 0 | 0 | 0 | 0 | 0 | 31.46 | 0 | 0 | 6.7055e-06 | 0.15866 | 0.00010078 | 4.7626 | 4.7626 | 4.7626 | 0 | 0.020796 | 0 | 0 | 2.0542e-05 | 0 | 0 | 0 | 1.728 | #N/A | #N/A
Regulus Solar 1 PV-NT | CIPV | CA_CISO | CA | Hourly Resource | PV-NonTracking | 60 | 0 |  | 2014-09-02 | 2050-12-31 | 32.3767 | -16.8565 | -5.4111 | 60 | 60 | 168034.9216 | 0 | 0 | 0.3197 | 0 | 5.4404 | 5.4404 | 8760 | 0 | 8760 | 0 | 0 | 0 | 0 | 44.1 | 79.3821 | -3.3627 | -3.9458 | -25.0464 | 1997.6277 | 76.1226 | 0 | 0 | 0 | 0 | 0 | 0 | 0 | 0 | 0 | 0 | 0 | 34326.8118 | 0 | 0 | -1.8952e-05 | 0.15866 | 0.00010078 | 4.7626 | 4.7626 | 4.7626 | 0 | 10.3871 | 0 | 0 | 3.3923e-05 | 0 | 0 | 0 | 5.4404 | #N/A | #N/A
Reid Gardner BESS 2 BA | NEVP | SW_NVE | NV | Pumped Storage | Energy Storage | 220 | -220 |  | 2023-12-29 | 2043-12-31 | 31.1323 | -36.9713 | -8.2152 | 220 | 220 | 313859.8298 | 366140.966 | 4.2674 | 0.16286 | 1.02 | 12.6353 | 11.6153 | 8760 | 0 | 8760 | 0 | 0 | -0.078422 | 3.0667 | 0 | 44.7768 | -33.7064 | -8.2074 | -24.7999 | 1885.2545 | 64.8744 | 0.79488 | 0 | 0 | 0 | 0 | 0 | 0 | 0 | 0 | 0 | 28460.5024 | 38016.9851 | 29720.7596 | 109034.0177 | 126229.0196 | 0.19614 | 0.00021973 | 4.6327 | 0.031824 | 4.6009 | 9.8063 | 13.0538 | 1999.7369 | 2547.0773 | 11444.0004 | 0 | 0 | 0 | 12.6513 | #N/A | #N/A
Reid Gardner BESS 3 BA | NEVP | SW_NVE | NV | Pumped Storage | Energy Storage | 220 | -220 |  | 2029-06-01 | 2051-12-31 | 32.203 | -40.7087 | -7.946 | 220 | 220 | 334974.9681 | 390982.3055 | 4.9633 | 0.17381 | 1.0889 | 13.4514 | 12.3625 | 8760 | 0 | 8760 | 0 | 0 | -0.084011 | 3.0037 | 0 | 43.8043 | -35.4566 | -7.4296 | -26.2769 | 1904.0385 | 66.1119 | 0.78509 | 0 | 0 | 0 | 0 | 0 | 0 | 0 | 0 | 0 | 32564.4633 | 44649.2216 | 31232.2355 | 112592.4206 | 175009.1725 | 0.19614 | 0.00021973 | 4.6327 | 0.031824 | 4.6009 | 4423.8215 | 15.2031 | 6695.5199 | 4806.056 | 203028.8885 | 0 | 0 | 0 | 13.6704 | #N/A | #N/A
Renwind Re Powering Project 1 WT | CISC | CA_CISO | CA | Hourly Resource | WT-Onshore | 5 | 0 |  | 2018-03-01 | 2050-12-31 | 65.9263 | -10.992 | -6.887 | 5 | 5 | 13249.4 | 0 | 0 | 0.3025 | 0 | 0.87348 | 0.87348 | 8760 | 0 | 8760 | 0 | 0 | 0 | 0 | 395.015 | 67.252 | -13.1776 | -6.2609 | -26.2502 | 1958.865 | 70.6375 | 0 | 0 | 0 | 0 | 0 | 0 | 0 | 0 | 0 | 0 | 0 | 82.87 | 0 | 0 | 9.935 | 0.15866 | 0.00010078 | 4.7626 | 4.7626 | 4.7626 | 0 | 0.033662 | 0 | 0 | 0.0038961 | 0 | 0 | 0 | 0.87348 | #N/A | #N/A
RENWIND_25636_Q2 | CISC | CA_CISO | CA | Hourly Resource | WT-Onshore | 5 | 0 |  | 2018-03-01 | 2050-12-31 | 65.9263 | -10.992 | -6.887 | 5 | 5 | 13249.4 | 0 | 0 | 0.3025 | 0 | 0.87348 | 0.87348 | 8760 | 0 | 8760 | 0 | 0 | 0 | 0 | 395.015 | 67.252 | -13.1776 | -6.2609 | -26.2502 | 1958.865 | 70.6375 | 0 | 0 | 0 | 0 | 0 | 0 | 0 | 0 | 0 | 0 | 0 | 81.3307 | 0 | 0 | 9.935 | 0.15866 | 0.00010078 | 4.7626 | 4.7626 | 4.7626 | 0 | 0.033102 | 0 | 0 | 0.0038961 | 0 | 0 | 0 | 0.87348 | #N/A | #N/A
Resurgence 1 BESS BA | CISC | CA_CISO | CA | Pumped Storage | Energy Storage | 75 | -75 |  | 2023-03-01 | 2054-12-31 | 39.6173 | -29.0189 | -8.3792 | 75 | 75 | 109643.3052 | 127933.2963 | 1.7766 | 0.16688 | 0.35636 | 5.8589 | 5.5025 | 8760 | 0 | 8760 | 0 | 0 | -0.027435 | 0.8693 | 0 | 59.2939 | -20.1433 | -7.2533 | -36.401 | 1915.2352 | 74.7022 | 1.1406 | 0 | 0 | 0 | 0 | 0 | 0 | 0 | 0 | 0 | 27866.6537 | 30887.309 | 58074.2141 | 10.5339 | 25639.1845 | 0.15866 | 0.00010078 | 4.7626 | 4.7626 | 4.7626 | 1662.7007 | 4.872 | 47084.5125 | 0.0014274 | 1761.6302 | 0 | 0 | 0 | 5.9094 | #N/A | #N/A
Resurgence 1 PV PV-NT | CISC | CA_CISO | CA | Hourly Resource | PV-NonTracking | 90 | 0 |  | 2023-03-01 | 2054-12-31 | 12.5324 | -42.0115 | -7.7268 | 90 | 90 | 146990.8204 | 0 | 0 | 0.18644 | 0 | 1.8422 | 1.8422 | 8760 | 0 | 8760 | 0 | 0 | 0 | 0 | 26912.6693 | 59.1771 | -20.1433 | -7.3701 | -36.4775 | 1914.3669 | 74.7109 | 0 | 0 | 0 | 0 | 0 | 0 | 0 | 0 | 0 | 0 | 0 | 0 | 0 | 0 | 127.89 | 0.15866 | 0.00010078 | 4.7626 | 4.7626 | 4.7626 | 0 | 0 | 0 | 0 | 0.14646 | 0 | 0 | 0 | 1.8422 | #N/A | #N/A
Resurgence 2 BESS BA | CISC | CA_CISO | CA | Pumped Storage | Energy Storage | 40 | -40 |  | 2023-12-30 | 2054-12-31 | 39.4537 | -28.8782 | -8.354 | 40 | 40 | 58388.3963 | 68127.5231 | 0.93419 | 0.16663 | 0.18977 | 3.1231 | 2.9334 | 8760 | 0 | 8760 | 0 | 0 | -0.014609 | 0.47027 | 0 | 59.2867 | -20.1433 | -7.2605 | -36.4116 | 1914.877 | 74.717 | 1.0808 | 0 | 0 | 0 | 0 | 0 | 0 | 0 | 0 | 0 | 3563.6615 | 2685.5549 | 26144.2189 | 0 | 8556.5012 | 0.15866 | 0.00010078 | 4.7626 | 4.7626 | 4.7626 | 1514.4853 | 0.60005 | 26942.9568 | 0 | 1593.628 | 0 | 0 | 0 | 3.1532 | #N/A | #N/A
Resurgence 2 PV PV-NT | CISC | CA_CISO | CA | Hourly Resource | PV-NonTracking | 48 | 0 |  | 2023-12-30 | 2054-12-31 | 14.5664 | -40.9568 | -7.5022 | 48 | 48 | 117634.8002 | 0 | 0 | 0.27976 | 0 | 1.7135 | 1.7135 | 8760 | 0 | 8760 | 0 | 0 | 0 | 0 | 22428.144 | 59.151 | -20.1433 | -7.3962 | -36.4929 | 1913.7983 | 74.7242 | 0 | 0 | 0 | 0 | 0 | 0 | 0 | 0 | 0 | 0 | 0 | 0 | 0 | 0 | 173.808 | 0.15866 | 0.00010078 | 4.7626 | 4.7626 | 4.7626 | 0 | 0 | 0 | 0 | 0.20848 | 0 | 0 | 0 | 1.7135 | #N/A | #N/A
REV Renewables 2 PV-NT | NEVP | SW_NVE | NV | Hourly Resource | PV-NonTracking | 250 | 0 |  | 2024-01-02 | 2051-12-31 | 15.7601 | -31.1881 | -6.4642 | 250 | 250 | 627053.6869 | 0 | 0 | 0.28633 | 0 | 9.8824 | 9.8824 | 8760 | 0 | 8760 | 0 | 0 | 0 | 0 | 3271.5629 | 45.4877 | -33.2835 | -7.9194 | -38.0836 | 1878.9169 | 64.4175 | 0 | 0 | 0 | 0 | 0 | 0 | 0 | 0 | 0 | 0 | 0 | 0 | 0 | 0 | -4.4238e-06 | 0.19614 | 0.00021973 | 4.6327 | 0.031824 | 4.6009 | 0 | 0 | 0 | 0 | 1.5872e-05 | 0 | 0 | 0 | 9.8824 | #N/A | #N/A
Revelstoke 1 HY | BCHA | BC_BCHA | BC | Hydro | Hydro | 2519 | 0 |  | 1983-12-01 | 2050-12-31 | 109.9668 | 11.9433 | -1.8937 | 1900.5249 | 1822.0261 | 8518113.3156 | 0 | 0 | 0.44094 | 0 | 936.7095 | 936.7095 | 0 | 0 | 0 | 8760 | 0 | 0 | 0 | 0 | 100.2217 | 13.9736 | -0.44249 | -28.8093 | 1009.6636 | 80.9975 | 0 | 0 | 0 | 0 | 0 | 0 | 0 | 0 | 0 | 0 | 96464.2578 | 961757.8587 | 52445.3333 | 1289860.4932 | 1427340.7884 | 0.00013821 | 0.00013721 | 0.00014044 | 0.00013944 | 0.00013842 | 13.3287 | 130.6143 | 8.9554 | 173.4914 | 194.5559 | 0 | 0 | 0 | 936.71 | #N/A | #N/A
Rexford Solar Farm 20SDB BA | CISC | CA_CISO | CA | Pumped Storage | Energy Storage | 240 | -240 |  | 2024-12-01 | 2051-12-31 | 60.5465 | -13.1096 | -3.7649 | 240 | 240 | 351837.0916 | 410537.7383 | 17.6261 | 0.16735 | 1.1436 | 10.9069 | 9.7633 | 8760 | 0 | 8760 | 0 | 0 | -0.088051 | 3.1505 | 0 | 78.224 | -6.5556 | -1.911 | -25.8861 | 2059.197 | 74.7879 | 1.187 | 0 | 0 | 0 | 0 | 0 | 0 | 0 | 0 | 0 | 2306.1867 | 453.7894 | 4039.9882 | 0 | 7854.5757 | 0.15866 | 0.00010078 | 4.7626 | 4.7626 | 4.7626 | 0.82926 | 0.14604 | 9186.65 | 0 | 5760.5456 | 0 | 0 | 0 | 10.9218 | #N/A | #N/A
REXFORD SOLAR FARM PV-NT | CISC | CA_CISO | CA | Hourly Resource | PV-NonTracking | 300 | 0 |  | 2023-05-31 | 2054-12-31 | 42.0542 | -5.9346 | -3.5149 | 300 | 300 | 598960.2336 | 0 | 0 | 0.22791 | 0 | 25.1888 | 25.1888 | 8760 | 0 | 8760 | 0 | 0 | 0 | 0 | 961.4674 | 77.7155 | -6.5556 | -2.4194 | -25.3116 | 2057.8069 | 74.8213 | 0 | 0 | 0 | 0 | 0 | 0 | 0 | 0 | 0 | 0 | 0 | 0 | 0 | 0 | 1.0058e-05 | 0.15866 | 0.00010078 | 4.7626 | 4.7626 | 4.7626 | 0 | 0 | 0 | 0 | -0.00029476 | 0 | 0 | 0 | 25.1888 | #N/A | #N/A
Ridgetop 2 WT | CISC | CA_CISO | CA | Hourly Resource | WT-Onshore | 27.39 | 0 |  | 2018-10-12 | 2050-12-31 | 55.2406 | -12.0698 | -20.178 | 27.39 | 27.39 | 85505.5831 | 0 | 0 | 0.35637 | 0 | 4.7234 | 4.7234 | 8760 | 0 | 8760 | 0 | 0 | 0 | 0 | 754.6184 | 63.3637 | -9.5411 | -13.7857 | -30.3895 | 1521.2659 | 63.1478 | 0 | 0 | 0 | 0 | 0 | 0 | 0 | 0 | 0 | 0 | 0 | 0 | 0 | 0 | 6.0885e-06 | 0.15866 | 0.00010078 | 4.7626 | 4.7626 | 4.7626 | 0 | 0 | 0 | 0 | -0.00084249 | 0 | 0 | 0 | 4.7234 | #N/A | #N/A
Ridgway Hydro Agg HY | WACM | RM_WACM | CO | Hydro | Hydro | 8 | 0 |  | 2014-06-06 | 2050-12-31 | 159.9723 | 74.0956 | 0.55941 | 4.784 | 4.784 | 25522.616 | 0 | 0 | 0.60902 | 0 | 4.0829 | 4.0829 | 0 | 0 | 1 | 8759 | 0 | 0 | 0 | 0 | 152.6971 | 65.8425 | 0.16408 | -24.5714 | 2650.49 | 237.6752 | 0 | 0 | 0 | 0 | 0 | 0 | 0 | 0 | 0 | 0 | 302.3552 | 751.7097 | 375.2335 | 2029.2115 | 6891.7288 | 0.075305 | 0.00032051 | 86.4793 | 43.2396 | 43.2397 | 583.3947 | 0.57788 | 10699.8983 | 116082.5275 | 403815.0726 | 0 | 0 | 0 | 4.6141 | #N/A | #N/A
Riley Solar PV PV-NT | BPAT | NW_BPAT | OR | Hourly Resource | PV-NonTracking | 10 | 0 |  | 2020-07-01 | 2050-12-31 | 93.9673 | 30.2102 | 6.1857 | 10 | 10 | 25460.81 | 0 | 0 | 0.29065 | 0 | 2.3925 | 2.3925 | 8760 | 0 | 8760 | 0 | 0 | 0 | 0 | 91.44 | 112.8782 | 17.8312 | 8.3564 | -36.3151 | 1945.6404 | 102.2269 | 0 | 0 | 0 | 0 | 0 | 0 | 0 | 0 | 0 | 0 | 0 | 10 | 0 | 0 | 5.7044e-07 | 0.13517 | 0.13517 | 0.67195 | 0.031824 | 0.68397 | 0 | 0.010544 | 0 | 0 | 2.0527e-05 | 0 | 0 | 0 | 2.3925 | #N/A | #N/A
RimRockEnergy | NWMT | NW_NWMT | MT | Hourly Resource | WT-Onshore | 189 | 0 |  | 2012-08-21 | 2050-12-31 | 71.5854 | -0.27783 | -8.7101 | 189 | 189 | 697792.6296 | 0 | 0 | 0.42146 | 0 | 49.9518 | 49.9518 | 8760 | 0 | 8760 | 0 | 0 | 0 | 0 | 33999.1838 | 100.5955 | 19.4102 | -5.5052 | -181.145 | 3225.3572 | 119.6637 | 0 | 0 | 0 | 0 | 0 | 0 | 0 | 0 | 0 | 0 | 0 | 697577.7414 | 0 | 0 | 33999.3064 | 9.0549 | 8.0429 | 75.1759 | 0.031824 | 75.1075 | 0 | 630260.9539 | 0 | 0 | 3236254.8747 | 0 | 0 | 0 | 53.8183 | #N/A | #N/A
Rio Arriba Solar Alcalde Solar 1 PV-T | PNM | SW_PNM | NM | Hourly Resource | PV-Tracking | 2.4 | 0 |  | 2020-02-27 | 2051-12-31 | 17.4645 | -33.7931 | -4.0244 | 2.4 | 2.4 | 6071.3064 | 0 | 0 | 0.28878 | 0 | 0.10603 | 0.10603 | 8760 | 0 | 8760 | 0 | 0 | 0 | 0 | 365.465 | 50.0118 | -32.8989 | -3.7799 | -27.3213 | 1937.5205 | 74.348 | 0 | 0 | 0 | 0 | 0 | 0 | 0 | 0 | 0 | 0 | 0 | 112.1567 | 0 | 0 | 41.5994 | 0.89269 | 0.0029891 | 22.2939 | 5.1679 | 17.1082 | 0 | 9.1392 | 0 | 0 | 238.7203 | 0 | 0 | 0 | 0.10628 | #N/A | #N/A
Rio Bravo Solar 1 PV-NT | CIPV | CA_CISO | CA | Hourly Resource | PV-NonTracking | 20 | 0 |  | 2016-12-21 | 2050-12-31 | 31.5649 | -17.4686 | -5.331 | 20 | 20 | 54206.9711 | 0 | 0 | 0.3094 | 0 | 1.711 | 1.711 | 8760 | 0 | 8760 | 0 | 0 | 0 | 0 | 280.649 | 79.1456 | -3.3977 | -4.1473 | -26.612 | 1959.1865 | 75.6124 | 0 | 0 | 0 | 0 | 0 | 0 | 0 | 0 | 0 | 0 | 0 | 1533.1511 | 0 | 0 | 2.8056e-06 | 0.15866 | 0.00010078 | 4.7626 | 4.7626 | 4.7626 | 0 | 0.6657 | 0 | 0 | 1.4123e-05 | 0 | 0 | 0 | 1.711 | #N/A | #N/A
Rio Bravo Solar 2 PV-NT | CIPV | CA_CISO | CA | Hourly Resource | PV-NonTracking | 20 | 0 |  | 2016-12-29 | 2050-12-31 | 31.3833 | -17.5013 | -5.4119 | 20 | 20 | 53859.9266 | 0 | 0 | 0.30742 | 0 | 1.6903 | 1.6903 | 8760 | 0 | 8760 | 0 | 0 | 0 | 0 | 303.2334 | 79.0916 | -3.3977 | -4.2012 | -26.6148 | 1958.759 | 75.6056 | 0 | 0 | 0 | 0 | 0 | 0 | 0 | 0 | 0 | 0 | 0 | 744.82 | 0 | 0 | -6.5193e-07 | 0.15866 | 0.00010078 | 4.7626 | 4.7626 | 4.7626 | 0 | 0.37239 | 0 | 0 | -4.5079e-06 | 0 | 0 | 0 | 1.6903 | #N/A | #N/A
Rio Communities Solar PV 1 PV-T | PNM | SW_PNM | NM | Hourly Resource | PV-Tracking | 10 | 0 |  | 2015-12-31 | 2045-12-01 | 16.0842 | -32.9672 | -3.7621 | 10 | 10 | 26755.97 | 0 | 0 | 0.30543 | 0 | 0.43035 | 0.43035 | 8760 | 0 | 8760 | 0 | 0 | 0 | 0 | 16.91 | 48.8968 | -34.0556 | -3.7382 | -25.272 | 1931.6898 | 73.8011 | 0 | 0 | 0 | 0 | 0 | 0 | 0 | 0 | 0 | 0 | 0 | 2272.8056 | 0 | 0 | 2.2119e-06 | 0.89269 | 0.0029891 | 22.2939 | 5.1679 | 17.1082 | 0 | 50.9975 | 0 | 0 | -4.7501e-05 | 0 | 0 | 0 | 0.4304 | #N/A | #N/A
Rio Del Oro Energy Center 1 PV-T | PNM | SW_PNM | NM | Hourly Resource | PV-Tracking | 10 | 0 |  | 2019-05-31 | 2049-12-01 | 15.9848 | -32.8609 | -3.78 | 10 | 10 | 26813.19 | 0 | 0 | 0.30609 | 0 | 0.4286 | 0.4286 | 8760 | 0 | 8760 | 0 | 0 | 0 | 0 | 18.46 | 48.944 | -34.0556 | -3.691 | -25.2611 | 1935.2477 | 73.897 | 0 | 0 | 0 | 0 | 0 | 0 | 0 | 0 | 0 | 0 | 0 | 21599.8863 | 0 | 0 | 1.1153e-05 | 0.89269 | 0.0029891 | 22.2939 | 5.1679 | 17.1082 | 0 | 67.1291 | 0 | 0 | 0.00012054 | 0 | 0 | 0 | 0.42867 | #N/A | #N/A
Rio Grande 1 PV-NT | CISC | CA_CISO | CA | Hourly Resource | PV-NonTracking | 5 | 0 |  | 2013-11-18 | 2050-12-31 | 35.3442 | -16.654 | -4.961 | 5 | 5 | 10802.345 | 0 | 0 | 0.24663 | 0 | 0.3818 | 0.3818 | 8760 | 0 | 8760 | 0 | 0 | 0 | 0 | 405.88 | 71.4459 | -10.3451 | -4.8996 | -25.2356 | 1951.8916 | 72.562 | 0 | 0 | 0 | 0 | 0 | 0 | 0 | 0 | 0 | 0 | 0 | 0 | 0 | 0 | 1.6007e-07 | 0.15866 | 0.00010078 | 4.7626 | 4.7626 | 4.7626 | 0 | 0 | 0 | 0 | 6.8562e-07 | 0 | 0 | 0 | 0.3818 | #N/A | #N/A
Rio Rancho Solar Energy Center 1 PV-T | PNM | SW_PNM | NM | Hourly Resource | PV-Tracking | 10 | 0 |  | 2019-12-03 | 2049-12-01 | 16.8616 | -33.2927 | -3.7153 | 10 | 10 | 26403.89 | 0 | 0 | 0.30141 | 0 | 0.44521 | 0.44521 | 8760 | 0 | 8760 | 0 | 0 | 0 | 0 | 557.36 | 49.2386 | -33.9673 | -3.4846 | -25.4206 | 1952.8573 | 74.3289 | 0 | 0 | 0 | 0 | 0 | 0 | 0 | 0 | 0 | 0 | 0 | 20986.4168 | 0 | 0 | 131.19 | 0.89269 | 0.0029891 | 22.2939 | 5.1679 | 17.1082 | 0 | 16.6528 | 0 | 0 | 6.8799 | 0 | 0 | 0 | 0.44524 | #N/A | #N/A
RioBravo_Hydro1 | CIPV | CA_CISO | CA | Hydro | HydroRPS | 14 | 0 |  | 1989-05-18 | 2050-12-31 | 87.2141 | -6.1302 | -3.9547 | 7.9592 | 0.0035828 | 24378.6049 | 0 | 0 | 0.049963 | 0 | 2.1262 | 2.1262 | 0 | 0 | 36 | 8724 | 0 | 0 | 0 | 1375.2232 | 80.2581 | -3.3626 | -3.0699 | -25.0741 | 1986.389 | 75.8506 | 0 | 0 | 0 | 0 | 0 | 0 | 0 | 0 | 0 | 0 | 103.5286 | 306.0368 | 0.12835 | 280.9129 | 2358.0205 | 0.15866 | 0.00010078 | 4.7626 | 4.7626 | 4.7626 | 973.9053 | 0.096531 | 0.11029 | 7937.0751 | 36786.6989 | 0 | 0 | 0 | 2.1719 | #N/A | #N/A
Rising Tree 2 WT | CISC | CA_CISO | CA | Hourly Resource | WT-Onshore | 19.8 | 0 |  | 2015-01-12 | 2054-12-31 | 70.6321 | -14.214 | -5.8976 | 19.8 | 19.8 | 59278.2677 | 0 | 0 | 0.34176 | 0 | 4.187 | 4.187 | 8760 | 0 | 8760 | 0 | 0 | 0 | 0 | 852.7464 | 71.0402 | -10.3451 | -5.3053 | -25.1808 | 1929.7218 | 72.033 | 0 | 0 | 0 | 0 | 0 | 0 | 0 | 0 | 0 | 0 | 0 | 0 | 0 | 0 | 8.6318e-05 | 0.15866 | 0.00010078 | 4.7626 | 4.7626 | 4.7626 | 0 | 0 | 0 | 0 | 0.0025141 | 0 | 0 | 0 | 4.187 | #N/A | #N/A
Rising Tree 3 WT | CISC | CA_CISO | CA | Hourly Resource | WT-Onshore | 99 | 0 |  | 2015-06-25 | 2054-12-31 | 70.6375 | -14.2139 | -5.898 | 99 | 99 | 296374.7445 | 0 | 0 | 0.34174 | 0 | 20.9352 | 20.9352 | 8760 | 0 | 8760 | 0 | 0 | 0 | 0 | 4280.9296 | 71.0402 | -10.3451 | -5.3053 | -25.1808 | 1929.7218 | 72.033 | 0 | 0 | 0 | 0 | 0 | 0 | 0 | 0 | 0 | 0 | 0 | 0 | 0 | 0 | -0.00016945 | 0.15866 | 0.00010078 | 4.7626 | 4.7626 | 4.7626 | 0 | 0 | 0 | 0 | -0.014317 | 0 | 0 | 0 | 20.9352 | #N/A | #N/A
Rising Tree Agg WT | CISC | CA_CISO | CA | Hourly Resource | WT-Onshore | 79.2 | 0 |  | 2015-01-12 | 2050-12-31 | 70.6321 | -14.214 | -5.8976 | 79.2 | 79.2 | 237113.0707 | 0 | 0 | 0.34176 | 0 | 16.7478 | 16.7478 | 8760 | 0 | 8760 | 0 | 0 | 0 | 0 | 3411.4607 | 71.0402 | -10.3451 | -5.3053 | -25.1808 | 1929.7218 | 72.033 | 0 | 0 | 0 | 0 | 0 | 0 | 0 | 0 | 0 | 0 | 0 | 0 | 0 | 0 | 0.00037147 | 0.15866 | 0.00010078 | 4.7626 | 4.7626 | 4.7626 | 0 | 0 | 0 | 0 | 0.010056 | 0 | 0 | 0 | 16.7478 | #N/A | #N/A
River Mill 1 HY | PGE | NW_PGE | OR | Hydro | Hydro | 19.65 | 0 |  | 2023-12-01 | 2050-12-31 | 94.032 | 13.8175 | 4.7437 | 9.4112 | 19.9338 | 87936.1429 | 0 | 0 | 0.38609 | 0 | 8.2688 | 8.2688 | 0 | 0 | 481 | 8279 | 0 | 0 | 0 | 0 | 109.9815 | 17.2539 | 6.0371 | -36.5807 | 1809.8022 | 98.3414 | 0 | 0 | 0 | 0 | 0 | 0 | 0 | 0 | 0 | 0 | 3882.046 | 11526.6377 | 1817.7454 | 368.756 | 21526.2627 | 0.37688 | 0.20869 | 12.0258 | 0.031824 | 12.3093 | 2706.6908 | 5697.88 | 15174.2084 | 12.3867 | 203870.3991 | 0 | 0 | 0 | 8.4963 | #N/A | #N/A
Riverside_Palm_Springs_Wind_Devers_230kV WT | CISC | CA_CISO | CA | Hourly Resource | WT-Onshore | 324 | 0 |  | 2030-05-01 | 2051-12-31 | 66.7496 | -10.6631 | -6.707 | 324 | 324 | 998347.7999 | 0 | 0 | 0.35175 | 0 | 66.6393 | 66.6393 | 8760 | 0 | 8760 | 0 | 0 | 0 | 0 | 28288.6418 | 67.2948 | -13.1776 | -6.2182 | -26.2461 | 1958.8658 | 70.6493 | 0 | 0 | 0 | 0 | 0 | 0 | 0 | 0 | 0 | 0 | 0 | 0 | 0 | 0 | -0.0010181 | 0.15866 | 0.00010078 | 4.7626 | 4.7626 | 4.7626 | 0 | 0 | 0 | 0 | -0.0090945 | 0 | 0 | 0 | 66.6393 | #N/A | #N/A
Riverside_Solar_Colorado River_230kV PV | CISC | CA_CISO | CA | Hourly Resource | PV | 695 | 0 |  | 2030-05-01 | 2051-12-31 | 25.6676 | -22.1127 | -6.9724 | 695 | 695 | 1920004.4949 | 0 | 0 | 0.31536 | 0 | 49.2819 | 49.2819 | 8760 | 0 | 8760 | 0 | 0 | 0 | 0 | 51347.7156 | 62.5115 | -15.4691 | -8.71 | -25.2147 | 1922.2865 | 68.3045 | 0 | 0 | 0 | 0 | 0 | 0 | 0 | 0 | 0 | 0 | 0 | 0 | 0 | 0 | -4.5449e-05 | 0.15866 | 0.00010078 | 4.7626 | 4.7626 | 4.7626 | 0 | 0 | 0 | 0 | 0.0008302 | 0 | 0 | 0 | 49.2819 | #N/A | #N/A
Riverside_Solar_Devers_230kV 1 PV | CISC | CA_CISO | CA | Hourly Resource | PV | 190 | 0 |  | 2028-05-01 | 2051-12-31 | 31.3959 | -19.9865 | -5.3729 | 190 | 190 | 543352.3772 | 0 | 0 | 0.32646 | 0 | 17.059 | 17.059 | 8760 | 0 | 8760 | 0 | 0 | 0 | 0 | 30586.3228 | 67.2948 | -13.1776 | -6.2182 | -26.2461 | 1958.8658 | 70.6493 | 0 | 0 | 0 | 0 | 0 | 0 | 0 | 0 | 0 | 0 | 0 | 0 | 0 | 0 | 4.9174e-05 | 0.15866 | 0.00010078 | 4.7626 | 4.7626 | 4.7626 | 0 | 0 | 0 | 0 | -0.00019119 | 0 | 0 | 0 | 17.059 | #N/A | #N/A
Riverside_Solar_Devers_230kV 2 PV | CISC | CA_CISO | CA | Hourly Resource | PV | 210 | 0 |  | 2030-05-01 | 2051-12-31 | 31.4517 | -19.9864 | -5.3787 | 210 | 210 | 599953.6846 | 0 | 0 | 0.32613 | 0 | 18.8696 | 18.8696 | 8760 | 0 | 8760 | 0 | 0 | 0 | 0 | 34399.6043 | 67.2948 | -13.1776 | -6.2182 | -26.2461 | 1958.8658 | 70.6493 | 0 | 0 | 0 | 0 | 0 | 0 | 0 | 0 | 0 | 0 | 0 | 0 | 0 | 0 | -5.3644e-05 | 0.15866 | 0.00010078 | 4.7626 | 4.7626 | 4.7626 | 0 | 0 | 0 | 0 | -0.00027118 | 0 | 0 | 0 | 18.8696 | #N/A | #N/A
Riverside_Solar_Red Bluff_230kV PV | CISC | CA_CISO | CA | Hourly Resource | PV | 463.5 | 0 |  | 2028-05-01 | 2051-12-31 | 25.1382 | -21.647 | -7.0797 | 463.5 | 463.5 | 1296588.0037 | 0 | 0 | 0.31934 | 0 | 32.5939 | 32.5939 | 8760 | 0 | 8760 | 0 | 0 | 0 | 0 | 18119.5554 | 63.0002 | -15.025 | -8.6653 | -25.141 | 1929.2216 | 68.8572 | 0 | 0 | 0 | 0 | 0 | 0 | 0 | 0 | 0 | 0 | 0 | 0 | 0 | 0 | 0.0001464 | 0.15866 | 0.00010078 | 4.7626 | 4.7626 | 4.7626 | 0 | 0 | 0 | 0 | 0.00061892 | 0 | 0 | 0 | 32.5939 | #N/A | #N/A
Riverside_Solar_Red Bluff_500kV PV | CISC | CA_CISO | CA | Hourly Resource | PV | 250 | 0 |  | 2028-05-01 | 2051-12-31 | 24.1891 | -21.4951 | -7.66 | 250 | 250 | 703547.9959 | 0 | 0 | 0.32125 | 0 | 17.0182 | 17.0182 | 8760 | 0 | 8760 | 0 | 0 | 0 | 0 | 5571.503 | 62.4607 | -15.025 | -9.2049 | -25.2897 | 1925.6687 | 68.7992 | 0 | 0 | 0 | 0 | 0 | 0 | 0 | 0 | 0 | 0 | 0 | 0 | 0 | 0 | -1.993e-05 | 0.15866 | 0.00010078 | 4.7626 | 4.7626 | 4.7626 | 0 | 0 | 0 | 0 | 0.00034493 | 0 | 0 | 0 | 17.0182 | #N/A | #N/A
Riverview Riv1 1 WT | AESO | AB_AESO | AB | Hourly Resource | WT-Onshore | 105 | 0 |  | 2019-09-25 | 2050-12-31 | 61.7478 | -10.719 | -8.5304 | 105 | 105 | 342489.7856 | 0 | 0 | 0.37235 | 0 | 21.148 | 21.148 | 8760 | 0 | 8760 | 0 | 0 | 0 | 0 | 17810.4683 | 87.4361 | 5.9627 | -5.2171 | -58.8937 | 780.6127 | 74.6276 | 0 | 0 | 0 | 0 | 0 | 0 | 0 | 0 | 0 | 0 | 0 | 290027.0216 | 0 | 0 | 17810.4664 | 1.8659 | 0.0078726 | 35.0857 | 35.06 | 35.06 | 0 | 176.8091 | 0 | 0 | 65876.6545 | 0 | 0 | 0 | 21.214 | #N/A | #N/A
Riverview Solar PV | PSCO | RM_PSCO | CO | Hourly Resource | PV | 1.5 | 0 |  | 2014-06-17 | 2051-12-31 | 70.4501 | 17.9487 | 0.36049 | 1.5 | 1.5 | 3322.6845 | 0 | 0 | 0.25287 | 0 | 0.23408 | 0.23408 | 8760 | 0 | 8760 | 0 | 0 | 0 | 0 | 12.258 | 138.0854 | 49.1288 | 2.266 | -25.3214 | 2501.459 | 213.7436 | 0 | 0 | 0 | 0 | 0 | 0 | 0 | 0 | 0 | 0 | 0 | 1.512 | 0 | 0 | 2.535 | 0.42135 | 0.055066 | 119.3454 | 43.2396 | 76.1058 | 0 | 39.8901 | 0 | 0 | 26.0765 | 0 | 0 | 0 | 0.23415 | #N/A | #N/A
Road Runner Reserve I 1 BA | TEPC | SW_TEPC | AZ | Pumped Storage | Energy Storage | 200 | -200 |  | 2025-08-31 | 2051-12-31 | 40.419 | -36.7514 | -5.4261 | 200 | 200 | 282695.5696 | 329759.4823 | 5.2681 | 0.16136 | 0.91868 | 14.2185 | 13.2998 | 8760 | 0 | 8760 | 0 | 0 | -0.070596 | 2.5569 | 0 | 48.3884 | -32.5601 | -5.7421 | -24.7512 | 1959.4656 | 67.9522 | 0.82624 | 0 | 0 | 0 | 0 | 0 | 0 | 0 | 0 | 0 | 34712.1312 | 32282.5102 | 48005.4038 | 17759.0536 | 69065.9354 | 1.0826 | 0.065843 | 12.0843 | 5.1679 | 6.9163 | 19719.0541 | 2788.5564 | 252520.359 | 47131.3476 | 329676.7519 | 0 | 0 | 0 | 14.8704 | #N/A | #N/A
Roaring Creek 1 HY | CIPV | CA_CISO | CA | Hydro | Hydro | 2 | 0 |  | 2017-06-01 | 2050-12-31 | 76.8237 | 13.332 | 2.1932 | 0.22538 | 0.49416 | 2084.039 | 0 | 0 | 0.2379 | 0 | 0.1601 | 0.1601 | 0 | 0 | 168 | 8592 | 0 | 0 | 0 | 23.5011 | 100.2561 | 10.5609 | 3.0046 | -25.2658 | 1809.5394 | 71.191 | 0 | 0 | 0 | 0 | 0 | 0 | 0 | 0 | 0 | 0 | 14.5412 | 3.1542 | 2.9045 | 42.1014 | 248.7647 | 0.15866 | 0.00010078 | 4.7626 | 4.7626 | 4.7626 | 206.0527 | 0.0014095 | 26.5659 | 219.7972 | 1057.8898 | 0 | 0 | 0 | 0.16161 | #N/A | #N/A
Roaring Fork / Haypress 1 HY | PSCO | RM_PSCO | NV | Hydro | Hydro | 0.042 | 0 |  | 2010-11-05 | 2051-12-31 | 88.9221 | 25.0732 | 2.8191 | 0.44987 | 0.9882 | 4182.2575 | 0 | 0 | 0.23871 | 0 | 0.3719 | 0.3719 | 0 | 0 | 168 | 8592 | 0 | 0 | 0 | 32.4068 | 144.3662 | 52.7394 | 4.9362 | -25.7159 | 2518.5471 | 216.0476 | 0 | 0 | 0 | 0 | 0 | 0 | 0 | 0 | 0 | 0 | 5.1972 | 15.904 | 1.246 | 0.30619 | 70.3933 | 0.42135 | 0.055066 | 119.3454 | 43.2396 | 76.1058 | 16.0615 | 4.8805 | 81.1227 | 17.0787 | 4248.4386 | 0 | 0 | 0 | 0.37626 | #N/A | #N/A
Robbs Peak 1 HY | BANC | CA_BANC | CA | Hydro | Hydro | 26.87 | 0 |  | 1965-10-01 | 2051-12-31 | 96.16 | 16.4743 | 3.1668 | 12.8133 | 12.1789 | 28721.0471 | 0 | 0 | 0.13661 | 0 | 2.7618 | 2.7618 | 0 | 0 | 8 | 8752 | 0 | 0 | 0 | 0 | 106.7546 | 15.8321 | 4.2319 | -11.8201 | 1860.1219 | 65.8707 | 0 | 0 | 0 | 0 | 0 | 0 | 0 | 0 | 0 | 0 | 1313.4222 | 16327.3567 | 2188.3652 | 8096.1363 | 31872.2157 | 0.3521 | 0.050745 | 0.86998 | 0.031824 | 0.83815 | 3803.6417 | 881.2429 | 4245.3586 | 218.0934 | 29954.2323 | 0 | 0 | 0 | 2.8009 | #N/A | #N/A
Rochester 1 PV-NT | CISC | CA_CISO | CA | Hourly Resource | PV-NonTracking | 1 | 0 |  | 2016-09-06 | 2051-12-31 | 38.5004 | -18.443 | -4.8139 | 1 | 1 | 2078.254 | 0 | 0 | 0.23724 | 0 | 0.080014 | 0.080014 | 8760 | 0 | 8760 | 0 | 0 | 0 | 0 | 284.404 | 70.0286 | -12.2497 | -4.4123 | -31.9872 | 1981.1047 | 72.449 | 0 | 0 | 0 | 0 | 0 | 0 | 0 | 0 | 0 | 0 | 0 | 0 | 0 | 0 | 0 | 0.15866 | 0.00010078 | 4.7626 | 4.7626 | 4.7626 | 0 | 0 | 0 | 0 | 0 | 0 | 0 | 0 | 0.080014 | #N/A | #N/A
Rock Creek 1 HY | IPMV | BS_IPCO | ID | Hydro | Hydro | 2.04 | 0 |  | 2017-03-29 | 2050-12-31 | 125.6065 | 30.4748 | 5.8462 | 1.9159 | 0.95369 | 11729.3177 | 0 | 0 | 0.66948 | 0 | 1.4733 | 1.4733 | 0 | 0 | 4392 | 4368 | 0 | 0 | 0 | 66.2918 | 117.6641 | 25.5236 | 5.4499 | -29.1874 | 1973.0106 | 134.6748 | 0 | 0 | 0 | 0 | 0 | 0 | 0 | 0 | 0 | 0 | 28.1382 | 27.5186 | 126.3199 | 28.9909 | 243.9477 | 0.015242 | 0.010783 | 14.1881 | 0.031824 | 14.1563 | 20.1233 | 21.8849 | 4162.0581 | 0.018064 | 9172.2208 | 0 | 0 | 0 | 1.4867 | #N/A | #N/A
Rock Creek Hydro 1 HY | CIPV | CA_CISO | CA | Hydro | Hydro | 5 | 0 |  | 2017-03-29 | 2051-12-31 | 103.8393 | 5.492 | 6.504 | 2.8 | 1.5175 | 18932.7577 | 0 | 0 | 0.77188 | 0 | 1.966 | 1.966 | 0 | 0 | 5538 | 3222 | 0 | 0 | 0 | 83.3832 | 101.6126 | 8.3734 | 6.5486 | -28.4145 | 1976.109 | 71.4749 | 0 | 0 | 0 | 0 | 0 | 0 | 0 | 0 | 0 | 0 | 28.8479 | 922.5522 | 6.3943 | 56.953 | 800.7878 | 0.15866 | 0.00010078 | 4.7626 | 4.7626 | 4.7626 | 216.5705 | 0.078534 | 67.1817 | 304.5619 | 969.7738 | 0 | 0 | 0 | 1.9675 | #N/A | #N/A
Rock Creek Hydro Unit 1 HY | CIPV | CA_CISO | CA | Hydro | Hydro | 113.9 | 0 |  | 1950-01-01 | 2050-12-31 | 97.1848 | 7.536 | 0.78498 | 82.7875 | 67.3961 | 335204.6961 | 0 | 0 | 0.31201 | 0 | 32.5768 | 32.5768 | 0 | 0 | 10 | 8750 | 0 | 0 | 0 | 0 | 97.5152 | 8.2014 | 2.6232 | -27.7043 | 1815.5941 | 66.7167 | 0 | 0 | 0 | 0 | 0 | 0 | 0 | 0 | 0 | 0 | 692.8286 | 87.2223 | 43.6201 | 3262.08 | 50124.3859 | 0.15866 | 0.00010078 | 4.7626 | 4.7626 | 4.7626 | 10259.2065 | 0.049525 | 151.3129 | 39130.8175 | 838738.9291 | 0 | 0 | 0 | 33.4651 | #N/A | #N/A
Rock Creek I Wind 32 WT | PAWY | BS_PACE | WY | Hourly Resource | WT-Onshore | 195.2 | 0 |  | 2025-06-01 | 2055-05-31 | 72.7714 | 3.1642 | -9.5458 | 195.2 | 195.2 | 848845.2484 | 0 | 0 | 0.49641 | 0 | 61.7717 | 61.7717 | 8760 | 0 | 8760 | 0 | 0 | 0 | 0 | 4532.8347 | 103.5812 | 23.486 | -6.5954 | -25 | 2095.6804 | 143.8858 | 0 | 0 | 0 | 0 | 0 | 0 | 0 | 0 | 0 | 0 | 0 | 9248.6772 | 0 | 0 | 4359.9844 | 7.007 | 5.9428 | 85.5427 | 0.031824 | 85.5024 | 0 | 617856.6162 | 0 | 0 | 157323.5184 | 0 | 0 | 0 | 62.5468 | #N/A | #N/A
Rock Creek II Wind 66 WT | PAWY | BS_PACE | WY | Hourly Resource | WT-Onshore | 402.6 | 0 |  | 2025-09-01 | 2055-08-31 | 81.7213 | 8.7697 | -5.8694 | 402.6 | 402.6 | 1759301.8894 | 0 | 0 | 0.49884 | 0 | 143.7725 | 143.7725 | 8760 | 0 | 8760 | 0 | 0 | 0 | 0 | 790.4555 | 109.3007 | 26.5291 | -3.919 | -24.0758 | 2104.1567 | 143.5534 | 0 | 0 | 0 | 0 | 0 | 0 | 0 | 0 | 0 | 0 | 0 | 13959.8124 | 0 | 0 | 790.455 | 7.007 | 5.9428 | 85.5427 | 0.031824 | 85.5024 | 0 | 1283096.1589 | 0 | 0 | 16092.9242 | 0 | 0 | 0 | 145.0716 | #N/A | #N/A
Rock Creek PV-NT | SPPC | SW_NVE | NV | Hourly Resource | PV-NonTracking | 19.8 | 0 |  | 2025-04-30 | 2051-12-31 | -6.7363 | -52.232 | -12.0197 | 19.8 | 19.8 | 11481.7819 | 2.3637e-10 | -5.9092e-15 | 0.066197 | 0 | -0.077345 | -0.077345 | 8760 | 0 | 8760 | 0 | 0 | 0 | 0 | 36365.3601 | 13.9456 | -57.4456 | -15.2994 | -542.1364 | 1432.5966 | 106.055 | 0 | 0 | 0 | 0 | 0 | 0 | 0 | 0 | 0 | 0 | 0 | 0 | 0 | 0 | 5.6628 | 0.19614 | 0.00021973 | 4.6327 | 0.031824 | 4.6009 | 0 | 0 | 0 | 0 | 39.5246 | 0 | 0 | 0 | -0.077306 | #N/A | #N/A
Rock Garden PV PV-NT | BPAT | NW_BPAT | CA | Hourly Resource | PV-NonTracking | 10 | 0 |  | 2020-06-01 | 2050-12-31 | 86.8798 | 24.9182 | 3.9337 | 10 | 10 | 26621.0789 | 0 | 0 | 0.30389 | 0 | 2.3128 | 2.3128 | 8760 | 0 | 8760 | 0 | 0 | 0 | 0 | 236.3711 | 105.3045 | 14.0511 | 4.5629 | -39.7705 | 1807.2156 | 88.5583 | 0 | 0 | 0 | 0 | 0 | 0 | 0 | 0 | 0 | 0 | 0 | 9.2 | 0 | 0 | 88.7311 | 0.13517 | 0.13517 | 0.67195 | 0.031824 | 0.68397 | 0 | 0.0097005 | 0 | 0 | 4826.9483 | 0 | 0 | 0 | 2.3177 | #N/A | #N/A
Rock Island | CHPD | NW_CHPD | WA | Hydro | Hydro | 629.22 | 0 |  | 1979-08-01 | 2050-12-31 | 100.1849 | 14.8207 | 4.7686 | 508.6616 | 503.2 | 2913021.6095 | 0 | 0 | 0.55277 | 0 | 291.8408 | 291.8408 | 0 | 0 | 568 | 8192 | 0 | 0 | 0 | 0 | 110.832 | 18.0951 | 6.0463 | -34.195 | 1736.5629 | 100.0607 | 0 | 0 | 0 | 0 | 0 | 0 | 0 | 0 | 0 | 0 | 17183.5543 | 74644.7917 | 62076.2651 | 153819.0118 | 529576.6628 | 17.5539 | 18.0725 | 19.1618 | 0.031824 | 19.1253 | 80481.8069 | 840087.5816 | 877.2528 | 5139.3904 | 261779.5504 | 0 | 0 | 0 | 293.0292 | #N/A | #N/A
Rock River I | PAWY | BS_PACE | WY | Hourly Resource | WT-Onshore | 53.6 | 0 |  | 2020-06-01 | 2054-10-30 | 79.6676 | 10.5796 | -11.4984 | 53.6 | 53.6 | 238506.8367 | 0 | 0 | 0.50796 | 0 | 19.0013 | 19.0013 | 8760 | 0 | 8760 | 0 | 0 | 0 | 0 | 3868.712 | 105.5119 | 26.795 | -7.9737 | -23.5176 | 2093.2537 | 142.8834 | 0 | 0 | 0 | 0 | 0 | 0 | 0 | 0 | 0 | 0 | 0 | 27750.8206 | 0 | 0 | 3868.7117 | 7.007 | 5.9428 | 85.5427 | 0.031824 | 85.5024 | 0 | 257159.355 | 0 | 0 | 337222.4713 | 0 | 0 | 0 | 19.5957 | #N/A | #N/A
Rocket Solar PV-T | PAUT | BS_PACE | UT | Hourly Resource | PV-Tracking | 80 | 0 |  | 2022-10-31 | 2049-01-30 | 73.6097 | 19.1355 | -0.12169 | 80 | 80 | 189985.8193 | 0 | 0 | 0.2711 | 0 | 13.9848 | 13.9848 | 8760 | 0 | 8760 | 0 | 0 | 0 | 0 | 2428.8207 | 115.5894 | 26.7928 | 2.106 | -26.5556 | 2101.4758 | 143.872 | 0 | 0 | 0 | 0 | 0 | 0 | 0 | 0 | 0 | 0 | 0 | 11385.7534 | 0 | 0 | 2428.8207 | 7.007 | 5.9428 | 85.5427 | 0.031824 | 85.5024 | 0 | 147932.4338 | 0 | 0 | 94376.1159 | 0 | 0 | 0 | 14.2271 | #N/A | #N/A
Rockland 44 WT | IPFE | BS_IPCO | ID | Hourly Resource | WT-Onshore | 80 | 0 |  | 2011-12-09 | 2050-12-31 | 89.5077 | 17.9242 | -0.45523 | 80 | 80 | 144207.3604 | 0 | 0 | 0.20578 | 0 | 12.9077 | 12.9077 | 8760 | 0 | 8760 | 0 | 0 | 0 | 0 | 0 | 114.6968 | 26.1618 | 1.8445 | -27.3753 | 2051.2742 | 139.1256 | 0 | 0 | 0 | 0 | 0 | 0 | 0 | 0 | 0 | 0 | 0 | 144207.3604 | 0 | 0 | -0.00024857 | 0.015242 | 0.010783 | 14.1881 | 0.031824 | 14.1563 | 0 | 169.037 | 0 | 0 | -0.0042492 | 0 | 0 | 0 | 12.9078 | #N/A | #N/A
Rocky Brook HY 1 HY | BPAT | NW_BPAT | WA | Hydro | Hydro | 1.6 | 0 |  | 1985-12-01 | 2050-12-31 | 101.0321 | 14.1133 | 8.874 | 1.2816 | 1.2816 | 6601.5185 | 0 | 0 | 0.58801 | 0 | 0.66697 | 0.66697 | 0 | 0 | 0 | 8760 | 0 | 0 | 0 | 0 | 114.4539 | 17.6419 | 10.1214 | -36.7905 | 1788.7764 | 100.8773 | 0 | 0 | 0 | 0 | 0 | 0 | 0 | 0 | 0 | 0 | 13.368 | 36.0528 | 271.3138 | 243.8894 | 670.4 | 0.13517 | 0.13517 | 0.67195 | 0.031824 | 0.68397 | 0.0097029 | 415.8259 | 7663.0207 | 3.7791 | 9742.9556 | 0 | 0 | 0 | 0.68479 | #N/A | #N/A
Rocky Ford (Blue Door) Solar PV | WACM | RM_WACM | CO | Hourly Resource | PV | 2 | 0 |  | 2023-03-09 | 2051-12-31 | 65.854 | 17.1255 | -2.8946 | 2 | 2 | 5329.46 | 0 | 0 | 0.30419 | 0 | 0.35097 | 0.35097 | 8760 | 0 | 8760 | 0 | 0 | 0 | 0 | 0.328 | 131.0862 | 46.4237 | -2.028 | -23.6981 | 1913.0101 | 192.1361 | 0 | 0 | 0 | 0 | 0 | 0 | 0 | 0 | 0 | 0 | 0 | 0 | 0 | 0 | 0.328 | 0.075305 | 0.00032051 | 86.4793 | 43.2396 | 43.2397 | 0 | 0 | 0 | 0 | 78.2464 | 0 | 0 | 0 | 0.35105 | #N/A | #N/A
Rocky Reach | CHPD | NW_CHPD | WA | Hydro | Hydro | 1349.2 | 0 |  | 1961-06-01 | 2050-12-31 | 98.3612 | 13.985 | 4.2149 | 1259.2212 | 1253.9 | 6906873.1277 | 0 | 0 | 0.60669 | 0 | 679.3684 | 679.3684 | 0 | 0 | 671 | 8089 | 0 | 0 | 0 | 0 | 110.4379 | 18.0798 | 5.6676 | -34.3264 | 1715.1493 | 99.417 | 0 | 0 | 0 | 0 | 0 | 0 | 0 | 0 | 0 | 0 | 75950.9078 | 749296.3884 | 435258.2978 | 288972.6556 | 1205856.5822 | 17.5539 | 18.0725 | 19.1618 | 0.031824 | 19.1253 | 29780.3444 | 1674069.3371 | 5410.0489 | 4796.909 | 37962.425 | 0 | 0 | 0 | 681.1204 | #N/A | #N/A
Rolling Hills 66 WT | PAWY | BS_PACE | WY | Hourly Resource | WT-Onshore | 115.8 | 0 |  | 2019-12-31 | 2049-01-01 | 78.6336 | 5.9172 | -7.8682 | 115.8 | 115.8 | 456960.1179 | 0 | 0 | 0.45047 | 0 | 35.9324 | 35.9324 | 8760 | 0 | 8760 | 0 | 0 | 0 | 0 | 11954.3945 | 107.4977 | 25.8864 | -5.0793 | -70.2061 | 2166.5627 | 147.8092 | 0 | 0 | 0 | 0 | 0 | 0 | 0 | 0 | 0 | 0 | 0 | 456960.1179 | 0 | 0 | 11954.3949 | 7.007 | 5.9428 | 85.5427 | 0.031824 | 85.5024 | 0 | 550748.8991 | 0 | 0 | 553331.1881 | 0 | 0 | 0 | 37.0365 | #N/A | #N/A
Rollins Hydro 1 HY | CIPV | CA_CISO | CA | Hydro | HydroRPS | 13.5 | 0 |  | 1980-01-01 | 2050-12-31 | 96.232 | 13.0992 | 0.8632 | 8.4169 | 7.5072 | 61274.959 | 0 | 0 | 0.55427 | 0 | 5.8966 | 5.8966 | 0 | 0 | 278 | 8482 | 0 | 0 | 0 | 465.8751 | 102.7278 | 14.3711 | 1.6662 | -53.3264 | 1883.0294 | 75.3918 | 0 | 0 | 0 | 0 | 0 | 0 | 0 | 0 | 0 | 0 | 81.516 | 289.5993 | 15.8995 | 302.6298 | 3026.3515 | 0.15866 | 0.00010078 | 4.7626 | 4.7626 | 4.7626 | 725.813 | 0.09677 | 200.099 | 5553.5202 | 19358.9882 | 0 | 0 | 0 | 5.9225 | #N/A | #N/A
Roosevelt 1 HY | SRP | SW_SRP | AZ | Hydro | Hydro | 40 | 10 |  | 1973-03-01 | 2050-12-31 | 62.7081 | -27.45 | -5.4679 | 32.7897 | 9.8084 | 59219.5564 | 0 | 0 | 0.18778 | 0 | 3.7135 | 3.7135 | 0 | 0 | 52 | 8708 | 0 | 0 | 0 | 0 | 47.5491 | -32.3019 | -6.8396 | -25.1381 | 1913.5835 | 67.4379 | 0 | 0 | 0 | 0 | 0 | 0 | 0 | 0 | 0 | 0 | 4280.0852 | 25465.0636 | 4237.8772 | 1956.9221 | 49063.6134 | 1.0352 | 0.11547 | 12.6186 | 5.1679 | 7.4506 | 20938.3219 | 1605.962 | 48171.3932 | 6234.0602 | 438708.1667 | 0 | 0 | 0 | 4.2292 | #N/A | #N/A
Rosamond One 1 PV-NT | CISC | CA_CISO | CA | Hourly Resource | PV-NonTracking | 20 | 0 |  | 2013-12-20 | 2050-12-31 | 34.1682 | -13.4272 | -7.4758 | 20 | 20 | 53881.2 | 0 | 0 | 0.30754 | 0 | 1.841 | 1.841 | 8760 | 0 | 8760 | 0 | 0 | 0 | 0 | 23.76 | 71.2629 | -8.743 | -6.6847 | -25.2134 | 1955.2638 | 71.8315 | 0 | 0 | 0 | 0 | 0 | 0 | 0 | 0 | 0 | 0 | 0 | 93.8 | 0 | 0 | -3.2596e-06 | 0.15866 | 0.00010078 | 4.7626 | 4.7626 | 4.7626 | 0 | 0.053329 | 0 | 0 | -4.0016e-07 | 0 | 0 | 0 | 1.841 | #N/A | #N/A
Rosamond Two 1 PV-NT | CISC | CA_CISO | CA | Hourly Resource | PV-NonTracking | 20 | 0 |  | 2013-12-20 | 2050-12-31 | 34.5875 | -13.4215 | -6.7751 | 20 | 20 | 44249.18 | 0 | 0 | 0.25256 | 0 | 1.5305 | 1.5305 | 8760 | 0 | 8760 | 0 | 0 | 0 | 0 | 31.04 | 71.7749 | -8.743 | -6.1726 | -25.1204 | 1958.0138 | 71.8618 | 0 | 0 | 0 | 0 | 0 | 0 | 0 | 0 | 0 | 0 | 0 | 69.86 | 0 | 0 | -8.1491e-08 | 0.15866 | 0.00010078 | 4.7626 | 4.7626 | 4.7626 | 0 | 0.039819 | 0 | 0 | 1.3904e-05 | 0 | 0 | 0 | 1.5305 | #N/A | #N/A
Ross 1 HY | SCL | NW_SCL | WA | Hydro | Hydro | 450 | 0 |  | 1956-11-01 | 2050-12-31 | 119.1998 | 21.198 | 5.5572 | 148.3692 | 208.3113 | 689652.8218 | 0 | 0 | 0.24299 | 0 | 82.2065 | 82.2065 | 0 | 0 | 4 | 8756 | 0 | 0 | 0 | 0 | 108.8345 | 17.5908 | 4.5532 | -35.0723 | 1564.699 | 95.7863 | 0 | 0 | 0 | 0 | 0 | 0 | 0 | 0 | 0 | 0 | 29568.3153 | 295603.5392 | 8031.7578 | 270892.7592 | 438444.5898 | 0.13389 | 0.13389 | 0.49797 | 0.031824 | 0.45874 | 746.1065 | 17041.9399 | 2528.7964 | 3460.6881 | 163323.8135 | 0 | 0 | 0 | 82.3936 | #N/A | #N/A
Round Butte 1 HY | PGE | NW_PGE | OR | Hydro | Hydro | 372.5 | 0 |  | 1964-08-01 | 2050-12-31 | 117.1356 | 22.5161 | 5.9362 | 201.6682 | 210.4768 | 836105.5175 | 0 | 0 | 0.31294 | 0 | 97.9377 | 97.9377 | 0 | 0 | 236 | 8524 | 0 | 0 | 0 | 0 | 107.7531 | 16.1758 | 4.8868 | -37.5143 | 1795.1108 | 93.8889 | 0 | 0 | 0 | 0 | 0 | 0 | 0 | 0 | 0 | 0 | 98989.671 | 311080.8544 | 4131.9761 | 2167.1656 | 586605.7671 | 0.37688 | 0.20869 | 12.0258 | 0.031824 | 12.3093 | 45351.1216 | 109246.0841 | 21466.912 | 20.9404 | 6274270.9152 | 0 | 0 | 0 | 104.3881 | #N/A | #N/A
Round House 2 Wind 1 WT | WACM | RM_WACM | WY | Hourly Resource | WT-Onshore | 106 | 0 |  | 2023-01-01 | 2043-12-21 | 84.1018 | 10.5749 | -6.7038 | 106 | 106 | 367277.8092 | 0 | 0 | 0.39553 | 0 | 30.8887 | 30.8887 | 8760 | 0 | 8760 | 0 | 0 | 0 | 0 | 126.882 | 117.8131 | 32.8333 | -1.7108 | -25.2751 | 2410.2725 | 163.8295 | 0 | 0 | 0 | 0 | 0 | 0 | 0 | 0 | 0 | 0 | 0 | 0 | 0 | 0 | 29.1497 | 0.075305 | 0.00032051 | 86.4793 | 43.2396 | 43.2397 | 0 | 0 | 0 | 0 | 6085.3275 | 0 | 0 | 0 | 30.8948 | #N/A | #N/A
Roundhouse | PSCO | RM_PSCO | CO | Hourly Resource | WT-Onshore | 225 | 0 |  | 2020-06-01 | 2050-12-31 | 102.0918 | 25.1027 | -3.5777 | 225 | 225 | 933917.0136 | 0 | 0 | 0.47383 | 0 | 95.3452 | 95.3452 | 8760 | 0 | 8760 | 0 | 0 | 0 | 0 | 2199.0844 | 135.5867 | 49.324 | -0.42783 | -25.3128 | 2474.5723 | 213.7799 | 0 | 0 | 0 | 0 | 0 | 0 | 0 | 0 | 0 | 0 | 0 | 33619.7669 | 0 | 0 | 1809.613 | 0.42135 | 0.055066 | 119.3454 | 43.2396 | 76.1058 | 0 | 20994.7963 | 0 | 0 | 4403.5894 | 0 | 0 | 0 | 95.3706 | #N/A | #N/A
Route 66 Solar PV 1 PV-T | PNM | SW_PNM | NM | Hourly Resource | PV-Tracking | 50 | 0 |  | 2022-05-27 | 2047-05-27 | 12.9315 | -32.4352 | -6.4051 | 50 | 50 | 138710.4824 | 0 | 0 | 0.31669 | 0 | 1.7937 | 1.7937 | 8760 | 0 | 8760 | 0 | 0 | 0 | 0 | 1110.0676 | 46.7066 | -34.0059 | -5.978 | -26.8001 | 1937.0966 | 72.8024 | 0 | 0 | 0 | 0 | 0 | 0 | 0 | 0 | 0 | 0 | 0 | 1898.4577 | 0 | 0 | 125.8 | 0.89269 | 0.0029891 | 22.2939 | 5.1679 | 17.1082 | 0 | 147.5374 | 0 | 0 | 1967.0494 | 0 | 0 | 0 | 1.7958 | #N/A | #N/A
Roza HY 1 HY | BPAT | NW_BPAT | WA | Hydro | Hydro | 12.9 | 0 |  | 1958-08-01 | 2050-12-31 | 101.72 | 14.844 | 5.2902 | 12.9 | 12.9 | 60620.9999 | 0 | 0 | 0.53645 | 0 | 6.1664 | 6.1664 | 0 | 0 | 0 | 8760 | 0 | 0 | 0 | 0 | 111.1282 | 18.1174 | 6.3202 | -35.0812 | 1781.9161 | 100.3638 | 0 | 0 | 0 | 0 | 0 | 0 | 0 | 0 | 0 | 0 | 3405.1329 | 8510.5687 | 1419.4117 | 871.5735 | 22198.3435 | 0.13517 | 0.13517 | 0.67195 | 0.031824 | 0.68397 | 145.2403 | 772.2312 | 225.0935 | 125.9597 | 16410.426 | 0 | 0 | 0 | 6.184 | #N/A | #N/A
Ruedi 1 HY | PSCO | RM_PSCO | CO | Hydro | Hydro | 5 | 0 |  | 1985-09-01 | 2054-12-31 | 150.4775 | 58.3784 | 5.041 | 46 | 46 | 13723.4999 | 0 | 0 | 0.034057 | 0 | 2.0651 | 2.0651 | 0 | 0 | 0 | 8760 | 0 | 0 | 0 | 0 | 143.7078 | 52.5531 | 4.4641 | -25.9821 | 2579.97 | 213.7489 | 0 | 0 | 0 | 0 | 0 | 0 | 0 | 0 | 0 | 0 | 2447.4516 | 3200.8677 | 13643.1388 | 1057.0264 | 43699.8345 | 0.42135 | 0.055066 | 119.3454 | 43.2396 | 76.1058 | 5287.9873 | 721.5962 | 1400447.9623 | 174315.0659 | 3344164.8503 | 0 | 0 | 0 | 6.99 | #N/A | #N/A
Rumorosa Solar 1 PV | CFE | CA_CFE | MX | Hourly Resource | PV-NonTracking | 44.616 | 0 |  | 2021-02-28 | 2050-12-31 | 11.1066 | -37.7078 | -7.784 | 44.616 | 44.616 | 120730.2363 | 0 | 0 | 0.3089 | 0 | 1.3409 | 1.3409 | 8760 | 0 | 8760 | 0 | 0 | 0 | 0 | 9039.9983 | 28.6056 | -48.5697 | -9.5152 | -275.0927 | 563.8963 | 31.4527 | 0 | 0 | 0 | 0 | 0 | 0 | 0 | 0 | 0 | 0 | 0 | 119164.5003 | 0 | 0 | 9039.9983 | 4.6199 | 1.2515 | 2.5478 | 0 | 2.5478 | 0 | 181613.6342 | 0 | 0 | 6.2794 | 0 | 0 | 0 | 1.5225 | #N/A | #N/A
Rush Creek 1 HY | CISC | CA_CISO | CA | Hydro | Hydro | 11.94 | 0 |  | 1916-01-01 | 2054-12-31 | 42.1367 | -33.1617 | -20.6035 | 4.9483 | 0.86298 | 20736.6712 | 0 | 0 | 0.20061 | 0 | 0.87377 | 0.87377 | 0 | 0 | 2922 | 5838 | 0 | 0 | 0 | 3.2954 | 46.7667 | -24.128 | -15.7958 | -116.2092 | 1862.6833 | 82.5432 | 0 | 0 | 0 | 0 | 0 | 0 | 0 | 0 | 0 | 0 | 102.9711 | 23.5524 | 1.5036 | 96.6605 | 2092.1595 | 0.15866 | 0.00010078 | 4.7626 | 4.7626 | 4.7626 | 1741.8001 | 0.012866 | 8.7444 | 2158.6271 | 41902.4067 | 0 | 0 | 0 | 0.91959 | #N/A | #N/A
Rush Creek 1 WT | PSCO | RM_PSCO | CO | Hourly Resource | WT-Onshore | 400 | 0 |  | 2018-10-01 | 2043-09-30 | 94.6025 | 19.4005 | -5.5332 | 400 | 400 | 1323079.2297 | 0 | 0 | 0.37759 | 0 | 125.1666 | 125.1666 | 8760 | 0 | 8760 | 0 | 0 | 0 | 0 | 2242.7662 | 134.827 | 49.1562 | -1.0197 | -24.9997 | 2517.0562 | 212.8974 | 0 | 0 | 0 | 0 | 0 | 0 | 0 | 0 | 0 | 0 | 0 | 1224.127 | 0 | 0 | 2242.7635 | 0.42135 | 0.055066 | 119.3454 | 43.2396 | 76.1058 | 0 | 9208.6425 | 0 | 0 | 69700.9991 | 0 | 0 | 0 | 125.2455 | #N/A | #N/A
Rush Creek 2 WT | PSCO | RM_PSCO | CO | Hourly Resource | WT-Onshore | 200 | 0 |  | 2018-10-01 | 2043-09-30 | 97.9651 | 19.3232 | -1.9978 | 200 | 200 | 662660.998 | 0 | 0 | 0.37823 | 0 | 64.9177 | 64.9177 | 8760 | 0 | 8760 | 0 | 0 | 0 | 0 | 0 | 137.2304 | 49.1204 | 1.4195 | -24.7553 | 2516.6094 | 213.2514 | 0 | 0 | 0 | 0 | 0 | 0 | 0 | 0 | 0 | 0 | 0 | 383.274 | 0 | 0 | -0.0013909 | 0.42135 | 0.055066 | 119.3454 | 43.2396 | 76.1058 | 0 | 4604.0423 | 0 | 0 | -0.093273 | 0 | 0 | 0 | 64.9223 | #N/A | #N/A
Russell D. Smith HY1 HY | BPAT | NW_BPAT | WA | Hydro | Hydro | 6.1 | 0 |  | 2011-10-01 | 2051-12-31 | 103.6607 | 8.6269 | 4.2487 | 2.3926 | 0.040695 | 6516.2758 | 0 | 0 | 0.18597 | 0 | 0.67548 | 0.67548 | 0 | 0 | 92 | 8668 | 0 | 0 | 0 | 0 | 112.7387 | 18.1177 | 7.9304 | -35.6296 | 1824.9767 | 101.6462 | 0 | 0 | 0 | 0 | 0 | 0 | 0 | 0 | 0 | 0 | 507.3892 | 3698.5904 | 372.5864 | 106.6958 | 4463.9489 | 0.13517 | 0.13517 | 0.67195 | 0.031824 | 0.68397 | 0.18572 | 2.9874 | 72.7915 | 0.05904 | 4808.7551 | 0 | 0 | 0 | 0.68037 | #N/A | #N/A
Rutan I PV-NT | CISC | CA_CISO | CA | Hourly Resource | PV | 1.5 | 0 |  | 2014-01-01 | 2051-12-31 | 34.6659 | -16.0737 | -4.5184 | 1.5 | 1.5 | 4351.539 | 0 | 0 | 0.33117 | 0 | 0.15085 | 0.15085 | 8760 | 0 | 8760 | 0 | 0 | 0 | 0 | 54.7215 | 73.2865 | -8.8657 | -4.5383 | -25.2265 | 1966.0969 | 72.0232 | 0 | 0 | 0 | 0 | 0 | 0 | 0 | 0 | 0 | 0 | 0 | 0 | 0 | 0 | 6.6575e-07 | 0.15866 | 0.00010078 | 4.7626 | 4.7626 | 4.7626 | 0 | 0 | 0 | 0 | 3.5097e-06 | 0 | 0 | 0 | 0.15085 | #N/A | #N/A
Rutan II PV-NT | CISC | CA_CISO | CA | Hourly Resource | PV | 1.5 | 0 |  | 2014-01-01 | 2051-12-31 | 34.6659 | -16.0737 | -4.5184 | 1.5 | 1.5 | 4351.539 | 0 | 0 | 0.33117 | 0 | 0.15085 | 0.15085 | 8760 | 0 | 8760 | 0 | 0 | 0 | 0 | 54.7215 | 73.2865 | -8.8657 | -4.5383 | -25.2265 | 1966.0969 | 72.0232 | 0 | 0 | 0 | 0 | 0 | 0 | 0 | 0 | 0 | 0 | 0 | 0 | 0 | 0 | 6.6575e-07 | 0.15866 | 0.00010078 | 4.7626 | 4.7626 | 4.7626 | 0 | 0 | 0 | 0 | 3.5097e-06 | 0 | 0 | 0 | 0.15085 | #N/A | #N/A
Rutan III PV-NT | CISC | CA_CISO | CA | Hourly Resource | PV | 1 | 0 |  | 2014-01-01 | 2051-12-31 | 34.6658 | -16.0737 | -4.5184 | 1 | 1 | 2901.026 | 0 | 0 | 0.33117 | 0 | 0.10057 | 0.10057 | 8760 | 0 | 8760 | 0 | 0 | 0 | 0 | 36.481 | 73.2865 | -8.8657 | -4.5383 | -25.2265 | 1966.0969 | 72.0232 | 0 | 0 | 0 | 0 | 0 | 0 | 0 | 0 | 0 | 0 | 0 | 0 | 0 | 0 | 0 | 0.15866 | 0.00010078 | 4.7626 | 4.7626 | 4.7626 | 0 | 0 | 0 | 0 | 0 | 0 | 0 | 0 | 0.10057 | #N/A | #N/A
Ruxton 1 HY | WACM | RM_WACM | CO | Hydro | Hydro | 1 | 0 |  | 1925-01-01 | 2050-12-31 | 148.5067 | 54.9549 | 6.494 | 0.589 | 0.589 | 2744.7 | 0 | 0 | 0.53196 | 0 | 0.40761 | 0.40761 | 0 | 0 | 0 | 8760 | 0 | 0 | 0 | 0 | 141.1489 | 48.4878 | 5.9705 | -23.9326 | 2545.9307 | 213.4932 | 0 | 0 | 0 | 0 | 0 | 0 | 0 | 0 | 0 | 0 | 86.048 | 109.01 | 313.6937 | 821.5421 | 1267.6028 | 0.075305 | 0.00032051 | 86.4793 | 43.2396 | 43.2397 | 183.5856 | 0.081984 | 13041.3871 | 48029.668 | 84964.7413 | 0 | 0 | 0 | 0.55383 | #N/A | #N/A
Rv Apex Solar Power 1 PV-NT | NEVP | SW_NVE | NV | Hourly Resource | PV-NonTracking | 20 | 0 |  | 2012-08-15 | 2037-12-31 | 13.3109 | -33.1136 | -6.9729 | 20 | 20 | 48871.68 | 0 | 0 | 0.27895 | 0 | 0.65052 | 0.65052 | 8760 | 0 | 8760 | 0 | 0 | 0 | 0 | 251.66 | 46.1773 | -32.5152 | -7.9981 | -26.0025 | 1915.7681 | 66.3097 | 0 | 0 | 0 | 0 | 0 | 0 | 0 | 0 | 0 | 0 | 0 | 43950.8954 | 0 | 0 | 228.1803 | 0.19614 | 0.00021973 | 4.6327 | 0.031824 | 4.6009 | 0 | 16.4225 | 0 | 0 | 0.070155 | 0 | 0 | 0 | 0.65054 | #N/A | #N/A
Ryan 1 HY | NWMT | NW_NWMT | MT | Hydro | Hydro | 50.38 | 5 |  | 1915-12-01 | 2050-12-31 | 103.1576 | 21.9147 | -5.6904 | 59.9953 | 56.8411 | 478644.1577 | 0 | 0 | 0.82787 | 0 | 49.3758 | 49.3758 | 0 | 0 | 1501 | 7259 | 0 | 0 | 0 | 0 | 101.7734 | 20.96 | -5.8771 | -95.87 | 1675.858 | 107.4083 | 0 | 0 | 0 | 0 | 0 | 0 | 0 | 0 | 0 | 0 | 20308.1682 | 24041.0946 | 9895.3793 | 490.449 | 20410.4585 | 9.0549 | 8.0429 | 75.1759 | 0.031824 | 75.1075 | 215750.8029 | 352461.954 | 588298.1649 | 80.465 | 1292749.2863 | 0 | 0 | 0 | 51.8251 | #N/A | #N/A
Sacramento Valley Energy Center 1 BATT | BANC | CA_BANC | CA | Pumped Storage | Energy Storage | 100 | -100 |  | 2024-12-01 | 2051-12-31 | 97.9122 | 12.2543 | 3.8081 | 100 | 100 | 127966.1865 | 149136.6847 | 10.9805 | 0.14608 | 0.41565 | 5.1708 | 4.7551 | 8760 | 0 | 8760 | 0 | 0 | -0.031756 | 1.1654 | 0 | 107.5065 | 15.7546 | 5.0614 | -12.0891 | 1895.17 | 66.7131 | 1.261 | 0 | 0 | 0 | 0 | 0 | 0 | 0 | 0 | 0 | 211168.0658 | 410268.9321 | 173311.2826 | 57970.9356 | 142396.9238 | 0.3521 | 0.050745 | 0.86998 | 0.031824 | 0.83815 | 174794.3645 | 1457.8862 | 225848.9917 | 7334.2942 | 213415.493 | 0 | 0 | 0 | 5.7936 | #N/A | #N/A
Sacramento Valley Energy Center 1 PV-T | BANC | CA_BANC | CA | Hourly Resource | PV-Tracking | 200 | 0 |  | 2024-12-01 | 2051-12-31 | 78.2676 | 20.9883 | -0.029917 | 200 | 200 | 530873.0004 | 0 | 0 | 0.30301 | 0 | 41.5502 | 41.5502 | 8760 | 0 | 8760 | 0 | 0 | 0 | 0 | 0 | 105.8827 | 15.7546 | 3.4376 | -11.7831 | 1885.2281 | 65.9911 | 0 | 0 | 0 | 0 | 0 | 0 | 0 | 0 | 0 | 0 | 0 | 6899.5917 | 0 | 0 | 5.2154e-06 | 0.3521 | 0.050745 | 0.86998 | 0.031824 | 0.83815 | 0 | 76913.8873 | 0 | 0 | 0.00043767 | 0 | 0 | 0 | 41.6271 | #N/A | #N/A
Saddle Mountain Tonopah 1 PV | AZPS | SW_AZPS | AZ | Hourly Resource | PV-Tracking | 15 | 0 |  | 2012-12-20 | 2050-12-31 | 10.4236 | -32.1575 | -9.4841 | 15 | 15 | 38279.295 | 0 | 0 | 0.29132 | 0 | 0.39901 | 0.39901 | 8760 | 0 | 8760 | 0 | 0 | 0 | 0 | 195.39 | 42.396 | -32.6162 | -11.6783 | -25.7372 | 1904.735 | 65.1971 | 0 | 0 | 0 | 0 | 0 | 0 | 0 | 0 | 0 | 0 | 0 | 17564.6192 | 0 | 0 | 5.595 | 0.94841 | 0.0016464 | 11.9962 | 5.1679 | 6.8283 | 0 | 52.4152 | 0 | 0 | 274.0552 | 0 | 0 | 0 | 0.39934 | #N/A | #N/A
Saddlebrook Solar Storage 1 PV-NT | AESO | AB_AESO | AB | Hourly Resource | PV-NonTracking | 81 | 0 |  | 2023-08-31 | 2054-12-31 | 77.0834 | 14.1059 | 6.5886 | 81 | 81 | 177953.6471 | 0 | 0 | 0.25079 | 0 | 13.7173 | 13.7173 | 8760 | 0 | 8760 | 0 | 0 | 0 | 0 | 3099.0921 | 102.0176 | 10.8633 | 4.4637 | -26.9552 | 796.2364 | 70.7295 | 0 | 0 | 0 | 0 | 0 | 0 | 0 | 0 | 0 | 0 | 0 | 1945.0589 | 0 | 0 | 3089.2323 | 1.8659 | 0.0078726 | 35.0857 | 35.06 | 35.06 | 0 | 2.1517 | 0 | 0 | 54023.4323 | 0 | 0 | 0 | 13.7713 | #N/A | #N/A
Sage City 1 PV-NT | SPPC | SW_NVE | NV | Hourly Resource | PV-NonTracking | 300 | 0 |  | 2029-01-31 | 2051-12-31 | -2.9234 | -52.5136 | -6.1212 | 300 | 300 | 495335.8815 | 0 | 0 | 0.18848 | 0 | -1.4481 | -1.4481 | 8760 | 0 | 8760 | 0 | 0 | 0 | 0 | 100879.0187 | 24.4834 | -54.5437 | -7.6635 | -660.984 | 1805.1025 | 73.5065 | 0 | 0 | 0 | 0 | 0 | 0 | 0 | 0 | 0 | 0 | 0 | 0 | 0 | 0 | 76.8 | 0.19614 | 0.00021973 | 4.6327 | 0.031824 | 4.6009 | 0 | 0 | 0 | 0 | 113.7754 | 0 | 0 | 0 | -1.4479 | #N/A | #N/A
Sage City 2 PV-NT | SPPC | SW_NVE | NV | Hourly Resource | PV-NonTracking | 300 | 0 |  | 2029-01-31 | 2051-12-31 | -5.0875 | -56.481 | -6.2221 | 300 | 300 | 467570.584 | 0 | 0 | 0.17792 | 0 | -2.3787 | -2.3787 | 8760 | 0 | 8760 | 0 | 0 | 0 | 0 | 128644.3161 | 24.8066 | -54.283 | -7.6009 | -505.7674 | 1798.7261 | 70.0604 | 0 | 0 | 0 | 0 | 0 | 0 | 0 | 0 | 0 | 0 | 0 | 0 | 0 | 0 | 32.5368 | 0.19614 | 0.00021973 | 4.6327 | 0.031824 | 4.6009 | 0 | 0 | 0 | 0 | 44.3507 | 0 | 0 | 0 | -2.3787 | #N/A | #N/A
Sage Solar I 1 PV-T | PAWY | BS_PACE | WY | Hourly Resource | PV-Tracking | 20 | 0 |  | 2019-09-30 | 2039-09-29 | 72.6187 | 18.4399 | -1.1443 | 20 | 20 | 49479.0001 | 0 | 0 | 0.28241 | 0 | 3.5931 | 3.5931 | 8760 | 0 | 8760 | 0 | 0 | 0 | 0 | 689.3 | 114.617 | 27.3598 | 0.56663 | -25.6876 | 2076.5488 | 143.1722 | 0 | 0 | 0 | 0 | 0 | 0 | 0 | 0 | 0 | 0 | 0 | 17883.4018 | 0 | 0 | 689.3 | 7.007 | 5.9428 | 85.5427 | 0.031824 | 85.5024 | 0 | 36103.3691 | 0 | 0 | 30501.5102 | 0 | 0 | 0 | 3.6597 | #N/A | #N/A
Sage Solar II 1 PV-T | PAWY | BS_PACE | WY | Hourly Resource | PV-Tracking | 20 | 0 |  | 2019-09-13 | 2039-09-12 | 62.3756 | 11.0209 | -0.97171 | 20 | 20 | 49394.6665 | 0 | 0 | 0.28193 | 0 | 3.081 | 3.081 | 8760 | 0 | 8760 | 0 | 0 | 0 | 0 | 607.6135 | 114.617 | 27.3598 | 0.56663 | -25.6876 | 2076.5488 | 143.1722 | 0 | 0 | 0 | 0 | 0 | 0 | 0 | 0 | 0 | 0 | 0 | 375.6848 | 0 | 0 | 587.6135 | 7.007 | 5.9428 | 85.5427 | 0.031824 | 85.5024 | 0 | 40456.139 | 0 | 0 | 23520.0634 | 0 | 0 | 0 | 3.145 | #N/A | #N/A
Sage Solar III 1 PV-T | PAWY | BS_PACE | WY | Hourly Resource | PV-Tracking | 17.6 | 0 |  | 2019-09-13 | 2039-09-12 | 62.3418 | 11.0296 | -0.97093 | 17.6 | 17.6 | 43502.8121 | 0 | 0 | 0.28216 | 0 | 2.712 | 2.712 | 8760 | 0 | 8760 | 0 | 0 | 0 | 0 | 499.1952 | 114.617 | 27.3598 | 0.56663 | -25.6876 | 2076.5488 | 143.1722 | 0 | 0 | 0 | 0 | 0 | 0 | 0 | 0 | 0 | 0 | 0 | 328.0112 | 0 | 0 | 481.5953 | 7.007 | 5.9428 | 85.5427 | 0.031824 | 85.5024 | 0 | 35601.3991 | 0 | 0 | 19062.5574 | 0 | 0 | 0 | 2.7667 | #N/A | #N/A
Sagebrush Solar 2 BA | CISC | CA_CISO | CA | Pumped Storage | Energy Storage | 80 | -80 |  | 2022-06-01 | 2050-12-31 | 50.538 | -18.4747 | -5.7855 | 80 | 80 | 107145.9047 | 124924.59 | 3.9613 | 0.15289 | 0.34811 | 3.8057 | 3.4576 | 8760 | 0 | 8760 | 0 | 0 | -0.026668 | 0.90862 | 0 | 71.4759 | -10.3451 | -4.8696 | -25.2371 | 1952.058 | 72.5652 | 1.1459 | 0 | 0 | 0 | 0 | 0 | 0 | 0 | 0 | 0 | 44010.7613 | 66389.6756 | 77565.7319 | 0 | 48490.0132 | 0.15866 | 0.00010078 | 4.7626 | 4.7626 | 4.7626 | 6.3167 | 8.8551 | 862.6976 | 0 | 9.0859 | 0 | 0 | 0 | 3.8066 | #N/A | #N/A
Saint Solar Storage 4Hr 1 BA | SRP | SW_SRP | AZ | Pumped Storage | Energy Storage | 100 | -100 |  | 2023-06-01 | 2045-12-15 | 39.8146 | -33.7108 | -8.9859 | 100 | 100 | 137979.0245 | 160916.4945 | 4.1557 | 0.15751 | 0.44834 | 3.589 | 3.1407 | 8760 | 0 | 8760 | 0 | 0 | -0.034406 | 1.3676 | 0 | 43.5608 | -33.3362 | -9.7936 | -25.2956 | 1889.4884 | 65.2075 | 0.77671 | 0 | 0 | 0 | 0 | 0 | 0 | 0 | 0 | 0 | 123149.1657 | 497326.2172 | 91265.3128 | 20202.7694 | 389036.9913 | 1.0352 | 0.11547 | 12.6186 | 5.1679 | 7.4506 | 353810.5844 | 26532.6225 | 1687185.9928 | 336818.4517 | 1321920.0108 | 0 | 0 | 0 | 7.3153 | #N/A | #N/A
Saint: Storage (4HR) 2 BA | SRP | SW_SRP | AZ | Pumped Storage | Energy Storage | 100 | -100 |  | 2023-09-18 | 2040-06-01 | 39.457 | -34.9116 | -9.203 | 100 | 100 | 140047.4395 | 163349.9232 | 3.9727 | 0.15987 | 0.4551 | 4.0257 | 3.5706 | 8760 | 0 | 8760 | 0 | 0 | -0.034954 | 1.364 | 0 | 43.5932 | -33.3362 | -9.7612 | -25.2298 | 1889.4806 | 65.2445 | 0.77814 | 0 | 0 | 0 | 0 | 0 | 0 | 0 | 0 | 0 | 99362.5931 | 60405.3247 | 162291.2751 | 13072.2789 | 170657.5912 | 1.0352 | 0.11547 | 12.6186 | 5.1679 | 7.4506 | 228572.6261 | 13963.598 | 927608.8817 | 281832.5888 | 1506535.3149 | 0 | 0 | 0 | 6.9842 | #N/A | #N/A
Salem Smart Power Center SsPC BA | PGE | NW_PGE | OR | Pumped Storage | Energy Storage | 5 | -5 |  | 2013-08-01 | 2050-12-31 | 99.2411 | 14.1782 | 6.4311 | 5 | 5 | 5200.2746 | 6047.3816 | 0.46454 | 0.11873 | 0.016871 | 0.18714 | 0.17027 | 8760 | 0 | 8760 | 0 | 0 | -0.0012707 | 0.061492 | 0 | 111.2677 | 16.8071 | 7.7701 | -37.3119 | 1837.0145 | 98.0839 | 1.2425 | 0 | 0 | 0 | 0 | 0 | 0 | 0 | 0 | 0 | 25954.9436 | 7575.3535 | 18567.4507 | 812.7477 | 6372.9394 | 0.37688 | 0.20869 | 12.0258 | 0.031824 | 12.3093 | 10098.0113 | 1845.1162 | 179785.0024 | 45.055 | 133625.023 | 0 | 0 | 0 | 0.51254 | #N/A | #N/A
Salmon Falls 1 WT | IPMV | BS_IPCO | ID | Hourly Resource | WT-Onshore | 22 | 0 |  | 2011-01-03 | 2050-12-31 | 87.796 | 13.2454 | 3.3176 | 22 | 22 | 47162.4121 | 0 | 0 | 0.24472 | 0 | 4.1407 | 4.1407 | 8760 | 0 | 8760 | 0 | 0 | 0 | 0 | 52.91 | 118.5533 | 25.3017 | 6.5611 | -29.7323 | 2028.8555 | 134.6801 | 0 | 0 | 0 | 0 | 0 | 0 | 0 | 0 | 0 | 0 | 0 | 39737.2122 | 0 | 0 | 52.9099 | 0.015242 | 0.010783 | 14.1881 | 0.031824 | 14.1563 | 0 | 73.107 | 0 | 0 | 0.015192 | 0 | 0 | 0 | 4.1407 | #N/A | #N/A
Salt Springs Hydro Aggregate 1 HY | CIPV | CA_CISO | CA | Hydro | Hydro | 46 | 0 |  | 1931-01-01 | 2050-12-31 | 106.58 | 3.5349 | 3.7648 | 21.9975 | 20.362 | 124994.3099 | 0 | 0 | 0.40353 | 0 | 13.3219 | 13.3219 | 0 | 0 | 218 | 8542 | 0 | 0 | 0 | 1873.7266 | 95.9092 | 5.1917 | 4.027 | -26.4806 | 1796.8558 | 64.5665 | 0 | 0 | 0 | 0 | 0 | 0 | 0 | 0 | 0 | 0 | 341.6818 | 30098.3304 | 21.1763 | 1089.0213 | 33820.0771 | 0.15866 | 0.00010078 | 4.7626 | 4.7626 | 4.7626 | 2165.9647 | 2.6741 | 323.4289 | 15247.5309 | 106398.2262 | 0 | 0 | 0 | 13.446 | #N/A | #N/A
San Benito Smart Park 1 PV-NT | CIPV | CA_CISO | CA | Hourly Resource | PV-NonTracking | 1.5 | 0 |  | 2014-06-16 | 2051-12-31 | 64.3377 | -3.4864 | -2.9759 | 1.5 | 1.5 | 3019.677 | 0 | 0 | 0.22981 | 0 | 0.19428 | 0.19428 | 8760 | 0 | 8760 | 0 | 0 | 0 | 0 | 945.561 | 88.9324 | 2.2976 | -0.055777 | -49.6719 | 2018.999 | 81.277 | 0 | 0 | 0 | 0 | 0 | 0 | 0 | 0 | 0 | 0 | 0 | 0 | 0 | 0 | 1.575 | 0.15866 | 0.00010078 | 4.7626 | 4.7626 | 4.7626 | 0 | 0 | 0 | 0 | 0.0021775 | 0 | 0 | 0 | 0.19428 | #N/A | #N/A
San Dimas Hy Agg HY | CISC | CA_CISO | CA | Hydro | Hydro | 9.9 | 0 |  | 1981-01-01 | 2050-12-31 | 81.4854 | -8.9349 | -5.6191 | 2.9712 | 4.9805 | 24608.8838 | 0 | 0 | 0.31214 | 0 | 2.0053 | 2.0053 | 0 | 0 | 2880 | 5880 | 0 | 0 | 0 | 466.4101 | 70.1195 | -12.2423 | -4.3288 | -31.8009 | 1984.3965 | 72.4472 | 0 | 0 | 0 | 0 | 0 | 0 | 0 | 0 | 0 | 0 | 16.553 | 4.5679 | 1.8828 | 188.7227 | 1731.5323 | 0.15866 | 0.00010078 | 4.7626 | 4.7626 | 4.7626 | 394.3189 | 0.0024705 | 169.6616 | 2745.0899 | 14766.4248 | 0 | 0 | 0 | 2.0233 | #N/A | #N/A
San Dimas Wash Hydro 1 HY | CISC | CA_CISO | CA | Hydro | Hydro | 1.05 | 0 |  | 1986-01-28 | 2051-12-31 | 79.2631 | -8.75 | -4.1408 | 0.4767 | 0.4767 | 2246.0257 | 0 | 0 | 0.53786 | 0 | 0.17803 | 0.17803 | 0 | 0 | 0 | 8760 | 0 | 0 | 0 | 354.7769 | 70.1195 | -12.2423 | -4.3288 | -31.8009 | 1984.3965 | 72.4472 | 0 | 0 | 0 | 0 | 0 | 0 | 0 | 0 | 0 | 0 | 14.2372 | 0.2423 | 64.8312 | 1353.3512 | 3124.7999 | 0.15866 | 0.00010078 | 4.7626 | 4.7626 | 4.7626 | 250.8811 | 0.00014192 | 1820.1071 | 18220.4692 | 44142.2421 | 0 | 0 | 0 | 0.24246 | #N/A | #N/A
San Fernando Hy Agg HY | LDWP | CA_LDWP | CA | Hydro | Hydro | 5.6 | 0 |  | 1922-01-09 | 2050-12-31 | 98.082 | 0.51414 | -3.454 | 5.6 | 5.6 | 11818.3519 | 0 | 0 | 0.24092 | 0 | 1.1592 | 1.1592 | 0 | 0 | 0 | 8760 | 0 | 0 | 0 | 0 | 86.8181 | 3.4527 | -3.3251 | -11.2993 | 1987.1687 | 68.2253 | 0 | 0 | 0 | 0 | 0 | 0 | 0 | 0 | 0 | 0 | 329.2033 | 43.6815 | 576.1847 | 796.2496 | 4665.0401 | 0.51018 | 0.0002031 | 10.9758 | 5.1679 | 5.9579 | 2256.916 | 1.1184 | 9746.3729 | 7058.0329 | 52263.5044 | 0 | 0 | 0 | 1.2305 | #N/A | #N/A
San Francisquito 1 1A HY | LDWP | CA_LDWP | CA | Hydro | Hydro | 65.587 | 0 |  | 1983-12-01 | 2050-12-31 | 94.8128 | 2.5867 | -4.8824 | 38.2021 | 18.6957 | 167688.0419 | 0 | 0 | 0.097721 | 0 | 15.899 | 15.899 | 0 | 0 | 156 | 8604 | 0 | 0 | 0 | 0 | 85.8439 | 3.6474 | -4.494 | -11.2885 | 1953.5332 | 67.1562 | 0 | 0 | 0 | 0 | 0 | 0 | 0 | 0 | 0 | 0 | 2355.9605 | 105.932 | 1176.8141 | 4131.5577 | 21172.5822 | 0.51018 | 0.0002031 | 10.9758 | 5.1679 | 5.9579 | 15703.0912 | 5.5212 | 15993.6015 | 39871.6618 | 228491.7905 | 0 | 0 | 0 | 16.199 | #N/A | #N/A
San Francisquito 2 HY | LDWP | CA_LDWP | CA | Hydro | Hydro | 46 | 0 |  | 1919-07-06 | 2054-12-31 | 95.9744 | 1.584 | -4.7608 | 20.881 | 12.6997 | 69583.8432 | 0 | 0 | 0.031188 | 0 | 6.6783 | 6.6783 | 0 | 0 | 216 | 8544 | 0 | 0 | 0 | 0 | 86.0639 | 3.6504 | -4.2771 | -11.3005 | 1962.1377 | 67.4402 | 0 | 0 | 0 | 0 | 0 | 0 | 0 | 0 | 0 | 0 | 1588.9878 | 48.8123 | 1658.593 | 2868.8617 | 9665.1372 | 0.51018 | 0.0002031 | 10.9758 | 5.1679 | 5.9579 | 11176.0458 | 2.7321 | 26782.7165 | 23599.2389 | 148494.9691 | 0 | 0 | 0 | 6.8883 | #N/A | #N/A
San Gorgonio East 1 WT | CISC | CA_CISO | CA | Hourly Resource | WT-Onshore | 12.6 | 0 |  | 2016-02-05 | 2051-12-31 | 66.6126 | -10.6808 | -6.6966 | 12.6 | 12.6 | 38882.6941 | 0 | 0 | 0.35227 | 0 | 2.5901 | 2.5901 | 8760 | 0 | 8760 | 0 | 0 | 0 | 0 | 1041.768 | 67.2948 | -13.1776 | -6.2182 | -26.2461 | 1958.8658 | 70.6493 | 0 | 0 | 0 | 0 | 0 | 0 | 0 | 0 | 0 | 0 | 0 | 0 | 0 | 0 | -1.1176e-05 | 0.15866 | 0.00010078 | 4.7626 | 4.7626 | 4.7626 | 0 | 0 | 0 | 0 | -0.00066778 | 0 | 0 | 0 | 2.5901 | #N/A | #N/A
San Gorgonio Farms Wind Farm 1 WT | CISC | CA_CISO | CA | Hourly Resource | WT-Onshore | 31 | 0 |  | 1983-03-01 | 2050-12-31 | 61.2018 | -10.9713 | -11.3291 | 31 | 31 | 82378.0052 | 0 | 0 | 0.30335 | 0 | 5.0417 | 5.0417 | 8760 | 0 | 8760 | 0 | 0 | 0 | 0 | 2220.437 | 65.2432 | -13.1776 | -8.2698 | -26.5042 | 1958.8333 | 70.1474 | 0 | 0 | 0 | 0 | 0 | 0 | 0 | 0 | 0 | 0 | 0 | 4412.8893 | 0 | 0 | 486.39 | 0.15866 | 0.00010078 | 4.7626 | 4.7626 | 4.7626 | 0 | 1.2678 | 0 | 0 | 0.15845 | 0 | 0 | 0 | 5.0417 | #N/A | #N/A
San Isabel 1 PV-T | PSCO | RM_PSCO | CO | Hourly Resource | PV-Tracking | 30 | 2.4 |  | 2016-12-01 | 2041-12-31 | 63.2012 | 13.3642 | -4.6688 | 30 | 30 | 66938.069 | 0 | 0 | 0.25471 | 0 | 4.2306 | 4.2306 | 8760 | 0 | 8760 | 0 | 0 | 0 | 0 | 1422.0018 | 131.2597 | 44.1422 | 0.42694 | -25.287 | 2445.8606 | 196.7746 | 0 | 0 | 0 | 0 | 0 | 0 | 0 | 0 | 0 | 0 | 0 | 58369.4646 | 0 | 0 | 1422.0018 | 0.42135 | 0.055066 | 119.3454 | 43.2396 | 76.1058 | 0 | 1091.065 | 0 | 0 | 43226.3897 | 0 | 0 | 0 | 4.2749 | #N/A | #N/A
SAN JACINTO GRID BA | CISC | CA_CISO | CA | Pumped Storage | Energy Storage | 65 | -65 |  | 2023-04-30 | 2054-12-31 | 48.905 | -22.3061 | -6.033 | 65 | 65 | 88926.4475 | 103701.6985 | 3.082 | 0.15618 | 0.28894 | 3.2564 | 2.9675 | 8760 | 0 | 8760 | 0 | 0 | -0.022163 | 0.75831 | 0 | 68.5654 | -12.7748 | -5.3503 | -28.3444 | 1971.8763 | 71.4561 | 1.1159 | 0 | 0 | 0 | 0 | 0 | 0 | 0 | 0 | 0 | 14924.6348 | 15172.5785 | 37721.374 | 130 | 20064.2857 | 0.15866 | 0.00010078 | 4.7626 | 4.7626 | 4.7626 | 2.3949 | 2.4503 | 484.0988 | 0.021385 | 6.6541 | 0 | 0 | 0 | 3.2569 | #N/A | #N/A
San Joaquin 2 HY | CIPV | CA_CISO | CA | Hydro | HydroRPS | 3.2 | 0 |  | 1917-05-01 | 2050-12-31 | 118.6197 | 40.7211 | 9.2641 | 0.065916 | 0.1731 | 184.0664 | 0 | 0 | 0.010506 | 0 | 0.021834 | 0.021834 | 0 | 0 | 0 | 8760 | 0 | 0 | 0 | 27.0943 | 103.5894 | 7.5075 | 9.3914 | -37.8335 | 2642.2905 | 109.3873 | 0 | 0 | 0 | 0 | 0 | 0 | 0 | 0 | 0 | 0 | 2.8163 | 2.5437 | 1.068 | 12.0905 | 169.4473 | 0.15866 | 0.00010078 | 4.7626 | 4.7626 | 4.7626 | 52.3413 | 0.00094738 | 6.6262 | 43.4238 | 365.8501 | 0 | 0 | 0 | 0.022302 | #N/A | #N/A
San Juan Solar 1 PV-T | PNM | SW_PNM | NM | Hourly Resource | PV-Tracking | 200 | 0 |  | 2022-06-10 | 2044-06-15 | 17.2492 | -34.5822 | -5.3477 | 200 | 200 | 496215.5622 | 0 | 0 | 0.28323 | 0 | 8.5593 | 8.5593 | 8760 | 0 | 8760 | 0 | 0 | 0 | 0 | 52718.8375 | 44.0337 | -36.9757 | -5.6811 | -59.7374 | 1905.1935 | 71.2035 | 0 | 0 | 0 | 0 | 0 | 0 | 0 | 0 | 0 | 0 | 0 | 37657.9404 | 0 | 0 | 10643.1104 | 0.89269 | 0.0029891 | 22.2939 | 5.1679 | 17.1082 | 0 | 2372.2496 | 0 | 0 | 53782.9748 | 0 | 0 | 0 | 8.6155 | #N/A | #N/A
San Juan Storage 1 BA | PNM | SW_PNM | NM | Pumped Storage | Energy Storage | 100 | -100 |  | 2023-03-01 | 2043-03-01 | 34.1875 | -40.8769 | -5.5375 | 100 | 100 | 127993.1234 | 149874.2592 | 1.6011 | 0.14611 | 0.4168 | 6.2974 | 5.8806 | 8760 | 0 | 8760 | 0 | 0 | -0.032822 | 1.526 | 0 | 44.1641 | -36.9757 | -5.5507 | -60.0629 | 1905.3961 | 71.2292 | 0.8064 | 0 | 0 | 0 | 0 | 0 | 0 | 0 | 0 | 0 | 127437.9972 | 512271.41 | 86958.7343 | 27646.8391 | 524728.1555 | 0.89269 | 0.0029891 | 22.2939 | 5.1679 | 17.1082 | 255834.3109 | 328.0316 | 3370351.5295 | 661213.6832 | 7442114.1402 | 0 | 0 | 0 | 18.0273 | #N/A | #N/A
San Miguel 1 Solar Energy Center 1 PV-T | PNM | SW_PNM | NM | Hourly Resource | PV-Tracking | 10 | 0 |  | 2019-09-23 | 2049-12-01 | 20.9415 | -32.3317 | -2.6123 | 10 | 10 | 25142.203 | 0 | 0 | 0.28701 | 0 | 0.52651 | 0.52651 | 8760 | 0 | 8760 | 0 | 0 | 0 | 0 | 1912.547 | 63.4243 | -23.159 | -0.10724 | -28.0149 | 1969.1711 | 87.8216 | 0 | 0 | 0 | 0 | 0 | 0 | 0 | 0 | 0 | 0 | 0 | 14417.8533 | 0 | 0 | 748.0298 | 0.89269 | 0.0029891 | 22.2939 | 5.1679 | 17.1082 | 0 | 49.4045 | 0 | 0 | 5795.7048 | 0 | 0 | 0 | 0.53236 | #N/A | #N/A
San Miguel 2 Solar Energy Center 1 PV-T | PNM | SW_PNM | NM | Hourly Resource | PV-Tracking | 10 | 0 |  | 2019-10-15 | 2049-12-01 | 20.8709 | -32.3252 | -2.6101 | 10 | 10 | 24597.04 | 0 | 0 | 0.28079 | 0 | 0.51336 | 0.51336 | 8760 | 0 | 8760 | 0 | 0 | 0 | 0 | 1886.82 | 63.4243 | -23.159 | -0.10724 | -28.0149 | 1969.1711 | 87.8216 | 0 | 0 | 0 | 0 | 0 | 0 | 0 | 0 | 0 | 0 | 0 | 13973.1732 | 0 | 0 | 700.8751 | 0.89269 | 0.0029891 | 22.2939 | 5.1679 | 17.1082 | 0 | 48.0713 | 0 | 0 | 5670.763 | 0 | 0 | 0 | 0.51908 | #N/A | #N/A
San Miguel Community Solar Arr 1 PV-NT | WACM | RM_WACM | NM | Hourly Resource | PV-NonTracking | 1 | 0 |  | 2012-12-13 | 2050-12-31 | 72.5197 | 22.6729 | -2.0779 | 1 | 1 | 1857.6 | 0 | 0 | 0.21205 | 0 | 0.13471 | 0.13471 | 8760 | 0 | 8760 | 0 | 0 | 0 | 0 | 0 | 159.5444 | 73.3619 | -0.50808 | -24.1648 | 2473.814 | 251.3573 | 0 | 0 | 0 | 0 | 0 | 0 | 0 | 0 | 0 | 0 | 0 | 126.073 | 0 | 0 | 0 | 0.075305 | 0.00032051 | 86.4793 | 43.2396 | 43.2397 | 0 | 0.1294 | 0 | 0 | 0 | 0 | 0 | 0 | 0.13471 | #N/A | #N/A
Sanborn Solar 2 EBESS 1 BA | CISC | CA_CISO | CA | Pumped Storage | Energy Storage | 325 | -47 |  | 2023-03-01 | 2054-12-31 | 51.8067 | -16.2557 | -5.8651 | 325 | 325 | 452403.9948 | 527651.7442 | 17.7664 | 0.15891 | 1.4701 | 15.2407 | 13.7706 | 8760 | 0 | 8760 | 0 | 0 | -0.11287 | 3.8853 | 0 | 71.1831 | -10.3454 | -5.162 | -25.2262 | 1946.4172 | 72.3981 | 1.1389 | 0 | 0 | 0 | 0 | 0 | 0 | 0 | 0 | 0 | 59438.5424 | 168495.6899 | 65210.6298 | 0 | 290520.8169 | 0.15866 | 0.00010078 | 4.7626 | 4.7626 | 4.7626 | 9.5502 | 25.6744 | 53286.9239 | 0 | 65521.9627 | 0 | 0 | 0 | 15.3595 | #N/A | #N/A
Sanborn Solar 2 Edwards 5 5 PV-NT | CISC | CA_CISO | CA | Hourly Resource | PV-NonTracking | 279 | 0 |  | 2022-03-22 | 2050-12-31 | 32.6895 | -19.1673 | -5.1948 | 279 | 279 | 788166.1601 | 0 | 0 | 0.32248 | 0 | 25.7648 | 25.7648 | 8760 | 0 | 8760 | 0 | 0 | 0 | 0 | 32918.2894 | 70.9964 | -10.3454 | -5.3487 | -25.1857 | 1943.771 | 72.3426 | 0 | 0 | 0 | 0 | 0 | 0 | 0 | 0 | 0 | 0 | 0 | 0 | 0 | 0 | 3.1292e-05 | 0.15866 | 0.00010078 | 4.7626 | 4.7626 | 4.7626 | 0 | 0 | 0 | 0 | 8.8991e-05 | 0 | 0 | 0 | 25.7648 | #N/A | #N/A
Sanborn Solar 2 Edwards Sanborn S4 PV-NT | CISC | CA_CISO | CA | Hourly Resource | PV-NonTracking | 322 | 0 |  | 2022-04-07 | 2050-12-31 | 33.5379 | -19.2986 | -4.8473 | 322 | 322 | 902656.9258 | 0 | 0 | 0.32001 | 0 | 30.2732 | 30.2732 | 8760 | 0 | 8760 | 0 | 0 | 0 | 0 | 44981.0232 | 71.4759 | -10.3451 | -4.8696 | -25.2371 | 1952.058 | 72.5652 | 0 | 0 | 0 | 0 | 0 | 0 | 0 | 0 | 0 | 0 | 0 | 0 | 0 | 0 | -2.6077e-05 | 0.15866 | 0.00010078 | 4.7626 | 4.7626 | 4.7626 | 0 | 0 | 0 | 0 | -0.0015231 | 0 | 0 | 0 | 30.2732 | #N/A | #N/A
Sanborn Solar 2 SBESS 3-3 BA | CISC | CA_CISO | CA | Pumped Storage | Energy Storage | 165 | -169 |  | 2023-05-16 | 2054-12-31 | 51.1396 | -16.5482 | -6.0806 | 165 | 165 | 226627.7643 | 264291.4796 | 8.6737 | 0.15679 | 0.73638 | 7.758 | 7.0216 | 8760 | 0 | 8760 | 0 | 0 | -0.056496 | 1.907 | 0 | 70.9964 | -10.3454 | -5.3487 | -25.1857 | 1943.771 | 72.3426 | 1.1356 | 0 | 0 | 0 | 0 | 0 | 0 | 0 | 0 | 0 | 37670.1257 | 65073.2409 | 63522.4141 | 0 | 104202.6059 | 0.15866 | 0.00010078 | 4.7626 | 4.7626 | 4.7626 | 13.2801 | 10.6344 | 61028.3826 | 0 | 1670.0803 | 0 | 0 | 0 | 7.8207 | #N/A | #N/A
Sanborn Solar 2-3 PV-NT | CISC | CA_CISO | CA | Hourly Resource | PV-NonTracking | 208 | 0 |  | 2022-04-07 | 2050-12-31 | 33.1808 | -19.277 | -5.0037 | 208 | 208 | 584903.2506 | 0 | 0 | 0.32101 | 0 | 19.4076 | 19.4076 | 8760 | 0 | 8760 | 0 | 0 | 0 | 0 | 27231.3893 | 71.1831 | -10.3454 | -5.162 | -25.2262 | 1946.4172 | 72.3981 | 0 | 0 | 0 | 0 | 0 | 0 | 0 | 0 | 0 | 0 | 0 | 0 | 0 | 0 | -5.0105e-05 | 0.15866 | 0.00010078 | 4.7626 | 4.7626 | 4.7626 | 0 | 0 | 0 | 0 | -7.999e-05 | 0 | 0 | 0 | 19.4076 | #N/A | #N/A
Sand Drag Solar Project 1 PV-NT | CIPV | CA_CISO | CA | Hourly Resource | PV-NonTracking | 19 | 0 |  | 2011-08-05 | 2050-12-31 | 43.6687 | -14.1889 | -6.7193 | 19 | 19 | 32461.5688 | 0 | 0 | 0.19503 | 0 | 1.4176 | 1.4176 | 8760 | 0 | 8760 | 0 | 0 | 0 | 0 | 9538.0072 | 82.3639 | -2.9627 | -1.3639 | -71.1107 | 2108.8477 | 85.1017 | 0 | 0 | 0 | 0 | 0 | 0 | 0 | 0 | 0 | 0 | 0 | 32461.5688 | 0 | 0 | 9538.0072 | 0.15866 | 0.00010078 | 4.7626 | 4.7626 | 4.7626 | 0 | 5.2052 | 0 | 0 | 12.4854 | 0 | 0 | 0 | 1.4176 | #N/A | #N/A
Sand Hill C 1 WT | CIPV | CA_CISO | CA | Hourly Resource | WT-Onshore | 80 | 0 |  | 2022-12-31 | 2050-12-31 | 99.43 | 4.2011 | 2.2844 | 80 | 80 | 297360.5777 | 0 | 0 | 0.42432 | 0 | 29.5666 | 29.5666 | 8760 | 0 | 8760 | 0 | 0 | 0 | 0 | 1346.4627 | 97.1945 | 7.6137 | 2.8903 | -25.9521 | 1912.1549 | 69.1103 | 0 | 0 | 0 | 0 | 0 | 0 | 0 | 0 | 0 | 0 | 0 | 39.12 | 0 | 0 | 8.8476e-05 | 0.15866 | 0.00010078 | 4.7626 | 4.7626 | 4.7626 | 0 | 0.029246 | 0 | 0 | 0.0062063 | 0 | 0 | 0 | 29.5666 | #N/A | #N/A
Sandbar 1 HY | CIPV | CA_CISO | CA | Hydro | HydroRPS | 16.2 | 0 |  | 2017-01-01 | 2050-12-31 | 87.5319 | 4.4455 | -0.17235 | 11.6756 | 5.1751 | 69378.5156 | 0 | 0 | 0.49438 | 0 | 6.0728 | 6.0728 | 0 | 0 | 409 | 8351 | 0 | 0 | 0 | 1772.1944 | 94.5898 | 6.4943 | 1.4049 | -26.586 | 1762.0957 | 65.7451 | 0 | 0 | 0 | 0 | 0 | 0 | 0 | 0 | 0 | 0 | 170.7144 | 8705.0802 | 20.0618 | 282.3026 | 6919.4574 | 0.15866 | 0.00010078 | 4.7626 | 4.7626 | 4.7626 | 1472.1843 | 0.77214 | 280.3561 | 4868.5581 | 22777.9564 | 0 | 0 | 0 | 6.1022 | #N/A | #N/A
Sandoval Solar PV 1 PV-T | PNM | SW_PNM | NM | Hourly Resource | PV-Tracking | 6.08 | 0 |  | 2014-12-31 | 2044-12-01 | 17.2493 | -34.4664 | -3.9153 | 6.08 | 6.08 | 16957.1055 | 0 | 0 | 0.31838 | 0 | 0.2925 | 0.2925 | 8760 | 0 | 8760 | 0 | 0 | 0 | 0 | 389.9673 | 49.7654 | -33.9325 | -2.9927 | -25.5173 | 1967.2814 | 74.8904 | 0 | 0 | 0 | 0 | 0 | 0 | 0 | 0 | 0 | 0 | 0 | 15723.8687 | 0 | 0 | 311.1036 | 0.89269 | 0.0029891 | 22.2939 | 5.1679 | 17.1082 | 0 | 12.5448 | 0 | 0 | 6.9746 | 0 | 0 | 0 | 0.29252 | #N/A | #N/A
Sandrini Sol 1 PV-NT | CIPV | CA_CISO | CA | Hourly Resource | PV-NonTracking | 100 | 0 |  | 2023-03-01 | 2050-12-31 | 31.3736 | -16.9861 | -5.6967 | 100 | 100 | 269181.7003 | 0 | 0 | 0.30729 | 0 | 8.4452 | 8.4452 | 8760 | 0 | 8760 | 0 | 0 | 0 | 0 | 404.9 | 78.7953 | -3.3622 | -4.5331 | -25.0736 | 1995.333 | 75.8697 | 0 | 0 | 0 | 0 | 0 | 0 | 0 | 0 | 0 | 0 | 0 | 0 | 0 | 0 | 3.3993e-06 | 0.15866 | 0.00010078 | 4.7626 | 4.7626 | 4.7626 | 0 | 0 | 0 | 0 | -0.00025492 | 0 | 0 | 0 | 8.4452 | #N/A | #N/A
SANDRINI SOL 2 PV-NT | CIPV | CA_CISO | CA | Hourly Resource | PV-NonTracking | 200 | 0 |  | 2023-05-01 | 2054-12-31 | 32.8554 | -16.1874 | -5.608 | 200 | 200 | 587637.1999 | 0 | 0 | 0.33541 | 0 | 19.307 | 19.307 | 8760 | 0 | 8760 | 0 | 0 | 0 | 0 | 952.8 | 78.7755 | -3.3622 | -4.5529 | -25.075 | 1995.2208 | 75.8668 | 0 | 0 | 0 | 0 | 0 | 0 | 0 | 0 | 0 | 0 | 0 | 0 | 0 | 0 | -6.7521e-05 | 0.15866 | 0.00010078 | 4.7626 | 4.7626 | 4.7626 | 0 | 0 | 0 | 0 | -0.0003282 | 0 | 0 | 0 | 19.307 | #N/A | #N/A
Sandstone Solar 1 PV-T | SRP | SW_SRP | AZ | Hourly Resource | PV-Tracking | 45 | 0 |  | 2015-12-31 | 2036-12-30 | 14.8358 | -30.7505 | -7.4726 | 45 | 45 | 111197.43 | 0 | 0 | 0.28208 | 0 | 1.6497 | 1.6497 | 8760 | 0 | 8760 | 0 | 0 | 0 | 0 | 0 | 46.4672 | -31.4942 | -8.7292 | -23.6664 | 1907.4253 | 66.8927 | 0 | 0 | 0 | 0 | 0 | 0 | 0 | 0 | 0 | 0 | 0 | 111197.43 | 0 | 0 | -2.0489e-05 | 1.0352 | 0.11547 | 12.6186 | 5.1679 | 7.4506 | 0 | 7986.6667 | 0 | 0 | -0.00013687 | 0 | 0 | 0 | 1.6577 | #N/A | #N/A
Santa Ana PSP HY | CISC | CA_CISO | CA | Hydro | Hydro | 6.95 | 0 |  | 1960-01-01 | 2050-12-31 | 79.6877 | -8.747 | -5.2075 | 3.1553 | 3.1553 | 14592.6073 | 0 | 0 | 0.52794 | 0 | 1.1629 | 1.1629 | 0 | 0 | 3 | 8757 | 0 | 0 | 0 | 2622.2294 | 68.8305 | -12.5891 | -5.271 | -29.3298 | 1970.0475 | 71.5568 | 0 | 0 | 0 | 0 | 0 | 0 | 0 | 0 | 0 | 0 | 16.4076 | 2.2087 | 14.1043 | 640.8374 | 1823.7717 | 0.15866 | 0.00010078 | 4.7626 | 4.7626 | 4.7626 | 249.4282 | 0.0011304 | 714.7381 | 7620.9361 | 27674.6322 | 0 | 0 | 0 | 1.1991 | #N/A | #N/A
Santa Ana Storage 11BA20 | CISC | CA_CISO | CA | Pumped Storage | Energy Storage | 40 | -40 |  | 2022-04-11 | 2050-12-31 | 51.5314 | -24.089 | -5.2227 | 40 | 40 | 56062.8487 | 65391.5848 | 2.1154 | 0.16 | 0.18218 | 2.028 | 1.8458 | 8760 | 0 | 8760 | 0 | 0 | -0.013993 | 0.48963 | 0 | 70.3805 | -12.1833 | -4.1268 | -26.7627 | 1991.74 | 72.1355 | 1.1366 | 0 | 0 | 0 | 0 | 0 | 0 | 0 | 0 | 0 | 26004.3089 | 108320.5305 | 93640.9152 | 0 | 47506.8039 | 0.15866 | 0.00010078 | 4.7626 | 4.7626 | 4.7626 | 2.5543 | 7.8397 | 146.879 | 0 | 5.5806 | 0 | 0 | 0 | 2.0281 | #N/A | #N/A
Santa Ana Storage 3 BA | CISC | CA_CISO | CA | Pumped Storage | Energy Storage | 40 | -40 |  | 2023-03-31 | 2054-12-31 | 48.3522 | -22.4631 | -5.2402 | 40 | 40 | 52770.5676 | 61518.313 | 1.7817 | 0.1506 | 0.17143 | 1.9628 | 1.7914 | 8760 | 0 | 8760 | 0 | 0 | -0.013122 | 0.47251 | 0 | 69.9682 | -12.0793 | -4.643 | -28.2496 | 1975.0891 | 71.7736 | 1.1278 | 0 | 0 | 0 | 0 | 0 | 0 | 0 | 0 | 0 | 8971.4113 | 11097.2366 | 33592.6561 | 34 | 12357.6 | 0.15866 | 0.00010078 | 4.7626 | 4.7626 | 4.7626 | 15.9739 | 1.7765 | 866.1736 | 0.006868 | 47.0898 | 0 | 0 | 0 | 1.9637 | #N/A | #N/A
Santa Cruz High School Rio Ri 1 PV-NT | TEPC | SW_TEPC | AZ | Hourly Resource | PV-NonTracking | 6 | 0 |  | 2014-03-01 | 2044-03-01 | 20.0486 | -30.6323 | -1.2077 | 6 | 6 | 13219.908 | 0 | 0 | 0.25152 | 0 | 0.26504 | 0.26504 | 8760 | 0 | 8760 | 0 | 0 | 0 | 0 | 7.608 | 53.8063 | -32.5426 | -0.34167 | -25.3875 | 2011.9 | 70.9167 | 0 | 0 | 0 | 0 | 0 | 0 | 0 | 0 | 0 | 0 | 0 | 4765.1329 | 0 | 0 | 4.278 | 1.0826 | 0.065843 | 12.0843 | 5.1679 | 6.9163 | 0 | 565.9113 | 0 | 0 | 0.0032896 | 0 | 0 | 0 | 0.26561 | #N/A | #N/A
Santa Fe Solar PV 1 PV-T | PNM | SW_PNM | NM | Hourly Resource | PV-Tracking | 9.5 | 0 |  | 2015-12-14 | 2045-12-01 | 16.6882 | -32.7612 | -3.9273 | 9.5 | 9.5 | 24516.65 | 0 | 0 | 0.2946 | 0 | 0.40914 | 0.40914 | 8760 | 0 | 8760 | 0 | 0 | 0 | 0 | 789.051 | 50.1451 | -32.7577 | -3.7878 | -25.7019 | 1953.7887 | 75.0658 | 0 | 0 | 0 | 0 | 0 | 0 | 0 | 0 | 0 | 0 | 0 | 22902.2992 | 0 | 0 | 638.1911 | 0.89269 | 0.0029891 | 22.2939 | 5.1679 | 17.1082 | 0 | 41.9629 | 0 | 0 | 603.9154 | 0 | 0 | 0 | 0.40978 | #N/A | #N/A
Santa Paula Energy Storage BA | CISC | CA_CISO | CA | Pumped Storage | Energy Storage | 30 | -30 |  | 2023-03-31 | 2054-12-31 | 58.8221 | -19.4896 | -3.5665 | 30 | 30 | 37981.9469 | 44261.1119 | 1.814 | 0.14453 | 0.12336 | 1.2098 | 1.0864 | 8760 | 0 | 8760 | 0 | 0 | -0.0094187 | 0.34707 | 0 | 79.0109 | -5.4974 | -2.1823 | -25.8723 | 2024.4164 | 72.5287 | 1.1975 | 0 | 0 | 0 | 0 | 0 | 0 | 0 | 0 | 0 | 8052.0741 | 8674.984 | 20792.5889 | 0 | 7923.4819 | 0.15866 | 0.00010078 | 4.7626 | 4.7626 | 4.7626 | 1.3548 | 1.3542 | 5207.658 | 0 | 385.8739 | 0 | 0 | 0 | 1.2154 | #N/A | #N/A
Santolina Solar PV 1 PV-T | PNM | SW_PNM | NM | Hourly Resource | PV-Tracking | 10.5 | 0 |  | 2015-12-03 | 2045-12-01 | 15.0741 | -32.8983 | -4.7007 | 10.5 | 10.5 | 26878.236 | 0 | 0 | 0.29222 | 0 | 0.40516 | 0.40516 | 8760 | 0 | 8760 | 0 | 0 | 0 | 0 | 73.3005 | 48.1385 | -33.9907 | -4.5613 | -25.4094 | 1941 | 73.6684 | 0 | 0 | 0 | 0 | 0 | 0 | 0 | 0 | 0 | 0 | 0 | 25078.6951 | 0 | 0 | 72.7113 | 0.89269 | 0.0029891 | 22.2939 | 5.1679 | 17.1082 | 0 | 34.042 | 0 | 0 | 0.031279 | 0 | 0 | 0 | 0.4052 | #N/A | #N/A
Sawtelle 1 HY | LDWP | CA_LDWP | CA | Hydro | Hydro | 0.64 | 0 |  | 1986-06-01 | 2050-12-31 | 99.499 | 0.71111 | -2.2334 | 0.64 | 0.64 | 1350.6688 | 0 | 0 | 0.24092 | 0 | 0.13439 | 0.13439 | 0 | 0 | 1 | 8759 | 0 | 0 | 0 | 0 | 88.0959 | 3.7623 | -2.3569 | -11.5116 | 2009.8074 | 68.9816 | 0 | 0 | 0 | 0 | 0 | 0 | 0 | 0 | 0 | 0 | 35.2071 | 0.92992 | 120.876 | 197.2393 | 319.9603 | 0.51018 | 0.0002031 | 10.9758 | 5.1679 | 5.9579 | 239.3754 | 0.063794 | 1222.3254 | 2491.3676 | 3363.8343 | 0 | 0 | 0 | 0.14171 | #N/A | #N/A
Sawtooth Wind 1 WT | IPTV | BS_IPCO | ID | Hourly Resource | WT-Onshore | 22 | 0 |  | 2011-11-01 | 2050-12-31 | 73.3534 | 8.3005 | -0.82337 | 22 | 22 | 37432.89 | 0 | 0 | 0.19423 | 0 | 2.7458 | 2.7458 | 8760 | 0 | 8760 | 0 | 0 | 0 | 0 | 0 | 115.023 | 24.9278 | 3.4047 | -29.9435 | 1939.8431 | 129.865 | 0 | 0 | 0 | 0 | 0 | 0 | 0 | 0 | 0 | 0 | 0 | 1283.1597 | 0 | 0 | -9.0967e-05 | 0.015242 | 0.010783 | 14.1881 | 0.031824 | 14.1563 | 0 | 410.5004 | 0 | 0 | 2.2465e-05 | 0 | 0 | 0 | 2.7462 | #N/A | #N/A
Scarlet Solar Ca 1A BA | CIPV | CA_CISO | CA | Hourly Resource | PV-NonTracking | 40 | 0 |  | 2023-04-15 | 2050-12-31 | 41.2275 | -10.958 | -2.9897 | 40 | 40 | 98895.0132 | 0 | 0 | 0.28223 | 0 | 4.0772 | 4.0772 | 8760 | 0 | 8760 | 0 | 0 | 0 | 0 | 3972.787 | 89.0933 | 3.0152 | -0.61244 | -25.2286 | 2052.7026 | 80.8778 | 0 | 0 | 0 | 0 | 0 | 0 | 0 | 0 | 0 | 0 | 0 | 0 | 0 | 0 | 7.6136e-06 | 0.15866 | 0.00010078 | 4.7626 | 4.7626 | 4.7626 | 0 | 0 | 0 | 0 | 3.3903e-05 | 0 | 0 | 0 | 4.0772 | #N/A | #N/A
Scarlet Solar Ca 1A PV-NT | CIPV | CA_CISO | CA | Hourly Resource | PV-NonTracking | 200 | 0 |  | 2023-04-15 | 2050-12-31 | 41.463 | -10.8942 | -2.9982 | 200 | 200 | 492723.6036 | 0 | 0 | 0.28123 | 0 | 20.4298 | 20.4298 | 8760 | 0 | 8760 | 0 | 0 | 0 | 0 | 21615.3965 | 89.0933 | 3.0152 | -0.61244 | -25.2286 | 2052.7026 | 80.8778 | 0 | 0 | 0 | 0 | 0 | 0 | 0 | 0 | 0 | 0 | 0 | 0 | 0 | 0 | -1.6298e-05 | 0.15866 | 0.00010078 | 4.7626 | 4.7626 | 4.7626 | 0 | 0 | 0 | 0 | 0.00018149 | 0 | 0 | 0 | 20.4298 | #N/A | #N/A
SCARLETT 2 BESS BA | CIPV | CA_CISO | CA | Pumped Storage | Energy Storage | 150 | -150 |  | 2023-12-31 | 2054-12-31 | 67.6096 | -8.4736 | -3.2383 | 150 | 150 | 190247.9786 | 221703.4975 | 9.0971 | 0.14479 | 0.61793 | 9.6576 | 9.0397 | 8760 | 0 | 8760 | 0 | 0 | -0.047183 | 1.4589 | 0 | 89.3063 | 3.0358 | -0.42007 | -25.2601 | 2055.2437 | 80.9884 | 1.219 | 0 | 0 | 0 | 0 | 0 | 0 | 0 | 0 | 0 | 9333.4782 | 10601.0976 | 46580.907 | 127.5 | 54716.117 | 0.15866 | 0.00010078 | 4.7626 | 4.7626 | 4.7626 | 925.0456 | 2.2835 | 59448.3938 | 0.025755 | 32885.799 | 0 | 0 | 0 | 9.7509 | #N/A | #N/A
SCARLETT 2 PV PV-NT | CIPV | CA_CISO | CA | Hourly Resource | PV-NonTracking | 200 | 0 |  | 2023-12-31 | 2054-12-31 | 44.4983 | -8.597 | -2.8245 | 200 | 200 | 461903.1386 | 0 | 0 | 0.26364 | 0 | 20.5539 | 20.5539 | 8760 | 0 | 8760 | 0 | 0 | 0 | 0 | 17801.8608 | 89.1646 | 3.0152 | -0.54111 | -25.26 | 2053.5081 | 80.8849 | 0 | 0 | 0 | 0 | 0 | 0 | 0 | 0 | 0 | 0 | 0 | 0 | 0 | 0 | -3.3434e-05 | 0.15866 | 0.00010078 | 4.7626 | 4.7626 | 4.7626 | 0 | 0 | 0 | 0 | -1.8705e-05 | 0 | 0 | 0 | 20.5539 | #N/A | #N/A
Scatterwash 1 1 BA | AZPS | SW_AZPS | AZ | Pumped Storage | Energy Storage | 255 | -255 |  | 2025-04-01 | 2051-12-31 | 33.1224 | -39.9936 | -9.0867 | 255 | 255 | 361475.516 | 421665.2976 | 5.4969 | 0.16182 | 1.1747 | 14.9457 | 13.771 | 8760 | 0 | 8760 | 0 | 0 | -0.090285 | 3.1774 | 0 | 44.6234 | -33.4533 | -8.6139 | -25.1938 | 1911.2686 | 65.4635 | 0.80329 | 0 | 0 | 0 | 0 | 0 | 0 | 0 | 0 | 0 | 98936.0255 | 74876.4081 | 31832.5938 | 66132.5144 | 124381.746 | 0.94841 | 0.0016464 | 11.9962 | 5.1679 | 6.8283 | 592101.8894 | 898.2167 | 221367.6494 | 74733.2796 | 278349.9833 | 0 | 0 | 0 | 16.1132 | #N/A | #N/A
Seaside BESS 1 BA | PGE | NW_PGE | OR | Pumped Storage | Energy Storage | 200 | -200 |  | 2025-06-01 | 2051-12-31 | 109.3079 | 15.7874 | 7.9762 | 200 | 200 | 231494.5487 | 269522.9879 | 22.6316 | 0.13213 | 0.75153 | 9.502 | 8.7505 | 8760 | 0 | 8760 | 0 | 0 | -0.057043 | 2.7643 | 0 | 112.2154 | 17.3837 | 8.1412 | -36.9731 | 1818.2087 | 99.3273 | 1.2452 | 0 | 0 | 0 | 0 | 0 | 0 | 0 | 0 | 0 | 136381.7632 | 131072.8954 | 155156.9291 | 71378.9791 | 539112.34 | 0.37688 | 0.20869 | 12.0258 | 0.031824 | 12.3093 | 325432.5065 | 37589.7276 | 2832143.2485 | 1734.2833 | 8002387.033 | 0 | 0 | 0 | 20.7013 | #N/A | #N/A
Seminoe 1 HY | WACM | RM_WACM | WY | Hydro | Hydro | 51.57 | 0 |  | 1939-08-01 | 2050-12-31 | 96.661 | 27.3037 | -0.46955 | 18.9299 | 10.9073 | 105132.254 | 0 | 0 | 0.27276 | 0 | 10.1622 | 10.1622 | 0 | 0 | 289 | 8471 | 0 | 0 | 0 | 0 | 116.5515 | 30.1716 | -0.31064 | -26.6348 | 2275.802 | 155.592 | 0 | 0 | 0 | 0 | 0 | 0 | 0 | 0 | 0 | 0 | 1358.2303 | 2861.647 | 569.0403 | 3851.2693 | 23349.2253 | 0.075305 | 0.00032051 | 86.4793 | 43.2396 | 43.2397 | 1552.7579 | 1.6413 | 19766.321 | 136113.522 | 616268.8826 | 0 | 0 | 0 | 10.9359 | #N/A | #N/A
SEPARATOR BA | CISC | CA_CISO | CA | Pumped Storage | Energy Storage | 112.5 | -112.5 |  | 2023-05-15 | 2054-12-31 | 47.8434 | -22.9523 | -5.231 | 112.5 | 112.5 | 146597.6911 | 170879.632 | 4.7999 | 0.14875 | 0.47622 | 5.5895 | 5.1132 | 8760 | 0 | 8760 | 0 | 0 | -0.036423 | 1.2179 | 0 | 70.0001 | -12.2497 | -4.4407 | -31.9239 | 1978.8141 | 72.342 | 1.1354 | 0 | 0 | 0 | 0 | 0 | 0 | 0 | 0 | 0 | 26316.7619 | 34699.1262 | 39335.6001 | 0 | 51170.5871 | 0.15866 | 0.00010078 | 4.7626 | 4.7626 | 4.7626 | 262.953 | 5.7512 | 616.0887 | 0 | 448.786 | 0 | 0 | 0 | 5.5908 | #N/A | #N/A
SePV 5-1 PV-NT | CISC | CA_CISO | CA | Hourly Resource | PV-NonTracking | 2 | 0 |  | 2012-05-10 | 2051-12-31 | 31.9299 | -18.1178 | -6.4783 | 2 | 2 | 4209.57 | 0 | 0 | 0.24027 | 0 | 0.13441 | 0.13441 | 8760 | 0 | 8760 | 0 | 0 | 0 | 0 | 225.788 | 66.6709 | -13.1776 | -6.842 | -26.3039 | 1955.5885 | 70.599 | 0 | 0 | 0 | 0 | 0 | 0 | 0 | 0 | 0 | 0 | 0 | 0 | 0 | 0 | 0 | 0.15866 | 0.00010078 | 4.7626 | 4.7626 | 4.7626 | 0 | 0 | 0 | 0 | 0 | 0 | 0 | 0 | 0.13441 | #N/A | #N/A
SEPV BARBARA 3 PV-NT | CIPV | CA_CISO | CA | Hourly Resource | PV-NonTracking | 1.6 | 0 |  | 2023-09-30 | 2054-12-31 | 33.8571 | -15.5305 | -4.6444 | 1.6 | 1.6 | 3821.4513 | 0 | 0 | 0.27265 | 0 | 0.12938 | 0.12938 | 8760 | 0 | 8760 | 0 | 0 | 0 | 0 | 17.9936 | 78.1085 | -3.362 | -5.2201 | -25.1076 | 1930.4723 | 73.454 | 0 | 0 | 0 | 0 | 0 | 0 | 0 | 0 | 0 | 0 | 0 | 0 | 0 | 0 | 2.9468e-07 | 0.15866 | 0.00010078 | 4.7626 | 4.7626 | 4.7626 | 0 | 0 | 0 | 0 | 2.0128e-06 | 0 | 0 | 0 | 0.12938 | #N/A | #N/A
SEPV Cuyama Hybrid CUYA1 BA | CIPV | CA_CISO | CA | Pumped Storage | Energy Storage | 3 | -3 |  | 2023-12-01 | 2051-12-31 | 61.5931 | -13.1216 | -5.2401 | 3 | 3 | 4198.9502 | 4897.5881 | 0.17843 | 0.15978 | 0.013645 | 0.20342 | 0.18978 | 8760 | 0 | 8760 | 0 | 0 | -0.001048 | 0.032259 | 0 | 80.3014 | -3.3656 | -3.0235 | -25.2134 | 1957.2466 | 75.1383 | 1.1735 | 0 | 0 | 0 | 0 | 0 | 0 | 0 | 0 | 0 | 111.5294 | 57.4231 | 1402.2008 | 8.55 | 274.1148 | 0.15866 | 0.00010078 | 4.7626 | 4.7626 | 4.7626 | 0.024952 | 0.012805 | 1954.4719 | 0.0020315 | 685.2129 | 0 | 0 | 0 | 0.20606 | #N/A | #N/A
SePV Palmdale East 1 PV-NT | CISC | CA_CISO | CA | Hourly Resource | PV-NonTracking | 10 | 0 |  | 2015-07-31 | 2054-12-31 | 34.0649 | -18.9834 | -3.6509 | 10 | 10 | 27020.9901 | 0 | 0 | 0.30846 | 0 | 0.92047 | 0.92047 | 8760 | 0 | 8760 | 0 | 0 | 0 | 0 | 1182.61 | 72.219 | -10.8883 | -3.5832 | -25.681 | 1989.2312 | 72.4263 | 0 | 0 | 0 | 0 | 0 | 0 | 0 | 0 | 0 | 0 | 0 | 0 | 0 | 0 | 3.6322e-06 | 0.15866 | 0.00010078 | 4.7626 | 4.7626 | 4.7626 | 0 | 0 | 0 | 0 | -1.2901e-06 | 0 | 0 | 0 | 0.92047 | #N/A | #N/A
SePV Sierra Ngr 1 PV-NT | CISC | CA_CISO | CA | Hourly Resource | PV-NonTracking | 8.25 | 0 |  | 2021-12-22 | 2051-12-31 | 34.7965 | -16.1575 | -5.4021 | 8.25 | 8.25 | 21484.6088 | 0 | 0 | 0.29728 | 0 | 0.74759 | 0.74759 | 8760 | 0 | 8760 | 0 | 0 | 0 | 0 | 23.2733 | 72.7922 | -8.8657 | -5.0326 | -25.128 | 1962.6439 | 71.9581 | 0 | 0 | 0 | 0 | 0 | 0 | 0 | 0 | 0 | 0 | 0 | 0 | 0 | 0 | 5.5297e-07 | 0.15866 | 0.00010078 | 4.7626 | 4.7626 | 4.7626 | 0 | 0 | 0 | 0 | -5.6947e-06 | 0 | 0 | 0 | 0.74759 | #N/A | #N/A
Sepv8 1 PV-NT | CISC | CA_CISO | CA | Hourly Resource | PV-NonTracking | 12 | 0 |  | 2013-06-01 | 2050-12-31 | 31.93 | -18.1179 | -6.4783 | 12 | 12 | 25257.42 | 0 | 0 | 0.24027 | 0 | 0.80647 | 0.80647 | 8760 | 0 | 8760 | 0 | 0 | 0 | 0 | 1354.728 | 66.6709 | -13.1776 | -6.842 | -26.3039 | 1955.5885 | 70.599 | 0 | 0 | 0 | 0 | 0 | 0 | 0 | 0 | 0 | 0 | 0 | 0 | 0 | 0 | -1.755e-06 | 0.15866 | 0.00010078 | 4.7626 | 4.7626 | 4.7626 | 0 | 0 | 0 | 0 | -1.0197e-05 | 0 | 0 | 0 | 0.80647 | #N/A | #N/A
Sepv9 1 PV-NT | CISC | CA_CISO | CA | Hourly Resource | PV-NonTracking | 9 | 0 |  | 2013-06-01 | 2051-12-31 | 31.93 | -18.1179 | -6.4783 | 9 | 9 | 18943.065 | 0 | 0 | 0.24027 | 0 | 0.60485 | 0.60485 | 8760 | 0 | 8760 | 0 | 0 | 0 | 0 | 1016.046 | 66.6709 | -13.1776 | -6.842 | -26.3039 | 1955.5885 | 70.599 | 0 | 0 | 0 | 0 | 0 | 0 | 0 | 0 | 0 | 0 | 0 | 0 | 0 | 0 | -1.8881e-06 | 0.15866 | 0.00010078 | 4.7626 | 4.7626 | 4.7626 | 0 | 0 | 0 | 0 | -3.1721e-06 | 0 | 0 | 0 | 0.60485 | #N/A | #N/A
Serrano (170PV + 214BESS) 1 BA | AZPS | SW_AZPS | AZ | Pumped Storage | Energy Storage | 214 | -214 |  | 2025-06-01 | 2051-12-31 | 39.0765 | -35.4159 | -9.5273 | 214 | 214 | 312078.154 | 364129.5563 | 6.7767 | 0.16647 | 1.0143 | 12.8705 | 11.8562 | 8760 | 0 | 8760 | 0 | 0 | -0.078077 | 2.687 | 0 | 46.2647 | -31.1163 | -9.3095 | -24.1689 | 1902.1549 | 65.9503 | 0.80558 | 0 | 0 | 0 | 0 | 0 | 0 | 0 | 0 | 0 | 61428.6567 | 40549.4404 | 22403.3191 | 33116.7823 | 124307.6551 | 0.94841 | 0.0016464 | 11.9962 | 5.1679 | 6.8283 | 324964.8413 | 11.5288 | 342090.3596 | 227031.5243 | 1143188.3376 | 0 | 0 | 0 | 14.9078 | #N/A | #N/A
Serrano (170PV + 214BESS) 1 PV | AZPS | SW_AZPS | AZ | Hourly Resource | PV | 170 | 0 |  | 2025-06-01 | 2051-12-31 | 16.3374 | -29.104 | -6.5568 | 170 | 170 | 467069.0502 | 0 | 0 | 0.31364 | 0 | 7.6307 | 7.6307 | 8760 | 0 | 8760 | 0 | 0 | 0 | 0 | 0 | 46.2647 | -31.1163 | -9.3095 | -24.1689 | 1902.1549 | 65.9503 | 0 | 0 | 0 | 0 | 0 | 0 | 0 | 0 | 0 | 0 | 0 | 144.4533 | 0 | 0 | 9.2154e-05 | 0.94841 | 0.0016464 | 11.9962 | 5.1679 | 6.8283 | 0 | 31.756 | 0 | 0 | 0.00059274 | 0 | 0 | 0 | 7.6307 | #N/A | #N/A
SevenMileHill1 | PAWY | BS_PACE | WY | Hourly Resource | WT-Onshore | 120 | 0 |  | 2008-12-31 | 2048-01-01 | 69.5242 | 4.4193 | -7.7403 | 120 | 120 | 441398.7496 | 0 | 0 | 0.4199 | 0 | 30.6879 | 30.6879 | 8760 | 0 | 8760 | 0 | 0 | 0 | 0 | 104.2904 | 108.1814 | 26.566 | -5.0752 | -23.8776 | 2101.9995 | 143.4478 | 0 | 0 | 0 | 0 | 0 | 0 | 0 | 0 | 0 | 0 | 0 | 441398.7496 | 0 | 0 | 104.2903 | 7.007 | 5.9428 | 85.5427 | 0.031824 | 85.5024 | 0 | 246932.2857 | 0 | 0 | 3081.7176 | 0 | 0 | 0 | 30.9379 | #N/A | #N/A
Seville 1 PV-T | IID | CA_IID | CA | Hourly Resource | PV-Tracking | 20 | 0 |  | 2015-12-01 | 2050-12-31 | 22.7074 | -21.6653 | -9.1121 | 20 | 20 | 59220.44 | 0 | 0 | 0.33802 | 0 | 1.3447 | 1.3447 | 8760 | 0 | 8760 | 0 | 0 | 0 | 0 | 253.26 | 61.405 | -14.9664 | -10.3191 | -27.3181 | 1906.2909 | 68.4033 | 0 | 0 | 0 | 0 | 0 | 0 | 0 | 0 | 0 | 0 | 0 | 7008.2717 | 0 | 0 | -5.9954e-06 | 0.30887 | 0.0049745 | 15.5549 | 5.1679 | 10.3853 | 0 | 271.0078 | 0 | 0 | -9.2561e-05 | 0 | 0 | 0 | 1.345 | #N/A | #N/A
Seville 2 PV-T | IID | CA_IID | CA | Hourly Resource | PV-Tracking | 30 | 0 |  | 2016-06-01 | 2050-12-31 | 26.9384 | -21.6411 | -10.0216 | 30 | 30 | 80647.6059 | 0 | 0 | 0.30688 | 0 | 2.1725 | 2.1725 | 8760 | 0 | 8760 | 0 | 0 | 0 | 0 | 7605.1047 | 61.3714 | -14.9664 | -10.3527 | -27.3744 | 1906.0636 | 68.4007 | 0 | 0 | 0 | 0 | 0 | 0 | 0 | 0 | 0 | 0 | 0 | 15468.0036 | 0 | 0 | 1183.1608 | 0.30887 | 0.0049745 | 15.5549 | 5.1679 | 10.3853 | 0 | 104.2396 | 0 | 0 | 0.47956 | 0 | 0 | 0 | 2.1726 | #N/A | #N/A
Sg Alhambra 1 PV-NT | IID | CA_IID | CA | Hourly Resource | PV-NonTracking | 50 | 0 |  | 2015-08-29 | 2050-12-31 | 25.3776 | -20.3236 | -8.6225 | 50 | 50 | 117872.576 | 0 | 0 | 0.26912 | 0 | 2.9913 | 2.9913 | 8760 | 0 | 8760 | 0 | 0 | 0 | 0 | 397.8023 | 61.4795 | -14.7538 | -10.4573 | -25.7477 | 1852.8352 | 66.126 | 0 | 0 | 0 | 0 | 0 | 0 | 0 | 0 | 0 | 0 | 0 | 69642.7725 | 0 | 0 | 114.7685 | 0.30887 | 0.0049745 | 15.5549 | 5.1679 | 10.3853 | 0 | 525.5894 | 0 | 0 | 0.028827 | 0 | 0 | 0 | 2.9919 | #N/A | #N/A
Sg Arkansas 1 PV-NT | IID | CA_IID | CA | Hourly Resource | PV-NonTracking | 50 | 0 |  | 2015-08-29 | 2050-12-31 | 25.2221 | -20.3305 | -8.6707 | 50 | 50 | 118075.3902 | 0 | 0 | 0.26958 | 0 | 2.9781 | 2.9781 | 8760 | 0 | 8760 | 0 | 0 | 0 | 0 | 195.0599 | 61.432 | -14.7644 | -10.4941 | -25.7213 | 1852.7335 | 66.1227 | 0 | 0 | 0 | 0 | 0 | 0 | 0 | 0 | 0 | 0 | 0 | 46813.8035 | 0 | 0 | 76.4471 | 0.30887 | 0.0049745 | 15.5549 | 5.1679 | 10.3853 | 0 | 524.8372 | 0 | 0 | 0.019038 | 0 | 0 | 0 | 2.9786 | #N/A | #N/A
Sg Sorrento 1 PV-NT | IID | CA_IID | CA | Hourly Resource | PV-Tracking | 50 | 0 |  | 2015-08-29 | 2050-12-31 | 32.3999 | -22.3345 | -10.0904 | 50 | 50 | 114212.2134 | 0 | 0 | 0.26076 | 0 | 3.7005 | 3.7005 | 8760 | 0 | 8760 | 0 | 0 | 0 | 0 | 17882.8865 | 60.7612 | -14.7848 | -11.1446 | -28.662 | 1844.7328 | 66.8987 | 0 | 0 | 0 | 0 | 0 | 0 | 0 | 0 | 0 | 0 | 0 | 1105.6551 | 0 | 0 | 378.1999 | 0.30887 | 0.0049745 | 15.5549 | 5.1679 | 10.3853 | 0 | 63.468 | 0 | 0 | 0.23335 | 0 | 0 | 0 | 3.7005 | #N/A | #N/A
Shafter Solar 1 PV-NT | CIPV | CA_CISO | CA | Hourly Resource | PV-NonTracking | 20 | 0 |  | 2015-06-04 | 2050-12-31 | 33.6 | -17.1252 | -3.7553 | 20 | 20 | 54675.6 | 0 | 0 | 0.31208 | 0 | 1.8371 | 1.8371 | 8760 | 0 | 8760 | 0 | 0 | 0 | 0 | 403.5 | 80.5467 | -3.3628 | -2.781 | -25.2119 | 2000.9403 | 76.0207 | 0 | 0 | 0 | 0 | 0 | 0 | 0 | 0 | 0 | 0 | 0 | 17.58 | 0 | 0 | 1.8044e-06 | 0.15866 | 0.00010078 | 4.7626 | 4.7626 | 4.7626 | 0 | 0.013143 | 0 | 0 | -2.0218e-06 | 0 | 0 | 0 | 1.8371 | #N/A | #N/A
Sharp Hills Wind Farm 1 WT | AESO | AB_AESO | AB | Hourly Resource | WT-Onshore | 297 | 0 |  | 2023-08-15 | 2054-12-31 | 57.3328 | -8.5613 | -10.8812 | 297 | 297 | 692137.0195 | 0 | 0 | 0.26603 | 0 | 39.6822 | 39.6822 | 8760 | 0 | 8760 | 0 | 0 | 0 | 0 | 2264.7227 | 89.9234 | 10.4159 | -7.183 | -34.7178 | 752.9993 | 70.8632 | 0 | 0 | 0 | 0 | 0 | 0 | 0 | 0 | 0 | 0 | 0 | 73.359 | 0 | 0 | 1995.3431 | 1.8659 | 0.0078726 | 35.0857 | 35.06 | 35.06 | 0 | 0.086944 | 0 | 0 | 108359.2235 | 0 | 0 | 0 | 39.7905 | #N/A | #N/A
Shasta 1 HY | BANC | CA_BANC | CA | Hydro | Hydro | 710 | 0 |  | 1949-04-01 | 2050-12-31 | 118.7359 | 12.4614 | 0.4394 | 560.5278 | 410.0755 | 1703300.8257 | 0 | 0 | 0.29001 | 0 | 202.243 | 202.243 | 0 | 0 | 146 | 8614 | 0 | 0 | 0 | 0 | 106.9398 | 18.3885 | 1.8607 | -11.2549 | 1780.6877 | 66.735 | 0 | 0 | 0 | 0 | 0 | 0 | 0 | 0 | 0 | 0 | 16898.1899 | 186242.8975 | 15394.4275 | 134127.4732 | 648967.7145 | 0.3521 | 0.050745 | 0.86998 | 0.031824 | 0.83815 | 9145.2091 | 13454.5255 | 12036.1151 | 5933.6064 | 294090.7601 | 0 | 0 | 0 | 202.5777 | #N/A | #N/A
Shavano Falls 1 HY | WACM | RM_WACM | CO | Hydro | Hydro | 2.8 | 0 |  | 2012-09-01 | 2050-12-31 | 153.5018 | 69.2273 | 1.603 | 1.9347 | 0.22605 | 8545.9684 | 0 | 0 | 0.19511 | 0 | 1.3118 | 1.3118 | 0 | 0 | 2549 | 6211 | 0 | 0 | 0 | 0 | 152.6219 | 65.8425 | 0.088891 | -24.5611 | 2649.6108 | 237.6203 | 0 | 0 | 0 | 0 | 0 | 0 | 0 | 0 | 0 | 0 | 114.2042 | 133.4284 | 174.3682 | 512.8176 | 790.7381 | 0.075305 | 0.00032051 | 86.4793 | 43.2396 | 43.2397 | 135.3354 | 0.11039 | 2446.2085 | 23519.9532 | 60389.8757 | 0 | 0 | 0 | 1.3983 | #N/A | #N/A
Shell SR Scotford Solar 1 PV-NT | AESO | AB_AESO | AB | Hourly Resource | PV-NonTracking | 58 | 0 |  | 2024-06-30 | 2051-12-31 | 72.9029 | 14.1449 | 3.4891 | 58 | 58 | 129516.4447 | 0 | 0 | 0.25491 | 0 | 9.4421 | 9.4421 | 8760 | 0 | 8760 | 0 | 0 | 0 | 0 | 126.2579 | 96.8377 | 10.9409 | -0.79374 | -25.0913 | 766.796 | 68.8836 | 0 | 0 | 0 | 0 | 0 | 0 | 0 | 0 | 0 | 0 | 0 | 0 | 0 | 0 | 32.0741 | 1.8659 | 0.0078726 | 35.0857 | 35.06 | 35.06 | 0 | 0 | 0 | 0 | 1044.505 | 0 | 0 | 0 | 9.4432 | #N/A | #N/A
Shiloh I Wind Project 1 WT | CIPB | CA_CISO | CA | Hourly Resource | WT-Onshore | 150 | 0 |  | 2006-03-30 | 2050-12-31 | 98.0789 | 1.2929 | -1.3751 | 150 | 150 | 392983.651 | 0 | 0 | 0.29907 | 0 | 38.5434 | 38.5434 | 8760 | 0 | 8760 | 0 | 0 | 0 | 0 | 519.15 | 94.5947 | 6.9918 | 0.9124 | -25.9083 | 1566.6007 | 59.567 | 0 | 0 | 0 | 0 | 0 | 0 | 0 | 0 | 0 | 0 | 0 | 5047.2251 | 0 | 0 | -7.2643e-06 | 0.15866 | 0.00010078 | 4.7626 | 4.7626 | 4.7626 | 0 | 2.0935 | 0 | 0 | 0.0058053 | 0 | 0 | 0 | 38.5434 | #N/A | #N/A
Shiloh III Wind Project 1 WT | CIPB | CA_CISO | CA | Hourly Resource | WT-Onshore | 102.5 | 0 |  | 2011-12-22 | 2050-12-31 | 98.0963 | 1.2836 | -1.2929 | 102.5 | 102.5 | 268678.33 | 0 | 0 | 0.29923 | 0 | 26.3563 | 26.3563 | 8760 | 0 | 8760 | 0 | 0 | 0 | 0 | 215.25 | 94.6342 | 6.9918 | 0.95186 | -25.9112 | 1568.7094 | 59.6079 | 0 | 0 | 0 | 0 | 0 | 0 | 0 | 0 | 0 | 0 | 0 | 31527.391 | 0 | 0 | 6.6628 | 0.15866 | 0.00010078 | 4.7626 | 4.7626 | 4.7626 | 0 | 8.222 | 0 | 0 | 0.0036363 | 0 | 0 | 0 | 26.3563 | #N/A | #N/A
Shiloh IV Wind Project 1 WT | CIPB | CA_CISO | CA | Hourly Resource | WT-Onshore | 100 | 0 |  | 2012-12-07 | 2050-12-31 | 98.3619 | 1.2836 | -1.0273 | 100 | 100 | 262125.2008 | 0 | 0 | 0.29923 | 0 | 25.7831 | 25.7831 | 8760 | 0 | 8760 | 0 | 0 | 0 | 0 | 210 | 94.7631 | 6.9918 | 1.0808 | -25.9209 | 1575.5978 | 59.7417 | 0 | 0 | 0 | 0 | 0 | 0 | 0 | 0 | 0 | 0 | 0 | 262125.2008 | 0 | 0 | 209.9998 | 0.15866 | 0.00010078 | 4.7626 | 4.7626 | 4.7626 | 0 | 21.8162 | 0 | 0 | 0.012467 | 0 | 0 | 0 | 25.7832 | #N/A | #N/A
Shiloh Wind Project 2 WT | CIPV | CA_CISO | CA | Hourly Resource | WT-Onshore | 150 | 0 |  | 2009-01-27 | 2050-12-31 | 97.846 | 1.2836 | -1.5432 | 150 | 150 | 393187.801 | 0 | 0 | 0.29923 | 0 | 38.4718 | 38.4718 | 8760 | 0 | 8760 | 0 | 0 | 0 | 0 | 315 | 94.5127 | 6.9918 | 0.83039 | -25.9021 | 1562.2186 | 59.4824 | 0 | 0 | 0 | 0 | 0 | 0 | 0 | 0 | 0 | 0 | 0 | 385780.6131 | 0 | 0 | 315.0002 | 0.15866 | 0.00010078 | 4.7626 | 4.7626 | 4.7626 | 0 | 32.4641 | 0 | 0 | 0.030018 | 0 | 0 | 0 | 38.4719 | #N/A | #N/A
Shinish Creek Wind 1 WT | BCHA | BC_BCHA | BC | Hourly Resource | WT-Onshore | 15 | 0 |  | 2017-03-08 | 2050-12-31 | 76.7348 | 4.0984 | -4.0934 | 15 | 15 | 54032.34 | 0 | 0 | 0.41121 | 0 | 4.1462 | 4.1462 | 8760 | 0 | 8760 | 0 | 0 | 0 | 0 | 9.585 | 101.3069 | 14.8581 | -0.24178 | -27.019 | 1059.849 | 84.5627 | 0 | 0 | 0 | 0 | 0 | 0 | 0 | 0 | 0 | 0 | 0 | 163.995 | 0 | 0 | -3.9581e-07 | 0.00013821 | 0.00013721 | 0.00014044 | 0.00013944 | 0.00013842 | 0 | 0.092132 | 0 | 0 | -2.212e-10 | 0 | 0 | 0 | 4.1462 | #N/A | #N/A
Shoshone 1 HY | WACM | RM_WACM | WY | Hydro | Hydro | 3 | 0 |  | 1908-01-01 | 2058-12-31 | 122.9649 | 31.6522 | -0.38654 | 3.0981 | 2.8147 | 19706.353 | 0 | 0 | 0.44992 | 0 | 2.4232 | 2.4232 | 0 | 0 | 591 | 8169 | 0 | 0 | 0 | 0 | 111.7302 | 25.3975 | -0.35786 | -134.5974 | 1907.8214 | 134.0846 | 0 | 0 | 0 | 0 | 0 | 0 | 0 | 0 | 0 | 0 | 99.8961 | 161.4982 | 126.97 | 365.1242 | 3888.9762 | 0.075305 | 0.00032051 | 86.4793 | 43.2396 | 43.2397 | 49.5202 | 0.071774 | 7949.6547 | 21337.323 | 88534.6445 | 0 | 0 | 0 | 2.5411 | #N/A | #N/A
Shoshone Falls Upgrade 1 HY | IPMV | BS_IPCO | ID | Hydro | Hydro | 13.5 | 0 |  | 2020-01-01 | 2051-12-31 | 114.1801 | 24.0421 | 3.8159 | 10.1217 | 13 | 82801.0183 | 0 | 0 | 0.72709 | 0 | 9.4542 | 9.4542 | 0 | 0 | 328 | 8432 | 0 | 0 | 0 | 211.6378 | 116.1238 | 25.5379 | 3.8953 | -29.1105 | 1919.1445 | 132.955 | 0 | 0 | 0 | 0 | 0 | 0 | 0 | 0 | 0 | 0 | 64.4813 | 135.9519 | 354.8981 | 88.0349 | 2878.5223 | 0.015242 | 0.010783 | 14.1881 | 0.031824 | 14.1563 | 83.9443 | 360.4733 | 10695.908 | 0.08409 | 138807.3181 | 0 | 0 | 0 | 9.6042 | #N/A | #N/A
Sierra Estrella (4 HR) 1 BA | SRP | SW_SRP | AZ | Pumped Storage | Energy Storage | 250 | -250 |  | 2024-06-01 | 2044-08-31 | 31.6604 | -38.3447 | -8.719 | 250 | 250 | 363325.7911 | 423912.6809 | 5.9444 | 0.1659 | 1.1809 | 13.0355 | 11.8547 | 8760 | 0 | 8760 | 0 | 0 | -0.09088 | 3.3242 | 0 | 43.162 | -34.3539 | -9.1746 | -62.061 | 1895.6182 | 64.0536 | 0.78254 | 0 | 0 | 0 | 0 | 0 | 0 | 0 | 0 | 0 | 168033.247 | 112850.4711 | 169610.8604 | 13827.7174 | 260432.5605 | 1.0352 | 0.11547 | 12.6186 | 5.1679 | 7.4506 | 323680.174 | 26709.746 | 1398886.4927 | 243529.4567 | 3244896.7176 | 0 | 0 | 0 | 18.2732 | #N/A | #N/A
Sierra Solar 1 (fka Cersola 1) PV-NT | SPPC | SW_NVE | NV | Hourly Resource | PV-NonTracking | 400 | 0 |  | 2030-01-31 | 2051-12-31 | -12.1765 | -65.6115 | -3.9255 | 400 | 400 | 616099.7464 | 0 | 0 | 0.17583 | 0 | -7.502 | -7.502 | 8760 | 0 | 8760 | 0 | 0 | 0 | 0 | 178853.4546 | 28.3006 | -52.1096 | -6.2803 | -26.7754 | 1752.6527 | 64.6581 | 0 | 0 | 0 | 0 | 0 | 0 | 0 | 0 | 0 | 0 | 0 | 0 | 0 | 0 | 1.4901e-06 | 0.19614 | 0.00021973 | 4.6327 | 0.031824 | 4.6009 | 0 | 0 | 0 | 0 | 1.4759e-05 | 0 | 0 | 0 | -7.502 | #N/A | #N/A
Sierra Solar 1 PV-T | SPPC | SW_NVE | NV | Hourly Resource | PV-Tracking | 1000 | 0 |  | 2025-05-01 | 2051-12-31 | -14.8001 | -66.4191 | -3.6104 | 1000 | 1000 | 1542417.9583 | 0 | 0 | 0.17608 | 0 | -22.828 | -22.828 | 8760 | 0 | 8760 | 0 | 0 | 0 | 0 | 273934.0429 | 27.798 | -52.1092 | -6.7833 | -26.9403 | 1736.7072 | 64.1193 | 0 | 0 | 0 | 0 | 0 | 0 | 0 | 0 | 0 | 0 | 0 | 0 | 0 | 0 | -2.6729e-05 | 0.19614 | 0.00021973 | 4.6327 | 0.031824 | 4.6009 | 0 | 0 | 0 | 0 | 0.00023666 | 0 | 0 | 0 | -22.828 | #N/A | #N/A
Sierra Solar 2 (fka Cersola 2) PV-NT | SPPC | SW_NVE | NV | Hourly Resource | PV-NonTracking | 600 | 0 |  | 2030-01-31 | 2051-12-31 | -11.3018 | -65.4581 | -3.9955 | 600 | 600 | 865134.5128 | 0 | 0 | 0.1646 | 0 | -9.7776 | -9.7776 | 8760 | 0 | 8760 | 0 | 0 | 0 | 0 | 327295.2876 | 28.3006 | -52.1096 | -6.2803 | -26.7754 | 1752.6527 | 64.6581 | 0 | 0 | 0 | 0 | 0 | 0 | 0 | 0 | 0 | 0 | 0 | 0 | 0 | 0 | -5.2154e-06 | 0.19614 | 0.00021973 | 4.6327 | 0.031824 | 4.6009 | 0 | 0 | 0 | 0 | -2.1702e-05 | 0 | 0 | 0 | -9.7776 | #N/A | #N/A
Sierra Solar BA | SPPC | SW_NVE | NV | Pumped Storage | Energy Storage | 1000 | -1000 |  | 2028-12-01 | 2063-12-01 | 11.2656 | -61.5665 | -6.5507 | 1000 | 1000 | 1450117.0344 | 1691902.3241 | -18.138 | 0.16554 | 4.713 | 71.6728 | 66.9598 | 8760 | 0 | 8760 | 0 | 0 | -0.36268 | 13.4326 | 0 | 27.798 | -52.1092 | -6.7833 | -26.9403 | 1736.7072 | 64.1193 | 0.71661 | 0 | 0 | 0 | 0 | 0 | 0 | 0 | 0 | 0 | 330049.9986 | 944786.4346 | 227530.344 | 2200278.7322 | 1730700.3385 | 0.19614 | 0.00021973 | 4.6327 | 0.031824 | 4.6009 | 15319.9235 | 249.4725 | 191442.1448 | 26644.3617 | 2855088.0938 | 0 | 0 | 0 | 74.7615 | #N/A | #N/A
Sierra Solar Greenworks 1 PV-NT | CISC | CA_CISO | CA | Hourly Resource | PV-NonTracking | 20 | 0 |  | 2015-11-30 | 2050-12-31 | 34.4942 | -14.1978 | -5.7241 | 20 | 20 | 42525.5801 | 0 | 0 | 0.24273 | 0 | 1.4669 | 1.4669 | 8760 | 0 | 8760 | 0 | 0 | 0 | 0 | 70.68 | 72.7017 | -8.743 | -5.2459 | -25.164 | 1963.1154 | 71.9353 | 0 | 0 | 0 | 0 | 0 | 0 | 0 | 0 | 0 | 0 | 0 | 0 | 0 | 0 | 1.7812e-06 | 0.15866 | 0.00010078 | 4.7626 | 4.7626 | 4.7626 | 0 | 0 | 0 | 0 | -2.7794e-06 | 0 | 0 | 0 | 1.4669 | #N/A | #N/A
Sigurd Solar PV-T | PAUT | BS_PACE | UT | Hourly Resource | PV-Tracking | 80 | 2.7 |  | 2021-05-03 | 2046-05-02 | 58.4596 | 8.1349 | -3.5627 | 80 | 80 | 193851.8527 | 0 | 0 | 0.27662 | 0 | 11.3325 | 11.3325 | 8760 | 0 | 8760 | 0 | 0 | 0 | 0 | 7516.1478 | 107.576 | 24.8403 | -3.9548 | -24.7734 | 2290.5327 | 145.7184 | 0 | 0 | 0 | 0 | 0 | 0 | 0 | 0 | 0 | 0 | 0 | 49878.3667 | 0 | 0 | 7516.1478 | 7.007 | 5.9428 | 85.5427 | 0.031824 | 85.5024 | 0 | 134573.09 | 0 | 0 | 293383.3709 | 0 | 0 | 0 | 11.7605 | #N/A | #N/A
Silver Ridge Mount Signal 1 PV-NT | CISD | CA_CISO | CA | Hourly Resource | PV-NonTracking | 200 | 0 |  | 2013-10-28 | 2050-12-31 | 24.9544 | -20.5829 | -7.7666 | 200 | 200 | 557114.8005 | 0 | 0 | 0.31799 | 0 | 13.9025 | 13.9025 | 8760 | 0 | 8760 | 0 | 0 | 0 | 0 | 496.6 | 62.3174 | -14.38 | -9.9932 | -25.4184 | 1880.4454 | 66.9526 | 0 | 0 | 0 | 0 | 0 | 0 | 0 | 0 | 0 | 0 | 0 | 0 | 0 | 0 | -3.3528e-05 | 0.15866 | 0.00010078 | 4.7626 | 4.7626 | 4.7626 | 0 | 0 | 0 | 0 | -0.00013681 | 0 | 0 | 0 | 13.9025 | #N/A | #N/A
Silver Ridge Mount Signal 2 PV-NT | CISD | CA_CISO | CA | Hourly Resource | PV-NonTracking | 150 | 0 |  | 2019-12-06 | 2050-12-31 | 25.4685 | -21.6704 | -8.568 | 150 | 150 | 373800.194 | 0 | 0 | 0.28448 | 0 | 9.5201 | 9.5201 | 8760 | 0 | 8760 | 0 | 0 | 0 | 0 | 797.2064 | 62.163 | -14.38 | -10.1475 | -25.5793 | 1878.5255 | 66.905 | 0 | 0 | 0 | 0 | 0 | 0 | 0 | 0 | 0 | 0 | 0 | 0 | 0 | 0 | -1.3039e-06 | 0.15866 | 0.00010078 | 4.7626 | 4.7626 | 4.7626 | 0 | 0 | 0 | 0 | 0.00011434 | 0 | 0 | 0 | 9.5201 | #N/A | #N/A
Silver Sage 1 WT | WACM | RM_WACM | WY | Hourly Resource | WT-Onshore | 42 | 0 |  | 2009-10-01 | 2050-12-31 | 82.4543 | 6.8377 | -0.62166 | 42 | 42 | 128786.0694 | 0 | 0 | 0.35004 | 0 | 10.619 | 10.619 | 8760 | 0 | 8760 | 0 | 0 | 0 | 0 | 162.288 | 122.4766 | 32.9822 | 2.8039 | -25.2721 | 2426.0068 | 165.5785 | 0 | 0 | 0 | 0 | 0 | 0 | 0 | 0 | 0 | 0 | 0 | 87707.1975 | 0 | 0 | 162.2881 | 0.075305 | 0.00032051 | 86.4793 | 43.2396 | 43.2397 | 0 | 31.6846 | 0 | 0 | 1306.4633 | 0 | 0 | 0 | 10.6203 | #N/A | #N/A
Silver Springs 1 HY | CIPV | CA_CISO | CA | Hydro | Hydro | 0.6 | 0 |  | 2017-08-10 | 2050-12-31 | 98.419 | 10.9919 | 2.3704 | 0.2724 | 0.2724 | 1418.6641 | 0 | 0 | 0.59452 | 0 | 0.13962 | 0.13962 | 0 | 0 | 3 | 8757 | 0 | 0 | 0 | 67.509 | 100.1704 | 10.5609 | 2.9189 | -25.262 | 1807.3409 | 71.1712 | 0 | 0 | 0 | 0 | 0 | 0 | 0 | 0 | 0 | 0 | 25.7502 | 2.1384 | 3.531 | 62.9075 | 251.2872 | 0.15866 | 0.00010078 | 4.7626 | 4.7626 | 4.7626 | 311.0785 | 0.00098223 | 130.4429 | 974.8439 | 3002.905 | 0 | 0 | 0 | 0.14404 | #N/A | #N/A
Silver State North 2 | NEVP | SW_NVE | NV | Hourly Resource | PV-Tracking | 26.5 | 3 |  | 2012-03-01 | 2037-12-31 | 10.2171 | -31.6503 | -10.8235 | 26.5 | 26.5 | 57328.654 | 0 | 0 | 0.24696 | 0 | 0.58573 | 0.58573 | 8760 | 0 | 8760 | 0 | 0 | 0 | 0 | 2861.617 | 42.7392 | -32.14 | -11.8114 | -31.9979 | 1868.1248 | 65.1373 | 0 | 0 | 0 | 0 | 0 | 0 | 0 | 0 | 0 | 0 | 0 | 51199.6404 | 0 | 0 | 2415.0692 | 0.19614 | 0.00021973 | 4.6327 | 0.031824 | 4.6009 | 0 | 19.1729 | 0 | 0 | 0.75918 | 0 | 0 | 0 | 0.58575 | #N/A | #N/A
Silver State North Solar 1 PV-NT | NEVP | SW_NVE | NV | Hourly Resource | PV-NonTracking | 26.5 | 3 |  | 2012-03-01 | 2037-12-31 | 10.161 | -31.7023 | -10.7925 | 26.5 | 26.5 | 57459.317 | 0 | 0 | 0.24752 | 0 | 0.58384 | 0.58384 | 8760 | 0 | 8760 | 0 | 0 | 0 | 0 | 2730.9541 | 42.7579 | -32.14 | -11.7927 | -31.952 | 1868.2115 | 65.1379 | 0 | 0 | 0 | 0 | 0 | 0 | 0 | 0 | 0 | 0 | 0 | 51538.1536 | 0 | 0 | 2371.8709 | 0.19614 | 0.00021973 | 4.6327 | 0.031824 | 4.6009 | 0 | 19.2787 | 0 | 0 | 0.74104 | 0 | 0 | 0 | 0.58386 | #N/A | #N/A
Silver State South 1 PV-NT | CISC | CA_CISO | NV | Hourly Resource | PV-Tracking | 250 | 0 |  | 2016-08-23 | 2050-12-31 | 17.3082 | -29.863 | -7.5438 | 250 | 250 | 672008.8141 | 0 | 0 | 0.30685 | 0 | 11.6313 | 11.6313 | 8760 | 0 | 8760 | 0 | 0 | 0 | 0 | 28639.4367 | 51.6158 | -26.0222 | -9.0526 | -30.0742 | 1888.058 | 66.6154 | 0 | 0 | 0 | 0 | 0 | 0 | 0 | 0 | 0 | 0 | 0 | 13454.1047 | 0 | 0 | 973.1537 | 0.15866 | 0.00010078 | 4.7626 | 4.7626 | 4.7626 | 0 | 5.9848 | 0 | 0 | 0.71777 | 0 | 0 | 0 | 11.6313 | #N/A | #N/A
Silver State South BA | CISC | CA_CISO | NV | Pumped Storage | Energy Storage | 250 | -250 |  | 2016-12-31 | 2054-12-31 | 36.4449 | -30.4711 | -7.9535 | 250 | 250 | 365171.9525 | 426084.6364 | 7.6717 | 0.16675 | 1.1869 | 13.4938 | 12.3069 | 8760 | 0 | 8760 | 0 | 0 | -0.091369 | 3.439 | 0 | 52.3695 | -26.0642 | -8.2568 | -30.21 | 1891.4316 | 66.5186 | 0.90151 | 0 | 0 | 0 | 0 | 0 | 0 | 0 | 0 | 0 | 6037.5635 | 10287.8105 | 87404.5852 | 0 | 194671.3643 | 0.15866 | 0.00010078 | 4.7626 | 4.7626 | 4.7626 | 1512.9108 | 2.2192 | 176154.6452 | 0 | 69255.8096 | 0 | 0 | 0 | 13.7407 | #N/A | #N/A
Silverstrand BESS 1 BA | CISC | CA_CISO | CA | Pumped Storage | Energy Storage | 11 | -11 |  | 2021-03-01 | 2050-12-31 | 58.8921 | -19.4329 | -3.5626 | 11 | 11 | 13946.5826 | 16252.4497 | 0.66787 | 0.14473 | 0.045299 | 0.44275 | 0.39745 | 8760 | 0 | 8760 | 0 | 0 | -0.0034588 | 0.12745 | 0 | 79.0108 | -5.4974 | -2.1824 | -25.8732 | 2024.4164 | 72.5287 | 1.1975 | 0 | 0 | 0 | 0 | 0 | 0 | 0 | 0 | 0 | 9488.1992 | 29312.1492 | 29887.2561 | 11 | 8298.1191 | 0.15866 | 0.00010078 | 4.7626 | 4.7626 | 4.7626 | 1.06 | 2.2774 | 2941.9258 | 0.001815 | 7.1629 | 0 | 0 | 0 | 0.44571 | #N/A | #N/A
Simcoe Solar 1 PV-T | IPTV | BS_IPCO | ID | Hourly Resource | PV-NonTracking | 20 | 0 |  | 2016-12-31 | 2050-12-31 | 88.6808 | 26.3352 | 4.8133 | 20 | 20 | 45053.8 | 0 | 0 | 0.25716 | 0 | 3.9954 | 3.9954 | 8760 | 0 | 8760 | 0 | 0 | 0 | 0 | 162.16 | 116.5547 | 24.6696 | 5.1946 | -30.425 | 1925.6521 | 128.3703 | 0 | 0 | 0 | 0 | 0 | 0 | 0 | 0 | 0 | 0 | 0 | 1247.9819 | 0 | 0 | -7.7998e-06 | 0.015242 | 0.010783 | 14.1881 | 0.031824 | 14.1563 | 0 | 7.1116 | 0 | 0 | -0.00034127 | 0 | 0 | 0 | 3.9954 | #N/A | #N/A
Site C 1 HY | BCHA | BC_BCHA | BC | Hydro | Hydro | 1144.98 | 0 |  | 2023-12-07 | 2050-12-31 | 73.8628 | -8.9895 | -2.9238 | 1234.1 | 1234.1 | 4690039.4278 | 0 | 0 | 0.43383 | 0 | 346.4196 | 346.4196 | 0 | 0 | 0 | 8760 | 0 | 0 | 0 | 0 | 83.3129 | -1.3251 | -2.0526 | -78.926 | 1043.2906 | 86.3994 | 0 | 0 | 0 | 0 | 0 | 0 | 0 | 0 | 0 | 0 | 4914.2145 | 71460.4839 | 34291.6956 | 42402.7283 | 140618.1237 | 0.00013821 | 0.00013721 | 0.00014044 | 0.00013944 | 0.00013842 | 1.3229 | 12.4216 | 7.0954 | 6.7833 | 28.7571 | 0 | 0 | 0 | 346.4196 | #N/A | #N/A
Skic Solar 1 PV-NT | CIPV | CA_CISO | CA | Hourly Resource | PV-NonTracking | 10 | 0 |  | 2017-01-05 | 2050-12-31 | 29.9352 | -17.1263 | -7.1205 | 10 | 10 | 25659.09 | 0 | 0 | 0.29291 | 0 | 0.76811 | 0.76811 | 8760 | 0 | 8760 | 0 | 0 | 0 | 0 | 127.19 | 78.5768 | -3.3644 | -4.7494 | -25.5629 | 1986.1614 | 76.2495 | 0 | 0 | 0 | 0 | 0 | 0 | 0 | 0 | 0 | 0 | 0 | 25.47 | 0 | 0 | 3.5914e-06 | 0.15866 | 0.00010078 | 4.7626 | 4.7626 | 4.7626 | 0 | 0.016214 | 0 | 0 | 1.0068e-05 | 0 | 0 | 0 | 0.76811 | #N/A | #N/A
Sky Ranch Solar 1 PV-T | PNM | SW_PNM | NM | Hourly Resource | PV-Tracking | 190 | 0 |  | 2023-12-31 | 2044-04-30 | 15.5181 | -32.9025 | -4.1893 | 190 | 190 | 527966.9762 | 0 | 0 | 0.31721 | 0 | 8.193 | 8.193 | 8760 | 0 | 8760 | 0 | 0 | 0 | 0 | 18.7038 | 48.7299 | -33.9946 | -3.966 | -25.331 | 1939.5334 | 74.1024 | 0 | 0 | 0 | 0 | 0 | 0 | 0 | 0 | 0 | 0 | 0 | 83053.4036 | 0 | 0 | -1.8626e-06 | 0.89269 | 0.0029891 | 22.2939 | 5.1679 | 17.1082 | 0 | 850.1395 | 0 | 0 | 0.0034236 | 0 | 0 | 0 | 8.1939 | #N/A | #N/A
Sky Ranch Storage 1 BA | PNM | SW_PNM | NM | Pumped Storage | Energy Storage | 50 | -50 |  | 2023-12-31 | 2043-12-31 | 42.3046 | -37.0063 | -3.3598 | 50 | 50 | 75838.4564 | 88665.732 | 1.5779 | 0.17315 | 0.24676 | 3.8035 | 3.5567 | 8760 | 0 | 8760 | 0 | 0 | -0.019241 | 0.76196 | 0 | 48.8699 | -34.0244 | -3.7963 | -25.3085 | 1938.4482 | 74.0014 | 0.84804 | 0 | 0 | 0 | 0 | 0 | 0 | 0 | 0 | 0 | 82985.7978 | 191953.1769 | 78750.4253 | 12173.6638 | 166271.6084 | 0.89269 | 0.0029891 | 22.2939 | 5.1679 | 17.1082 | 58631.167 | 238.015 | 881121.4482 | 36893.9928 | 1456269.5893 | 0 | 0 | 0 | 6.2366 | #N/A | #N/A
Sky River Wind Repower A WT | CISC | CA_CISO | CA | Hourly Resource | WT-Onshore | 30 | 0 |  | 2021-09-01 | 2050-12-31 | 63.485 | -10.5802 | -9.3459 | 30 | 30 | 107546.9102 | 0 | 0 | 0.40923 | 0 | 6.8276 | 6.8276 | 8760 | 0 | 8760 | 0 | 0 | 0 | 0 | 2063.82 | 68.601 | -10.3451 | -7.7445 | -26.48 | 1861.5865 | 70.475 | 0 | 0 | 0 | 0 | 0 | 0 | 0 | 0 | 0 | 0 | 0 | 0 | 0 | 0 | -1.9791e-05 | 0.15866 | 0.00010078 | 4.7626 | 4.7626 | 4.7626 | 0 | 0 | 0 | 0 | 0.00023534 | 0 | 0 | 0 | 6.8276 | #N/A | #N/A
Sky River Wind Repower B WT | CISC | CA_CISO | CA | Hourly Resource | WT-Onshore | 30.2 | 0 |  | 2021-09-17 | 2050-12-31 | 65.5422 | -10.6234 | -7.2962 | 30.2 | 30.2 | 108261.6486 | 0 | 0 | 0.40923 | 0 | 7.0957 | 7.0957 | 8760 | 0 | 8760 | 0 | 0 | 0 | 0 | 2079.8229 | 69.9039 | -10.3451 | -6.4415 | -25.6733 | 1898.4939 | 71.3341 | 0 | 0 | 0 | 0 | 0 | 0 | 0 | 0 | 0 | 0 | 0 | 0 | 0 | 0 | -1.0431e-05 | 0.15866 | 0.00010078 | 4.7626 | 4.7626 | 4.7626 | 0 | 0 | 0 | 0 | -0.0011364 | 0 | 0 | 0 | 7.0957 | #N/A | #N/A
Skye 2 BA | NEVP | SW_NVE | NV | Pumped Storage | Energy Storage | 200 | -200 |  | 2029-06-01 | 2051-12-31 | 33.2888 | -36.987 | -8.0383 | 200 | 200 | 304618.3996 | 355551.046 | 5.3227 | 0.17387 | 0.99025 | 11.3309 | 10.3406 | 8760 | 0 | 8760 | 0 | 0 | -0.076399 | 2.6447 | 0 | 45.4877 | -33.2835 | -7.9194 | -38.0836 | 1878.9169 | 64.4175 | 0.80858 | 0 | 0 | 0 | 0 | 0 | 0 | 0 | 0 | 0 | 59137.0628 | 76396.9304 | 33092.4148 | 88885.481 | 147499.4938 | 0.19614 | 0.00021973 | 4.6327 | 0.031824 | 4.6009 | 2335.1016 | 26.9889 | 25416.8166 | 11343.4628 | 138141.3894 | 0 | 0 | 0 | 11.5081 | #N/A | #N/A
Skylark Solar II PV | WACM | RM_WACM | CO | Hourly Resource | PV | 2 | 0 |  | 2016-09-26 | 2051-12-31 | 80.08 | 23.8321 | 2.217 | 2 | 2 | 4527.2 | 0 | 0 | 0.2584 | 0 | 0.36254 | 0.36254 | 8760 | 0 | 8760 | 0 | 0 | 0 | 0 | 63.174 | 142.1937 | 50.5059 | 4.9973 | -24.5615 | 2563.8132 | 210.6735 | 0 | 0 | 0 | 0 | 0 | 0 | 0 | 0 | 0 | 0 | 0 | 1.606 | 0 | 0 | 57.174 | 0.075305 | 0.00032051 | 86.4793 | 43.2396 | 43.2397 | 0 | 0.0005869 | 0 | 0 | 9.593 | 0 | 0 | 0 | 0.36255 | #N/A | #N/A
Skylark Solar PV | WACM | RM_WACM | CO | Hourly Resource | PV | 4 | 0 |  | 2015-12-23 | 2051-12-31 | 80.0801 | 23.8321 | 2.217 | 4 | 4 | 9054.4 | 0 | 0 | 0.2584 | 0 | 0.72508 | 0.72508 | 8760 | 0 | 8760 | 0 | 0 | 0 | 0 | 126.348 | 142.1937 | 50.5059 | 4.9973 | -24.5615 | 2563.8132 | 210.6735 | 0 | 0 | 0 | 0 | 0 | 0 | 0 | 0 | 0 | 0 | 0 | 3.212 | 0 | 0 | 114.348 | 0.075305 | 0.00032051 | 86.4793 | 43.2396 | 43.2397 | 0 | 0.0011738 | 0 | 0 | 19.1861 | 0 | 0 | 0 | 0.7251 | #N/A | #N/A
Skysol PV | PACW | NW_PACW | OR | Hourly Resource | PV-NonTracking | 55 | 0 |  | 2023-02-28 | 2043-02-28 | 93.1674 | 28.1993 | 3.2719 | 55 | 55 | 118060.5486 | 0 | 0 | 0.24504 | 0 | 10.9994 | 10.9994 | 8760 | 0 | 8760 | 0 | 0 | 0 | 0 | 15710.7814 | 103.22 | 12.871 | 3.6584 | -40.2221 | 1805.4586 | 84.5587 | 0 | 0 | 0 | 0 | 0 | 0 | 0 | 0 | 0 | 0 | 0 | 47683.2461 | 0 | 0 | 15710.7814 | 27.0174 | 18.7409 | 65.6973 | 0.031824 | 65.2925 | 0 | 1613091.5776 | 0 | 0 | 1119772.7469 | 0 | 0 | 0 | 13.7323 | #N/A | #N/A
Slate Solar BESS | CIPV | CA_CISO | CA | Pumped Storage | Energy Storage | 1.95 | -140 |  | 2022-03-01 | 2050-12-31 | 70.1562 | -5.0447 | -2.4333 | 1.95 | 1.95 | 3044.5756 | 3554.324 | 0.15823 | 0.17823 | 0 | 0.1465 | 0.1465 | 8760 | 0 | 8760 | 0 | 0 | 0 | 0.024883 | 0 | 86.8615 | 0.67387 | -0.50295 | -33.0898 | 2139.5562 | 86.5035 | 1.2241 | 0 | 0 | 0 | 0 | 0 | 0 | 0 | 0 | 0 | 1.6575 | 0 | 588.4323 | 0 | 145.4216 | 0.15866 | 0.00010078 | 4.7626 | 4.7626 | 4.7626 | 0.056553 | 0 | 2541.1343 | 0 | 100.366 | 0 | 0 | 0 | 0.14914 | #N/A | #N/A
Slate Solar PV | CIPV | CA_CISO | CA | Hourly Resource | PV-NonTracking | 300 | 0 |  | 2021-11-12 | 2050-12-31 | 33.1757 | -17.1911 | -4.0205 | 300 | 300 | 765213.9625 | 0 | 0 | 0.29118 | 0 | 25.3865 | 25.3865 | 8760 | 0 | 8760 | 0 | 0 | 0 | 0 | 15605.3373 | 86.6029 | 0.70987 | -0.79749 | -33.1733 | 2139.1765 | 86.6156 | 0 | 0 | 0 | 0 | 0 | 0 | 0 | 0 | 0 | 0 | 0 | 0 | 0 | 0 | 79.4983 | 0.15866 | 0.00010078 | 4.7626 | 4.7626 | 4.7626 | 0 | 0 | 0 | 0 | 0.089945 | 0 | 0 | 0 | 25.3865 | #N/A | #N/A
Slide Creek 1 HY | PACW | NW_PACW | OR | Hydro | Hydro | 18 | 0 |  | 1951-07-01 | 2038-12-31 | 90.6904 | 12.4667 | 2.1205 | 18 | 18 | 56882.5716 | 0 | 0 | 0.36075 | 0 | 5.1587 | 5.1587 | 0 | 0 | 0 | 8760 | 0 | 0 | 0 | 0 | 105.2453 | 15.2527 | 3.3021 | -37.6291 | 1796.5916 | 91.4438 | 0 | 0 | 0 | 0 | 0 | 0 | 0 | 0 | 0 | 0 | 9389.0475 | 4223.5244 | 15242.2536 | 4 | 19793.7464 | 27.0174 | 18.7409 | 65.6973 | 0.031824 | 65.2925 | 306161.6002 | 97207.5368 | 864860.4181 | 0.0034426 | 1436358.6704 | 0 | 0 | 0 | 7.8633 | #N/A | #N/A
Sloan Grid BA | SPPC | SW_NVE | NV | Pumped Storage | Energy Storage | 125 | -125 |  | 2026-05-31 | 2051-12-31 | 10.0266 | -61.2169 | -6.2028 | 125 | 125 | 189163.5343 | 220780.6216 | -2.7267 | 0.17275 | 0.61492 | 9.5638 | 8.9489 | 8760 | 0 | 8760 | 0 | 0 | -0.047426 | 1.8026 | 0 | 28.2063 | -51.8262 | -6.658 | -28.6381 | 1758.3217 | 64.4089 | 0.7305 | 0 | 0 | 0 | 0 | 0 | 0 | 0 | 0 | 0 | 29598.21 | 30655.4734 | 34721.3167 | 37803.5795 | 71472.9137 | 0.19614 | 0.00021973 | 4.6327 | 0.031824 | 4.6009 | 7327.6971 | 11.135 | 16696.175 | 9881.0442 | 66998.331 | 0 | 0 | 0 | 9.6647 | #N/A | #N/A
Sly Creek Hydro Unit 1 HY | CIPV | CA_CISO | CA | Hydro | Hydro | 13 | 0 |  | 2021-12-18 | 2050-12-31 | 118.9171 | 6.283 | 0.91104 | 10.4544 | 7.4615 | 19148.6264 | 0 | 0 | 0.16958 | 0 | 2.2771 | 2.2771 | 0 | 0 | 21 | 8739 | 0 | 0 | 0 | 332.398 | 98.6317 | 9.2751 | 2.6661 | -26.1116 | 1849.0767 | 67.7537 | 0 | 0 | 0 | 0 | 0 | 0 | 0 | 0 | 0 | 0 | 56.6529 | 13.9265 | 6.6667 | 753.0242 | 14149.5483 | 0.15866 | 0.00010078 | 4.7626 | 4.7626 | 4.7626 | 1003.9454 | 0.0072332 | 136.5561 | 9023.0988 | 186213.4289 | 0 | 0 | 0 | 2.4735 | #N/A | #N/A
Small Qf Agg BurnEY HY | LDWP | CA_LDWP | CA | Hydro | Hydro | 0.5 | 0 |  | 1982-01-01 | 2050-12-31 | 94.565 | 1.3717 | -7.8279 | 0.5 | 0.5 | 1055.21 | 0 | 0 | 0.24092 | 0 | 0.099787 | 0.099787 | 0 | 0 | 1 | 8759 | 0 | 0 | 0 | 0 | 84.9462 | 4.5436 | -6.288 | -15.9365 | 2001.567 | 67.3014 | 0 | 0 | 0 | 0 | 0 | 0 | 0 | 0 | 0 | 0 | 65.871 | 1.819 | 431.2164 | 445.7685 | 1026.4335 | 0.51018 | 0.0002031 | 10.9758 | 5.1679 | 5.9579 | 379.3587 | 0.19161 | 6855.8105 | 2675.8231 | 9425.6877 | 0 | 0 | 0 | 0.11912 | #N/A | #N/A
Small Qf Agg Grass VallEY HY | CIPV | CA_CISO | CA | Hydro | Hydro | 1.11 | 0 |  | 1984-01-01 | 2050-12-31 | 97.2014 | 9.7401 | 3.5535 | 0.57609 | 0.57609 | 1836.3074 | 0 | 0 | 0.36387 | 0 | 0.17849 | 0.17849 | 0 | 0 | 0 | 8760 | 0 | 0 | 0 | 158.0196 | 101.1881 | 10.8036 | 3.6939 | -38.1342 | 1909.7218 | 71.1029 | 0 | 0 | 0 | 0 | 0 | 0 | 0 | 0 | 0 | 0 | 38.7446 | 3.3267 | 4.0326 | 129.9223 | 1896.7171 | 0.15866 | 0.00010078 | 4.7626 | 4.7626 | 4.7626 | 451.5804 | 0.0014755 | 30.3663 | 1811.0053 | 25290.5725 | 0 | 0 | 0 | 0.20608 | #N/A | #N/A
Small Qf Agg Los BanOS HY | CIPV | CA_CISO | CA | Hydro | Hydro | 2.5 | 0 |  | 1986-02-01 | 2050-12-31 | 98.9565 | 6.4745 | 1.9956 | 1.2975 | 1.2975 | 3753.2975 | 0 | 0 | 0.33022 | 0 | 0.37141 | 0.37141 | 0 | 0 | 1 | 8759 | 0 | 0 | 0 | 738.43 | 93.0116 | 4.1469 | 2.1741 | -25.5276 | 2049.8174 | 78.7247 | 0 | 0 | 0 | 0 | 0 | 0 | 0 | 0 | 0 | 0 | 70.0325 | 6.3475 | 16.8125 | 484.3 | 1962.9899 | 0.15866 | 0.00010078 | 4.7626 | 4.7626 | 4.7626 | 1004.0329 | 0.0027145 | 269.0563 | 8073.2358 | 23772.1092 | 0 | 0 | 0 | 0.40453 | #N/A | #N/A
Small Qf Agg ParadiSE HY | CIPV | CA_CISO | CA | Hydro | Hydro | 1.7 | 0 |  | 1983-01-01 | 2050-12-31 | 93.349 | 8.634 | 2.4393 | 0.8823 | 0.8823 | 2872.7179 | 0 | 0 | 0.37168 | 0 | 0.26817 | 0.26817 | 0 | 0 | 0 | 8760 | 0 | 0 | 0 | 181.6569 | 99.6874 | 9.6485 | 3.3483 | -25.5515 | 1835.9253 | 69.3063 | 0 | 0 | 0 | 0 | 0 | 0 | 0 | 0 | 0 | 0 | 65.0301 | 5.6047 | 1.7646 | 150.3111 | 2952.15 | 0.15866 | 0.00010078 | 4.7626 | 4.7626 | 4.7626 | 797.7377 | 0.0025935 | 0.0023275 | 2612.9554 | 38861.8468 | 0 | 0 | 0 | 0.31044 | #N/A | #N/A
Small Qf Agg ZenIA HY | CIPV | CA_CISO | CA | Hydro | Hydro | 1 | 0 |  | 1983-01-01 | 2050-12-31 | 90.4305 | 7.5559 | 0.72781 | 0.519 | 0.519 | 1692.313 | 0 | 0 | 0.37223 | 0 | 0.15304 | 0.15304 | 0 | 0 | 1 | 8759 | 0 | 0 | 0 | 104.378 | 95.3828 | 7.7929 | 0.89936 | -25.7892 | 1801.9984 | 65.1922 | 0 | 0 | 0 | 0 | 0 | 0 | 0 | 0 | 0 | 0 | 38.876 | 4.333 | 9.794 | 215.27 | 774.29 | 0.15866 | 0.00010078 | 4.7626 | 4.7626 | 4.7626 | 464.5076 | 0.001895 | 133.0581 | 2947.3322 | 9765.3756 | 0 | 0 | 0 | 0.16635 | #N/A | #N/A
Small Qf Aggregation San Diego 1 OT | CISD | CA_CISO | CA | Hydro | Hydro | 2 | 0 |  | 1980-01-01 | 2051-12-31 | 75.8002 | -10.4873 | -5.8535 | 0.908 | 0.908 | 4287.18 | 0 | 0 | 0.53899 | 0 | 0.32497 | 0.32497 | 0 | 0 | 0 | 8760 | 0 | 0 | 0 | 666.73 | 67.1302 | -13.5672 | -5.9931 | -25.7231 | 1943.7086 | 69.7285 | 0 | 0 | 0 | 0 | 0 | 0 | 0 | 0 | 0 | 0 | 48.462 | 0.552 | 29.964 | 2671.336 | 5952 | 0.15866 | 0.00010078 | 4.7626 | 4.7626 | 4.7626 | 825.5242 | 0.00032331 | 770.4036 | 37402.124 | 84080.4636 | 0 | 0 | 0 | 0.44805 | #N/A | #N/A
Small Qf Aggregation Trinity 1 HY | CIPV | CA_CISO | CA | Hydro | Hydro | 1.25 | 0 |  | 2017-11-01 | 2051-12-31 | 95.5896 | 8.8944 | 4.7123 | 0.64875 | 0.64875 | 2119.4438 | 0 | 0 | 0.37294 | 0 | 0.2026 | 0.2026 | 0 | 0 | 0 | 8760 | 0 | 0 | 0 | 126.42 | 98.9012 | 9.5002 | 2.7104 | -40.9427 | 1537.4811 | 61.282 | 0 | 0 | 0 | 0 | 0 | 0 | 0 | 0 | 0 | 0 | 41.9862 | 0.4475 | 45.4125 | 1885.7164 | 3722.5 | 0.15866 | 0.00010078 | 4.7626 | 4.7626 | 4.7626 | 564.8139 | 0.0002621 | 1249.1112 | 26024.4881 | 52550.2911 | 0 | 0 | 0 | 0.28299 | #N/A | #N/A
Small Qf Aggregation VallejodinsmoRE OT | CIPB | CA_CISO | CA | Hourly Resource | WT-Onshore | 0.5 | 0 |  | 1985-01-01 | 2050-12-31 | 102.8619 | 3.257 | 1.4124 | 0.5 | 0.5 | 1309.513 | 0 | 0 | 0.29898 | 0 | 0.1347 | 0.1347 | 8760 | 0 | 8760 | 0 | 0 | 0 | 0 | 2.0795 | 96.1781 | 7.7482 | 1.7393 | -25.9071 | 1805.4971 | 65.4778 | 0 | 0 | 0 | 0 | 0 | 0 | 0 | 0 | 0 | 0 | 0 | 0.017 | 0 | 0 | 0 | 0.15866 | 0.00010078 | 4.7626 | 4.7626 | 4.7626 | 0 | 1.2709e-05 | 0 | 0 | 0 | 0 | 0 | 0 | 0.1347 | #N/A | #N/A
Smith Creek Ferc P 8436 HY 1 HY | BPAT | NW_BPAT | ID | Hydro | Hydro | 18 | 0 |  | 1990-01-01 | 2050-12-31 | 106.5249 | 19.3096 | 0.50616 | 36 | 36 | 76589.1498 | 0 | 0 | 0.24286 | 0 | 8.1587 | 8.1587 | 0 | 0 | 0 | 8760 | 0 | 0 | 0 | 0 | 108.534 | 20.7126 | 1.1309 | -32.1389 | 1986.3516 | 105.8497 | 0 | 0 | 0 | 0 | 0 | 0 | 0 | 0 | 0 | 0 | 77.0587 | 51.6101 | 136 | 254 | 1495.9697 | 0.13517 | 0.13517 | 0.67195 | 0.031824 | 0.68397 | 148.8174 | 842.8721 | 504.2373 | 0.4562 | 24109.2658 | 0 | 0 | 0 | 8.1843 | #N/A | #N/A
Smith Creek Ferc P 8436 HY 2 HY | BPAT | NW_BPAT | ID | Hydro | Hydro | 18 | 0 |  | 1990-01-01 | 2051-12-31 | 96.2114 | 16.2983 | 0.45013 | 14.418 | 14.418 | 73012.4041 | 0 | 0 | 0.57808 | 0 | 7.0246 | 7.0246 | 0 | 0 | 0 | 8760 | 0 | 0 | 0 | 1254.6778 | 108.534 | 20.7126 | 1.1309 | -32.1389 | 1986.3516 | 105.8497 | 0 | 0 | 0 | 0 | 0 | 0 | 0 | 0 | 0 | 0 | 47.3508 | 453.1352 | 92.0536 | 367.4944 | 2101.5571 | 0.13517 | 0.13517 | 0.67195 | 0.031824 | 0.68397 | 0.034912 | 4678.0856 | 178.2794 | 72.2909 | 40432.5529 | 0 | 0 | 0 | 7.07 | #N/A | #N/A
Smith Creek Ferc P 8436 HY3 HY | BPAT | NW_BPAT | ID | Hydro | Hydro | 2.1 | 0 |  | 1989-12-01 | 2051-12-31 | 96.153 | 16.2851 | 0.45018 | 1.6821 | 1.6821 | 8522.688 | 0 | 0 | 0.57839 | 0 | 0.81948 | 0.81948 | 0 | 0 | 0 | 8760 | 0 | 0 | 0 | 141.8045 | 108.534 | 20.7126 | 1.1309 | -32.1389 | 1986.3516 | 105.8497 | 0 | 0 | 0 | 0 | 0 | 0 | 0 | 0 | 0 | 0 | 15.9831 | 41.6746 | 323.5126 | 285.4076 | 793.1048 | 0.13517 | 0.13517 | 0.67195 | 0.031824 | 0.68397 | 55.0214 | 490.759 | 9733.2997 | 167.1329 | 12787.5844 | 0 | 0 | 0 | 0.84272 | #N/A | #N/A
Snoqualmie 5 HY | PSEI | NW_PSEI | WA | Hydro | Hydro | 14.31 | 0 |  | 2013-06-01 | 2050-12-31 | 95.1194 | 13.1358 | 5.9211 | 20.972 | 35.6755 | 197008.2783 | 0 | 0 | 0.56224 | 0 | 18.7393 | 18.7393 | 0 | 0 | 532 | 8228 | 0 | 0 | 0 | 0 | 111.6591 | 17.9046 | 7.0639 | -35.3302 | 1677.4808 | 99.6712 | 0 | 0 | 0 | 0 | 0 | 0 | 0 | 0 | 0 | 0 | 1606.3256 | 5038.4195 | 1778.2879 | 25.9394 | 10652.8935 | 10.1999 | 8.7761 | 20.3774 | 0.031824 | 42.9118 | 79072.9145 | 127389.7452 | 71170.6685 | 0.014974 | 649931.304 | 0 | 0 | 0 | 19.6669 | #N/A | #N/A
Snoqualmie 6 HY | PSEI | NW_PSEI | WA | Hydro | Hydro | 42.16 | 0 |  | 2013-06-01 | 2050-12-31 | 87.726 | 10.8377 | 6.1624 | 12.8322 | 25.0331 | 128057.5856 | 0 | 0 | 0.48728 | 0 | 11.234 | 11.234 | 0 | 0 | 1305 | 7455 | 0 | 0 | 0 | 0 | 112.4662 | 17.9044 | 7.8713 | -35.5191 | 1686.387 | 99.9913 | 0 | 0 | 0 | 0 | 0 | 0 | 0 | 0 | 0 | 0 | 3753.2624 | 8505.647 | 3471.5614 | 54.7383 | 10350.0979 | 10.1999 | 8.7761 | 20.3774 | 0.031824 | 42.9118 | 97109.63 | 232118.9721 | 163794.299 | 0.034181 | 649788.3747 | 0 | 0 | 0 | 12.3768 | #N/A | #N/A
Soda Springs 1 HY | PACW | NW_PACW | OR | Hydro | Hydro | 11 | 0 |  | 1952-03-01 | 2038-12-31 | 89.3532 | 12.2233 | 2.1213 | 11.6 | 11.6 | 44130.4288 | 0 | 0 | 0.43429 | 0 | 3.9432 | 3.9432 | 0 | 0 | 0 | 8760 | 0 | 0 | 0 | 0 | 105.3231 | 15.2527 | 3.3799 | -37.6583 | 1797.7344 | 91.4984 | 0 | 0 | 0 | 0 | 0 | 0 | 0 | 0 | 0 | 0 | 6284.2568 | 3587.1325 | 9531.8989 | 2.4433 | 11334.5386 | 27.0174 | 18.7409 | 65.6973 | 0.031824 | 65.2925 | 213121.8104 | 101306.7704 | 538581.8668 | 0.0021029 | 822180.5011 | 0 | 0 | 0 | 5.6184 | #N/A | #N/A
Soderglen Wind Gww1 1 WT | AESO | AB_AESO | AB | Hourly Resource | WT-Onshore | 36 | 0 |  | 2006-08-01 | 2050-12-31 | 55.7707 | -13.9703 | -9.4068 | 36 | 36 | 102484.9275 | 0 | 0 | 0.32498 | 0 | 5.7157 | 5.7157 | 8760 | 0 | 8760 | 0 | 0 | 0 | 0 | 1340.2972 | 88.0492 | 7.0461 | -5.6874 | -45.1978 | 779.9993 | 73.5902 | 0 | 0 | 0 | 0 | 0 | 0 | 0 | 0 | 0 | 0 | 0 | 102484.9275 | 0 | 0 | 1340.2977 | 1.8659 | 0.0078726 | 35.0857 | 35.06 | 35.06 | 0 | 56.8943 | 0 | 0 | 6817.4902 | 0 | 0 | 0 | 5.7225 | #N/A | #N/A
Soderglen Wind Gww1 2 WT | AESO | AB_AESO | AB | Hourly Resource | WT-Onshore | 35 | 0 |  | 2006-08-01 | 2050-12-31 | 55.4668 | -13.8644 | -9.8782 | 35 | 35 | 99388.1509 | 0 | 0 | 0.32416 | 0 | 5.5127 | 5.5127 | 8760 | 0 | 8760 | 0 | 0 | 0 | 0 | 1553.0391 | 87.8138 | 7.0461 | -5.9228 | -45.389 | 779.9891 | 73.6321 | 0 | 0 | 0 | 0 | 0 | 0 | 0 | 0 | 0 | 0 | 0 | 99388.1509 | 0 | 0 | 1553.0393 | 1.8659 | 0.0078726 | 35.0857 | 35.06 | 35.06 | 0 | 55.1766 | 0 | 0 | 11018.3919 | 0 | 0 | 0 | 5.5238 | #N/A | #N/A
SOL CATCHER BESS PV-NT | AZPS | SW_AZPS | CA | Hourly Resource | PV-NonTracking | 50 | 0 |  | 2023-07-31 | 2054-12-31 | 13.2575 | -32.3429 | -6.0017 | 50 | 50 | 112993.1499 | 0 | 0 | 0.25798 | 0 | 1.498 | 1.498 | 8760 | 0 | 8760 | 0 | 0 | 0 | 0 | 381.1 | 46.7776 | -31.6792 | -8.2337 | -25.3339 | 1923.7395 | 67.9342 | 0 | 0 | 0 | 0 | 0 | 0 | 0 | 0 | 0 | 0 | 0 | 128.45 | 0 | 0 | 3.702e-06 | 0.94841 | 0.0016464 | 11.9962 | 5.1679 | 6.8283 | 0 | 19.2586 | 0 | 0 | -3.5176e-05 | 0 | 0 | 0 | 1.498 | #N/A | #N/A
Solana 1 ST | AZPS | SW_AZPS | AZ | Hourly Resource | Solar CSP | 125 | 0 |  | 2013-10-08 | 2050-12-31 | 12.5458 | -32.7332 | -8.0775 | 125 | 125 | 279457.3424 | 0 | 0 | 0.25521 | 0 | 3.506 | 3.506 | 8760 | 0 | 8760 | 0 | 0 | 0 | 0 | 5041.1181 | 44.5091 | -31.7734 | -10.4081 | -26.6133 | 1873.9478 | 64.872 | 0 | 0 | 0 | 0 | 0 | 0 | 0 | 0 | 0 | 0 | 0 | 176571.5012 | 0 | 0 | 264.2002 | 0.94841 | 0.0016464 | 11.9962 | 5.1679 | 6.8283 | 0 | 262.4792 | 0 | 0 | 2073.9347 | 0 | 0 | 0 | 3.5084 | #N/A | #N/A
Solana 2 | AZPS | SW_AZPS | AZ | Hourly Resource | Solar CSP | 125 | 0 |  | 2013-10-08 | 2050-12-31 | 15.7939 | -32.9451 | -8.7165 | 125 | 125 | 297769.7414 | 0 | 0 | 0.27194 | 0 | 4.7029 | 4.7029 | 8760 | 0 | 8760 | 0 | 0 | 0 | 0 | 5753.5085 | 44.5091 | -31.7734 | -10.4081 | -26.6133 | 1873.9478 | 64.872 | 0 | 0 | 0 | 0 | 0 | 0 | 0 | 0 | 0 | 0 | 0 | 184907.3803 | 0 | 0 | 65.25 | 0.94841 | 0.0016464 | 11.9962 | 5.1679 | 6.8283 | 0 | 627.0478 | 0 | 0 | 131.3414 | 0 | 0 | 0 | 4.7037 | #N/A | #N/A
Solano Wind 1 | CIPV | CA_CISO | CA | Hourly Resource | WT-Onshore | 13.2 | 0 |  | 1994-01-01 | 2050-12-31 | 96.9709 | 1.2924 | -2.4754 | 13.2 | 13.2 | 34584.6992 | 0 | 0 | 0.29909 | 0 | 3.3537 | 3.3537 | 8760 | 0 | 8760 | 0 | 0 | 0 | 0 | 43.3752 | 94.0602 | 6.9918 | 0.37784 | -25.8682 | 1537.9468 | 59.0223 | 0 | 0 | 0 | 0 | 0 | 0 | 0 | 0 | 0 | 0 | 0 | 67.782 | 0 | 0 | -1.9674e-06 | 0.15866 | 0.00010078 | 4.7626 | 4.7626 | 4.7626 | 0 | 0.036749 | 0 | 0 | 0.00048658 | 0 | 0 | 0 | 3.3537 | #N/A | #N/A
Solano Wind 3 | CIPV | CA_CISO | CA | Hourly Resource | WT-Onshore | 127.8 | 0 |  | 2012-04-18 | 2050-12-31 | 97.5823 | 1.2924 | -1.864 | 127.8 | 127.8 | 334842.7825 | 0 | 0 | 0.29909 | 0 | 32.6747 | 32.6747 | 8760 | 0 | 8760 | 0 | 0 | 0 | 0 | 421.6122 | 94.3575 | 6.9918 | 0.67519 | -25.8905 | 1553.9291 | 59.3228 | 0 | 0 | 0 | 0 | 0 | 0 | 0 | 0 | 0 | 0 | 0 | 38588.5213 | 0 | 0 | 2.0419e-05 | 0.15866 | 0.00010078 | 4.7626 | 4.7626 | 4.7626 | 0 | 10.1245 | 0 | 0 | -0.0028149 | 0 | 0 | 0 | 32.6748 | #N/A | #N/A
Solano_Wind_Altamont Midway (Sandhill)_230kV WT | CIPV | CA_CISO | CA | Hourly Resource | WT-Onshore | 5 | 0 |  | 2032-05-01 | 2051-12-31 | 101.0291 | 5.8037 | 2.2592 | 5 | 5 | 18581.325 | 0 | 0 | 0.42423 | 0 | 1.8773 | 1.8773 | 8760 | 0 | 8760 | 0 | 0 | 0 | 0 | 87.77 | 97.8632 | 8.2706 | 2.902 | -25.9974 | 2056.248 | 76.8061 | 0 | 0 | 0 | 0 | 0 | 0 | 0 | 0 | 0 | 0 | 0 | 0 | 0 | 0 | 5.1747e-06 | 0.15866 | 0.00010078 | 4.7626 | 4.7626 | 4.7626 | 0 | 0 | 0 | 0 | 0.00038789 | 0 | 0 | 0 | 1.8773 | #N/A | #N/A
Solano_Wind_Coburn_230kV WT | CIPV | CA_CISO | CA | Hourly Resource | WT-Onshore | 100 | 0 |  | 2024-05-01 | 2051-12-31 | 84.5908 | 4.3994 | 0.10121 | 100 | 100 | 319968.8991 | 0 | 0 | 0.36526 | 0 | 27.0664 | 27.0664 | 8760 | 0 | 8760 | 0 | 0 | 0 | 0 | 1751.8 | 91.2958 | 4.1513 | 0.45395 | -25.4638 | 1946.6476 | 74.3757 | 0 | 0 | 0 | 0 | 0 | 0 | 0 | 0 | 0 | 0 | 0 | 0 | 0 | 0 | -0.00023674 | 0.15866 | 0.00010078 | 4.7626 | 4.7626 | 4.7626 | 0 | 0 | 0 | 0 | -0.0019197 | 0 | 0 | 0 | 27.0664 | #N/A | #N/A
Solano_Wind_Kelso_230kV WT | CIPV | CA_CISO | CA | Hourly Resource | WT-Onshore | 196 | 0 |  | 2024-05-01 | 2051-12-31 | 104.1517 | 3.5698 | 2.0969 | 196 | 196 | 511974.5389 | 0 | 0 | 0.29819 | 0 | 53.323 | 53.323 | 8760 | 0 | 8760 | 0 | 0 | 0 | 0 | 2202.452 | 96.5942 | 7.2972 | 2.6065 | -25.9966 | 1856.6825 | 67.8653 | 0 | 0 | 0 | 0 | 0 | 0 | 0 | 0 | 0 | 0 | 0 | 0 | 0 | 0 | -0.00016969 | 0.15866 | 0.00010078 | 4.7626 | 4.7626 | 4.7626 | 0 | 0 | 0 | 0 | -0.023548 | 0 | 0 | 0 | 53.323 | #N/A | #N/A
Solano_Wind_Tesla_230kV 1 WT | CIPV | CA_CISO | CA | Hourly Resource | WT-Onshore | 75 | 0 |  | 2025-05-01 | 2051-12-31 | 98.5288 | 3.3322 | 3.3521 | 75 | 75 | 230062.1251 | 0 | 0 | 0.35017 | 0 | 22.6677 | 22.6677 | 8760 | 0 | 8760 | 0 | 0 | 0 | 0 | 1918.65 | 97.4908 | 6.9544 | 3.8459 | -26.1261 | 1914.1617 | 68.9853 | 0 | 0 | 0 | 0 | 0 | 0 | 0 | 0 | 0 | 0 | 0 | 0 | 0 | 0 | -2.4214e-06 | 0.15866 | 0.00010078 | 4.7626 | 4.7626 | 4.7626 | 0 | 0 | 0 | 0 | 0.0025039 | 0 | 0 | 0 | 22.6678 | #N/A | #N/A
Solano_Wind_Tesla_230kV 2 WT | CIPV | CA_CISO | CA | Hourly Resource | WT-Onshore | 100 | 0 |  | 2030-05-01 | 2051-12-31 | 97.5181 | 4.3521 | 1.704 | 100 | 100 | 307874.6152 | 0 | 0 | 0.35146 | 0 | 30.0233 | 30.0233 | 8760 | 0 | 8760 | 0 | 0 | 0 | 0 | 1433.0852 | 96.8193 | 7.6137 | 2.515 | -25.8406 | 1896.7385 | 68.6783 | 0 | 0 | 0 | 0 | 0 | 0 | 0 | 0 | 0 | 0 | 0 | 0 | 0 | 0 | 0.00011199 | 0.15866 | 0.00010078 | 4.7626 | 4.7626 | 4.7626 | 0 | 0 | 0 | 0 | 0.010936 | 0 | 0 | 0 | 30.0233 | #N/A | #N/A
Solano_Wind_Tesla_500kV WT | CIPV | CA_CISO | CA | Hourly Resource | WT-Onshore | 302 | 0 |  | 2030-05-01 | 2051-12-31 | 96.8548 | 4.2984 | 1.1663 | 302 | 302 | 930402.8992 | 0 | 0 | 0.35169 | 0 | 90.114 | 90.114 | 8760 | 0 | 8760 | 0 | 0 | 0 | 0 | 3706.3548 | 96.144 | 7.3796 | 2.0738 | -25.7581 | 1903.3584 | 69.2898 | 0 | 0 | 0 | 0 | 0 | 0 | 0 | 0 | 0 | 0 | 0 | 0 | 0 | 0 | -0.00019949 | 0.15866 | 0.00010078 | 4.7626 | 4.7626 | 4.7626 | 0 | 0 | 0 | 0 | -0.0070284 | 0 | 0 | 0 | 90.114 | #N/A | #N/A
SolanoWind2 | CIPV | CA_CISO | CA | Hourly Resource | WT-Onshore | 88 | 0 |  | 1994-01-01 | 2050-12-31 | 94.6526 | 1.2824 | -4.7153 | 88 | 88 | 230709.8649 | 0 | 0 | 0.29928 | 0 | 21.8373 | 21.8373 | 8760 | 0 | 8760 | 0 | 0 | 0 | 0 | 145.024 | 92.9664 | 6.9918 | -0.71597 | -25.7853 | 1478.7667 | 57.9542 | 0 | 0 | 0 | 0 | 0 | 0 | 0 | 0 | 0 | 0 | 0 | 446.1055 | 0 | 0 | -0.00025937 | 0.15866 | 0.00010078 | 4.7626 | 4.7626 | 4.7626 | 0 | 0.24224 | 0 | 0 | -0.0056917 | 0 | 0 | 0 | 21.8373 | #N/A | #N/A
Solar 26 PV | PSCO | RM_PSCO | CO | Hourly Resource | PV | 130 | 0 |  | 1905-07-24 | 2055-12-31 | 78.6449 | 23.2233 | 1.3481 | 130 | 130 | 297718.4154 | 0 | 0 | 0.26143 | 0 | 23.414 | 23.414 | 8760 | 0 | 8760 | 0 | 0 | 0 | 0 | 3639.9149 | 139.345 | 49.3229 | 3.3316 | -25.8506 | 2503.98 | 214.3565 | 0 | 0 | 0 | 0 | 0 | 0 | 0 | 0 | 0 | 0 | 0 | 350.48 | 0 | 0 | 2790.8736 | 0.42135 | 0.055066 | 119.3454 | 43.2396 | 76.1058 | 0 | 1945.472 | 0 | 0 | 13400.5086 | 0 | 0 | 0 | 23.4294 | #N/A | #N/A
Solar Cnm Sb1 1 PV-NT | LDWP | CA_LDWP | CA | Hourly Resource | PV-NonTracking | 280.2 | 0 |  | 2011-12-05 | 2050-12-31 | -0.77627 | -56.5771 | -3.5199 | 280.2 | 280.2 | 639650.6046 | 0 | 0 | 0.2606 | 0 | -0.49654 | -0.49654 | 8760 | 0 | 8760 | 0 | 0 | 0 | 0 | 101982.4487 | 64.6372 | -18.8854 | -3.168 | -25 | 1983.339 | 84.0631 | 0 | 0 | 0 | 0 | 0 | 0 | 0 | 0 | 0 | 0 | 0 | 788.2972 | 0 | 0 | 819.8182 | 0.51018 | 0.0002031 | 10.9758 | 5.1679 | 5.9579 | 0 | 0.83803 | 0 | 0 | 1246.4091 | 0 | 0 | 0 | -0.49529 | #N/A | #N/A
Solar Community Garden 2018 1 PV-NT | PSCO | RM_PSCO | CO | Hourly Resource | PV-NonTracking | 0.5 | 0 |  | 2022-12-31 | 2050-12-31 | 69.3431 | 16.3528 | 0.70912 | 0.5 | 0.5 | 1249.2995 | 0 | 0 | 0.28523 | 0 | 0.086631 | 0.086631 | 8760 | 0 | 8760 | 0 | 0 | 0 | 0 | 13.3475 | 138.9045 | 48.4763 | 3.7376 | -25.005 | 2518.2578 | 211.1609 | 0 | 0 | 0 | 0 | 0 | 0 | 0 | 0 | 0 | 0 | 0 | 6.862 | 0 | 0 | 13.0385 | 0.42135 | 0.055066 | 119.3454 | 43.2396 | 76.1058 | 0 | 14.0671 | 0 | 0 | 310.0548 | 0 | 0 | 0 | 0.086955 | #N/A | #N/A
Solar Community Garden 2019 2 PV-NT | PSCO | RM_PSCO | CO | Hourly Resource | PV-NonTracking | 0.5 | 0 |  | 2022-12-31 | 2050-12-31 | 69.2567 | 16.3274 | 0.72834 | 0.5 | 0.5 | 1250.6645 | 0 | 0 | 0.28554 | 0 | 0.086618 | 0.086618 | 8760 | 0 | 8760 | 0 | 0 | 0 | 0 | 11.9825 | 138.8866 | 48.4207 | 3.7753 | -24.9941 | 2519.8708 | 211.2523 | 0 | 0 | 0 | 0 | 0 | 0 | 0 | 0 | 0 | 0 | 0 | 6.862 | 0 | 0 | 12.1735 | 0.42135 | 0.055066 | 119.3454 | 43.2396 | 76.1058 | 0 | 14.0671 | 0 | 0 | 318.5446 | 0 | 0 | 0 | 0.08695 | #N/A | #N/A
Solar Community Garden 2020 1 PV-NT | PSCO | RM_PSCO | CO | Hourly Resource | PV-NonTracking | 2.5 | 0 |  | 2022-12-31 | 2050-12-31 | 67.7991 | 16.2492 | -0.17009 | 2.5 | 2.5 | 6303.3425 | 0 | 0 | 0.28782 | 0 | 0.42736 | 0.42736 | 8760 | 0 | 8760 | 0 | 0 | 0 | 0 | 10.8475 | 138.3174 | 48.3451 | 3.2817 | -24.7597 | 2509.0273 | 210.769 | 0 | 0 | 0 | 0 | 0 | 0 | 0 | 0 | 0 | 0 | 0 | 9.285 | 0 | 0 | 10.8475 | 0.42135 | 0.055066 | 119.3454 | 43.2396 | 76.1058 | 0 | 70.313 | 0 | 0 | 465.0636 | 0 | 0 | 0 | 0.4279 | #N/A | #N/A
Solar Community Garden 2021 2 PV-NT | PSCO | RM_PSCO | CO | Hourly Resource | PV-NonTracking | 0.5 | 0 |  | 2024-12-31 | 2051-12-31 | 73.7071 | 20.6377 | 1.0709 | 0.5 | 0.5 | 1239.98 | 0 | 0 | 0.2831 | 0 | 0.091396 | 0.091396 | 8760 | 0 | 8760 | 0 | 0 | 0 | 0 | 16.4775 | 139.1313 | 48.3451 | 4.0957 | -25 | 2522.2939 | 211.3503 | 0 | 0 | 0 | 0 | 0 | 0 | 0 | 0 | 0 | 0 | 0 | 2.2435 | 0 | 0 | 16.0755 | 0.42135 | 0.055066 | 119.3454 | 43.2396 | 76.1058 | 0 | 57.5421 | 0 | 0 | 414.4625 | 0 | 0 | 0 | 0.091868 | #N/A | #N/A
Solar Community Garden 2022 3 PV-NT | PSCO | RM_PSCO | CO | Hourly Resource | PV-NonTracking | 2.5 | 0 |  | 2024-12-31 | 2051-12-31 | 69.4932 | 16.3587 | 0.80569 | 2.5 | 2.5 | 6240.87 | 0 | 0 | 0.28497 | 0 | 0.4337 | 0.4337 | 8760 | 0 | 8760 | 0 | 0 | 0 | 0 | 73.29 | 139.1313 | 48.3451 | 4.0957 | -25 | 2522.2939 | 211.3503 | 0 | 0 | 0 | 0 | 0 | 0 | 0 | 0 | 0 | 0 | 0 | 1.9475 | 0 | 0 | 70.82 | 0.42135 | 0.055066 | 119.3454 | 43.2396 | 76.1058 | 0 | 70.3038 | 0 | 0 | 1813.4816 | 0 | 0 | 0 | 0.43558 | #N/A | #N/A
Solar Community Gardens Net 1 PV-NT | PSCO | RM_PSCO | CO | Hourly Resource | PV-NonTracking | 237.3234 | 0 |  | 2013-04-24 | 2051-12-31 | 25.5526 | -31.4835 | -1.4291 | 237.3234 | 237.3234 | 395026.0992 | 0 | 0 | 0.19001 | 0 | 10.0939 | 10.0939 | 8760 | 0 | 8760 | 0 | 0 | 0 | 0 | 204375.8911 | 111.623 | 22.0202 | 2.9123 | -25.0106 | 2053.9465 | 187.7884 | 0 | 0 | 0 | 0 | 0 | 0 | 0 | 0 | 0 | 0 | 0 | 131.9518 | 0 | 0 | 134647.2612 | 0.42135 | 0.055066 | 119.3454 | 43.2396 | 76.1058 | 0 | 1960.318 | 0 | 0 | 6795248.733 | 0 | 0 | 0 | 16.8911 | #N/A | #N/A
Solar Feed In Tariff 1 PV-NT | LDWP | CA_LDWP | CA | Hourly Resource | PV-NonTracking | 101.191 | 0 |  | 2013-08-01 | 2050-12-31 | 59.8467 | 6.5847 | -3.2876 | 101.191 | 101.191 | 271987.2447 | 0 | 0 | 0.30683 | 0 | 16.2775 | 16.2775 | 8760 | 0 | 8760 | 0 | 0 | 0 | 0 | 0 | 87.6947 | 4.158 | -3.1539 | -11.5436 | 1983.2117 | 68.1188 | 0 | 0 | 0 | 0 | 0 | 0 | 0 | 0 | 0 | 0 | 0 | 137.721 | 0 | 0 | -1.2759e-05 | 0.51018 | 0.0002031 | 10.9758 | 5.1679 | 5.9579 | 0 | 0.15559 | 0 | 0 | -0.00015407 | 0 | 0 | 0 | 16.2775 | #N/A | #N/A
Solar Fit 2017 1 PV-NT | LDWP | CA_LDWP | CA | Hourly Resource | PV-NonTracking | 24.0482 | 0 |  | 2017-08-01 | 2050-12-31 | 1.3773 | -57.386 | -3.6725 | 24.0482 | 24.0482 | 49214.1158 | 0 | 0 | 0.23362 | 0 | 0.067784 | 0.067784 | 8760 | 0 | 8760 | 0 | 0 | 0 | 0 | 13026.6208 | 64.7177 | -18.8854 | -3.0875 | -25.0618 | 1986.4712 | 84.1709 | 0 | 0 | 0 | 0 | 0 | 0 | 0 | 0 | 0 | 0 | 0 | 102.8448 | 0 | 0 | 121.4495 | 0.51018 | 0.0002031 | 10.9758 | 5.1679 | 5.9579 | 0 | 0.10648 | 0 | 0 | 28.7339 | 0 | 0 | 0 | 0.067813 | #N/A | #N/A
Solar Fit 2018 1 PV-NT | LDWP | CA_LDWP | CA | Hourly Resource | PV-NonTracking | 17.0067 | 0 |  | 2018-01-01 | 2051-12-31 | 18.7139 | -31.9151 | -2.6236 | 17.0067 | 17.0067 | 30597.1174 | 0 | 0 | 0.20538 | 0 | 0.57259 | 0.57259 | 8760 | 0 | 8760 | 0 | 0 | 0 | 0 | 17366.2129 | 64.7177 | -18.8854 | -3.0875 | -25.0618 | 1986.4712 | 84.1709 | 0 | 0 | 0 | 0 | 0 | 0 | 0 | 0 | 0 | 0 | 0 | 0 | 0 | 0 | 15.6462 | 0.51018 | 0.0002031 | 10.9758 | 5.1679 | 5.9579 | 0 | 0 | 0 | 0 | 1.1235 | 0 | 0 | 0 | 0.57259 | #N/A | #N/A
Solar Fit 2019 1 PV-NT | LDWP | CA_LDWP | CA | Hourly Resource | PV-NonTracking | 4.639 | 0 |  | 2019-08-01 | 2050-12-31 | 1.9546 | -54.9314 | -3.5582 | 4.639 | 4.639 | 9318.2835 | 0 | 0 | 0.2293 | 0 | 0.018213 | 0.018213 | 8760 | 0 | 8760 | 0 | 0 | 0 | 0 | 2708.7099 | 64.7177 | -18.8854 | -3.0875 | -25.0618 | 1986.4712 | 84.1709 | 0 | 0 | 0 | 0 | 0 | 0 | 0 | 0 | 0 | 0 | 0 | 23.3108 | 0 | 0 | 29.9723 | 0.51018 | 0.0002031 | 10.9758 | 5.1679 | 5.9579 | 0 | 0.023829 | 0 | 0 | 5.5524 | 0 | 0 | 0 | 0.018219 | #N/A | #N/A
Solar Fit 2020 1 PV-NT | LDWP | CA_LDWP | CA | Hourly Resource | PV-NonTracking | 9.6796 | 0 |  | 2020-08-01 | 2050-12-31 | 1.4482 | -56.7017 | -3.6043 | 9.6796 | 9.6796 | 20267.6375 | 0 | 0 | 0.23902 | 0 | 0.029351 | 0.029351 | 8760 | 0 | 8760 | 0 | 0 | 0 | 0 | 5314.1476 | 64.7177 | -18.8854 | -3.0875 | -25.0618 | 1986.4712 | 84.1709 | 0 | 0 | 0 | 0 | 0 | 0 | 0 | 0 | 0 | 0 | 0 | 52.3316 | 0 | 0 | 56.7485 | 0.51018 | 0.0002031 | 10.9758 | 5.1679 | 5.9579 | 0 | 0.053511 | 0 | 0 | 11.6188 | 0 | 0 | 0 | 0.029363 | #N/A | #N/A
Solar Fit 2021 1 PV-NT | LDWP | CA_LDWP | CA | Hourly Resource | PV-NonTracking | 12.4163 | 0 |  | 2021-08-01 | 2050-12-31 | 1.688 | -56.623 | -3.6184 | 12.4163 | 12.4163 | 25716.5669 | 0 | 0 | 0.23644 | 0 | 0.043409 | 0.043409 | 8760 | 0 | 8760 | 0 | 0 | 0 | 0 | 7115.3402 | 64.7177 | -18.8854 | -3.0875 | -25.0618 | 1986.4712 | 84.1709 | 0 | 0 | 0 | 0 | 0 | 0 | 0 | 0 | 0 | 0 | 0 | 54.1475 | 0 | 0 | 56.0534 | 0.51018 | 0.0002031 | 10.9758 | 5.1679 | 5.9579 | 0 | 0.056438 | 0 | 0 | 10.7911 | 0 | 0 | 0 | 0.04342 | #N/A | #N/A
Solar Fit 2022 1 PV-NT | LDWP | CA_LDWP | CA | Hourly Resource | PV-NonTracking | 10.8947 | 0 |  | 2022-01-01 | 2051-12-31 | 8.6573 | -47.9676 | -3.3453 | 10.8947 | 10.8947 | 17892.7907 | 0 | 0 | 0.18748 | 0 | 0.1549 | 0.1549 | 8760 | 0 | 8760 | 0 | 0 | 0 | 0 | 10915.763 | 64.7177 | -18.8854 | -3.0875 | -25.0618 | 1986.4712 | 84.1709 | 0 | 0 | 0 | 0 | 0 | 0 | 0 | 0 | 0 | 0 | 0 | 0 | 0 | 0 | 19.2183 | 0.51018 | 0.0002031 | 10.9758 | 5.1679 | 5.9579 | 0 | 0 | 0 | 0 | 2.2169 | 0 | 0 | 0 | 0.15491 | #N/A | #N/A
Solar Fit Agg 2 PV-NT | LDWP | CA_LDWP | CA | Hourly Resource | PV-NonTracking | 11 | 0 |  | 2023-01-01 | 2051-12-31 | 7.6939 | -49.2735 | -3.394 | 11 | 11 | 18598.0762 | 0 | 0 | 0.19301 | 0 | 0.14309 | 0.14309 | 8760 | 0 | 8760 | 0 | 0 | 0 | 0 | 10488.8893 | 64.7177 | -18.8854 | -3.0875 | -25.0618 | 1986.4712 | 84.1709 | 0 | 0 | 0 | 0 | 0 | 0 | 0 | 0 | 0 | 0 | 0 | 0 | 0 | 0 | 13.8636 | 0.51018 | 0.0002031 | 10.9758 | 5.1679 | 5.9579 | 0 | 0 | 0 | 0 | 1.3158 | 0 | 0 | 0 | 0.14309 | #N/A | #N/A
Solar Fit Agg 3 PV-NT | LDWP | CA_LDWP | CA | Hourly Resource | PV-NonTracking | 39 | 0 |  | 2024-01-01 | 2051-12-31 | 8.3893 | -48.326 | -3.3461 | 39 | 39 | 64565.1538 | 0 | 0 | 0.18899 | 0 | 0.54166 | 0.54166 | 8760 | 0 | 8760 | 0 | 0 | 0 | 0 | 38561.3762 | 64.7177 | -18.8854 | -3.0875 | -25.0618 | 1986.4712 | 84.1709 | 0 | 0 | 0 | 0 | 0 | 0 | 0 | 0 | 0 | 0 | 0 | 0 | 0 | 0 | 73.5433 | 0.51018 | 0.0002031 | 10.9758 | 5.1679 | 5.9579 | 0 | 0 | 0 | 0 | 10.4517 | 0 | 0 | 0 | 0.54167 | #N/A | #N/A
Solar Pine Tree 1 PV-NT | LDWP | CA_LDWP | CA | Hourly Resource | PV-NonTracking | 8.5 | 0 |  | 2013-03-30 | 2050-12-31 | 56.8367 | 8.0269 | -5.1737 | 8.5 | 8.5 | 18874.2245 | 0 | 0 | 0.25348 | 0 | 1.0727 | 1.0727 | 8760 | 0 | 8760 | 0 | 0 | 0 | 0 | 0 | 85.3528 | 3.7511 | -5.0889 | -11.4294 | 1968.1681 | 67.3 | 0 | 0 | 0 | 0 | 0 | 0 | 0 | 0 | 0 | 0 | 0 | 1146.843 | 0 | 0 | 1.9791e-06 | 0.51018 | 0.0002031 | 10.9758 | 5.1679 | 5.9579 | 0 | 0.37341 | 0 | 0 | 4.2014e-06 | 0 | 0 | 0 | 1.0727 | #N/A | #N/A
Solar Plant Cuyama 1 PV-NT | CIPV | CA_CISO | CA | Hourly Resource | PV-NonTracking | 3 | 0 |  | 2022-05-30 | 2050-12-31 | 34.478 | -16.8732 | -4.0993 | 3 | 3 | 8404.869 | 0 | 0 | 0.31982 | 0 | 0.28978 | 0.28978 | 8760 | 0 | 8760 | 0 | 0 | 0 | 0 | 56.091 | 80.2947 | -3.3656 | -3.0302 | -25.2129 | 1957.2013 | 75.1374 | 0 | 0 | 0 | 0 | 0 | 0 | 0 | 0 | 0 | 0 | 0 | 2.658 | 0 | 0 | -6.9849e-07 | 0.15866 | 0.00010078 | 4.7626 | 4.7626 | 4.7626 | 0 | 0.0019871 | 0 | 0 | -1.3446e-06 | 0 | 0 | 0 | 0.28978 | #N/A | #N/A
Solar Star 1 PV-NT | CISC | CA_CISO | CA | Hourly Resource | PV-Tracking | 310 | 0 |  | 2014-10-22 | 2050-12-31 | 31.3158 | -18.9306 | -5.9093 | 310 | 310 | 848736.4608 | 0 | 0 | 0.31254 | 0 | 26.5789 | 26.5789 | 8760 | 0 | 8760 | 0 | 0 | 0 | 0 | 31940.3682 | 70.768 | -10.3492 | -5.5733 | -27.9231 | 1956.3608 | 72.9853 | 0 | 0 | 0 | 0 | 0 | 0 | 0 | 0 | 0 | 0 | 0 | 15675.0996 | 0 | 0 | 1503.4999 | 0.15866 | 0.00010078 | 4.7626 | 4.7626 | 4.7626 | 0 | 7.1614 | 0 | 0 | 0.97315 | 0 | 0 | 0 | 26.5789 | #N/A | #N/A
Solar Star 2 PV-NT | CISC | CA_CISO | CA | Hourly Resource | PV-Tracking | 276 | 0 |  | 2014-07-31 | 2050-12-31 | 34.6974 | -19.2705 | -4.8202 | 276 | 276 | 733784.3862 | 0 | 0 | 0.3035 | 0 | 25.4604 | 25.4604 | 8760 | 0 | 8760 | 0 | 0 | 0 | 0 | 54088.8022 | 71.6746 | -10.4023 | -4.6137 | -27.889 | 1960.7458 | 72.8898 | 0 | 0 | 0 | 0 | 0 | 0 | 0 | 0 | 0 | 0 | 0 | 26732.818 | 0 | 0 | 2399.9755 | 0.15866 | 0.00010078 | 4.7626 | 4.7626 | 4.7626 | 0 | 10.9219 | 0 | 0 | 1.4915 | 0 | 0 | 0 | 25.4604 | #N/A | #N/A
Solar Star California XLI | CISC | CA_CISO | CA | Hourly Resource | PV-Tracking | 54 | 0 |  | 2016-12-22 | 2050-12-31 | 31.5927 | -18.954 | -5.7635 | 54 | 54 | 153654.8899 | 0 | 0 | 0.32482 | 0 | 4.8544 | 4.8544 | 8760 | 0 | 8760 | 0 | 0 | 0 | 0 | 5518.4275 | 70.8202 | -10.4023 | -5.4681 | -27.9196 | 1954.4556 | 72.7725 | 0 | 0 | 0 | 0 | 0 | 0 | 0 | 0 | 0 | 0 | 0 | 266.2378 | 0 | 0 | 158.166 | 0.15866 | 0.00010078 | 4.7626 | 4.7626 | 4.7626 | 0 | 0.15115 | 0 | 0 | 0.12913 | 0 | 0 | 0 | 4.8544 | #N/A | #N/A
Sollair Solar (SLR1) 1 PV-NT | AESO | AB_AESO | AB | Hourly Resource | PV-NonTracking | 75 | 0 |  | 2023-12-12 | 2051-12-31 | 67.4808 | 14.0676 | -1.8369 | 75 | 75 | 167423.3252 | 0 | 0 | 0.25483 | 0 | 11.2979 | 11.2979 | 8760 | 0 | 8760 | 0 | 0 | 0 | 0 | 218.1 | 91.7992 | 10.9011 | -5.7925 | -24.9766 | 749.3834 | 67.6017 | 0 | 0 | 0 | 0 | 0 | 0 | 0 | 0 | 0 | 0 | 0 | 0 | 0 | 0 | 218.1001 | 1.8659 | 0.0078726 | 35.0857 | 35.06 | 35.06 | 0 | 0 | 0 | 0 | 13623.1007 | 0 | 0 | 0 | 11.3115 | #N/A | #N/A
Solorchard 1 PV-T | IID | CA_IID | CA | Hourly Resource | PV-Tracking | 20 | 0 |  | 2014-06-01 | 2050-12-31 | 28.4071 | -22.004 | -7.6264 | 20 | 20 | 50206.8759 | 0 | 0 | 0.28657 | 0 | 1.4262 | 1.4262 | 8760 | 0 | 8760 | 0 | 0 | 0 | 0 | 4233.1441 | 62.0476 | -15.1388 | -9.5042 | -26.7822 | 1862.4106 | 66.6129 | 0 | 0 | 0 | 0 | 0 | 0 | 0 | 0 | 0 | 0 | 0 | 33198.5269 | 0 | 0 | 907.6132 | 0.30887 | 0.0049745 | 15.5549 | 5.1679 | 10.3853 | 0 | 229.6264 | 0 | 0 | 0.32697 | 0 | 0 | 0 | 1.4265 | #N/A | #N/A
Solverde 1 PV-NT | CISC | CA_CISO | CA | Hourly Resource | PV-Tracking | 85 | 0 |  | 2016-12-17 | 2050-12-31 | 32.6853 | -16.0274 | -5.9475 | 85 | 85 | 249529.8253 | 0 | 0 | 0.33512 | 0 | 8.156 | 8.156 | 8760 | 0 | 8760 | 0 | 0 | 0 | 0 | 246.16 | 72.1277 | -8.8657 | -5.6971 | -24.9833 | 1958.1553 | 71.888 | 0 | 0 | 0 | 0 | 0 | 0 | 0 | 0 | 0 | 0 | 0 | 15891.0416 | 0 | 0 | -1.8836e-05 | 0.15866 | 0.00010078 | 4.7626 | 4.7626 | 4.7626 | 0 | 6.1015 | 0 | 0 | 0.00014798 | 0 | 0 | 0 | 8.156 | #N/A | #N/A
Sonora 1 PV-NT | CIPV | CA_CISO | CA | Hourly Resource | PV-NonTracking | 1.5 | 0 |  | 2013-12-23 | 2050-12-31 | 62.0295 | 4.4793 | 1.4833 | 1.5 | 1.5 | 3731.7825 | 0 | 0 | 0.284 | 0 | 0.23148 | 0.23148 | 8760 | 0 | 8760 | 0 | 0 | 0 | 0 | 82.218 | 97.5762 | 6.4943 | 4.3914 | -26.7051 | 1900.2078 | 69.1989 | 0 | 0 | 0 | 0 | 0 | 0 | 0 | 0 | 0 | 0 | 0 | 1.284 | 0 | 0 | -1.3315e-07 | 0.15866 | 0.00010078 | 4.7626 | 4.7626 | 4.7626 | 0 | 0.00095992 | 0 | 0 | -2.3965e-06 | 0 | 0 | 0 | 0.23148 | #N/A | #N/A
South Cheyenne Solar 1 PV-T | WACM | RM_WACM | WY | Hourly Resource | PV-Tracking | 150 | 0 |  | 2024-01-01 | 2044-03-01 | 62.5087 | 11.2528 | -0.55624 | 150 | 150 | 374583.7753 | 0 | 0 | 0.28507 | 0 | 23.4148 | 23.4148 | 8760 | 0 | 8760 | 0 | 0 | 0 | 0 | 433.3247 | 121.078 | 32.9594 | 1.428 | -25.1268 | 2393.7185 | 164.2086 | 0 | 0 | 0 | 0 | 0 | 0 | 0 | 0 | 0 | 0 | 0 | 53.9196 | 0 | 0 | 6.3702e-05 | 0.075305 | 0.00032051 | 86.4793 | 43.2396 | 43.2397 | 0 | 0.062616 | 0 | 0 | -0.0027064 | 0 | 0 | 0 | 23.4148 | #N/A | #N/A
South Consolidated 1 HY | SRP | SW_SRP | AZ | Hydro | Hydro | 1.39 | 0 |  | 1981-09-01 | 2050-12-31 | 47.6844 | -31.6017 | -7.4044 | 0.001 | 0.001 | 0 | 0 | 0 | 0 | 0 | 0 | 0 | 0 | 0 | 0 | 8760 | 0 | 0 | 0 | 0 | 47.6844 | -31.6017 | -7.4044 | -24.8802 | 1941.4988 | 68.5623 | 0 | 0 | 0 | 0 | 0 | 0 | 0 | 0 | 0 | 0 | 0 | 0 | 0.618 | 0.568 | 4.382 | 1.0352 | 0.11547 | 12.6186 | 5.1679 | 7.4506 | 0 | 0 | 4.439 | 1.5146 | 61.6172 | 0 | 0 | 0 | 6.7571e-05 | #N/A | #N/A
South Fork Tolt 1 HY | SCL | NW_SCL | WA | Hydro | Hydro | 16.8 | 0 |  | 1995-11-01 | 2050-12-31 | 102.2348 | 14.2704 | 6.3078 | 9.7337 | 9.755 | 58464.0445 | 0 | 0 | 0.44493 | 0 | 5.9771 | 5.9771 | 0 | 0 | 73 | 8687 | 0 | 0 | 0 | 0 | 112.2811 | 17.97 | 7.6206 | -35.4604 | 1652.0519 | 99.6661 | 0 | 0 | 0 | 0 | 0 | 0 | 0 | 0 | 0 | 0 | 11849.9735 | 10186.1746 | 602.2877 | 12466.9283 | 8986.2511 | 0.13389 | 0.13389 | 0.49797 | 0.031824 | 0.45874 | 415.5441 | 530.1114 | 938.5944 | 23.5079 | 3891.847 | 0 | 0 | 0 | 5.9829 | #N/A | #N/A
South Hurlburt Wind | BPAT | NW_BPAT | OR | Hourly Resource | WT-Onshore | 290 | 0 |  | 2012-09-01 | 2050-12-31 | 83.4579 | 15.759 | -2.2077 | 290 | 290 | 579832.8204 | 0 | 0 | 0.22824 | 0 | 48.3917 | 48.3917 | 8760 | 0 | 8760 | 0 | 0 | 0 | 0 | 613.1992 | 123.9974 | 33.717 | 3.5899 | -15.4985 | 1803.1515 | 97.1028 | 0 | 0 | 0 | 0 | 0 | 0 | 0 | 0 | 0 | 0 | 0 | 34825.2783 | 0 | 0 | 0.0003254 | 0.13517 | 0.13517 | 0.67195 | 0.031824 | 0.68397 | 0 | 12.2868 | 0 | 0 | 3.4194e-05 | 0 | 0 | 0 | 48.3917 | #N/A | #N/A
South Hydro 1 HY | CIPV | CA_CISO | CA | Hydro | HydroRPS | 7.1 | 0 |  | 1979-01-01 | 2050-12-31 | 105.4126 | 7.7308 | -6.2173 | 1.3846 | 1.41 | 8661.1877 | 0 | 0 | 0.23767 | 0 | 0.913 | 0.913 | 0 | 0 | 1200 | 7560 | 0 | 0 | 0 | 79.9271 | 94.9909 | 9.5241 | -1.2238 | -45.722 | 1549.8816 | 66.4796 | 0 | 0 | 0 | 0 | 0 | 0 | 0 | 0 | 0 | 0 | 15.7816 | 78.2351 | 5.0582 | 87.6258 | 1198.0761 | 0.15866 | 0.00010078 | 4.7626 | 4.7626 | 4.7626 | 87.1435 | 0.025001 | 129.9812 | 1794.803 | 9522.1222 | 0 | 0 | 0 | 0.92453 | #N/A | #N/A
South Kern Solar PV Plant 1 PV-NT | CIPV | CA_CISO | CA | Hourly Resource | PV-NonTracking | 20 | 0 |  | 2015-04-07 | 2050-12-31 | 29.8642 | -17.0988 | -7.288 | 20 | 20 | 51266.4601 | 0 | 0 | 0.29262 | 0 | 1.531 | 1.531 | 8760 | 0 | 8760 | 0 | 0 | 0 | 0 | 325.98 | 78.4575 | -3.3644 | -4.8686 | -25.6405 | 1985.2477 | 76.2396 | 0 | 0 | 0 | 0 | 0 | 0 | 0 | 0 | 0 | 0 | 0 | 1402.465 | 0 | 0 | 5.5181e-06 | 0.15866 | 0.00010078 | 4.7626 | 4.7626 | 4.7626 | 0 | 0.61605 | 0 | 0 | 3.601e-06 | 0 | 0 | 0 | 1.531 | #N/A | #N/A
South Peak Wind 1 WT | NWMT | NW_NWMT | MT | Hourly Resource | WT-Onshore | 80 | 60 |  | 2020-02-01 | 2050-12-31 | 74.8847 | 6.3025 | -6.6002 | 80 | 80 | 220008.2749 | 0 | 0 | 0.31394 | 0 | 16.4753 | 16.4753 | 8760 | 0 | 8760 | 0 | 0 | 0 | 0 | 661.9652 | 104.1634 | 21.6228 | -4.15 | -42.372 | 1652.2092 | 109.0295 | 0 | 0 | 0 | 0 | 0 | 0 | 0 | 0 | 0 | 0 | 0 | 10390.2349 | 0 | 0 | 353.3793 | 9.0549 | 8.0429 | 75.1759 | 0.031824 | 75.1075 | 0 | 65421.5431 | 0 | 0 | 22973.3484 | 0 | 0 | 0 | 16.5636 | #N/A | #N/A
South Plant BESS BA | WACM | RM_WACM | CO | Pumped Storage | Energy Storage | 50 | -50 |  | 2024-06-01 | 2054-12-31 | 157.5149 | 63.1361 | 6.3669 | 50 | 50 | 83032.8309 | 96979.7978 | 7.098 | 0.18957 | 0.27002 | 14.1587 | 13.8887 | 8760 | 0 | 8760 | 0 | 0 | -0.02092 | 0.81043 | 0 | 140.0632 | 48.3552 | 5.0175 | -23.8524 | 2532.3047 | 212.3897 | 1.3385 | 0 | 0 | 0 | 0 | 0 | 0 | 0 | 0 | 0 | 49142.9753 | 202202.4231 | 51693.5243 | 180235.4909 | 43155.0644 | 0.075305 | 0.00032051 | 86.4793 | 43.2396 | 43.2397 | 2613.7106 | 59.379 | 5036472.4245 | 5895386.4764 | 812183.1685 | 0 | 0 | 0 | 25.9054 | #N/A | #N/A
South Valley Solar PV 1 PV-T | PNM | SW_PNM | NM | Hourly Resource | PV-Tracking | 9.5 | 0 |  | 2015-12-29 | 2045-12-01 | 16.7835 | -33.184 | -3.6312 | 9.5 | 9.5 | 24774.347 | 0 | 0 | 0.2977 | 0 | 0.4158 | 0.4158 | 8760 | 0 | 8760 | 0 | 0 | 0 | 0 | 454.043 | 49.2704 | -33.9982 | -3.4219 | -25.4328 | 1949.501 | 74.1951 | 0 | 0 | 0 | 0 | 0 | 0 | 0 | 0 | 0 | 0 | 0 | 23226.5666 | 0 | 0 | 366.6785 | 0.89269 | 0.0029891 | 22.2939 | 5.1679 | 17.1082 | 0 | 29.2358 | 0 | 0 | 10.3031 | 0 | 0 | 0 | 0.41584 | #N/A | #N/A
Southern Bighorn 2 Fka Eagle Shadow 3-3 PV BA | NEVP | SW_NVE | NV | Pumped Storage | Energy Storage | 135 | -50 |  | 2023-12-01 | 2044-06-01 | 30.7524 | -35.972 | -8.4848 | 135 | 135 | 193768.0814 | 226056.5592 | 2.5898 | 0.16385 | 0.62974 | 7.7311 | 7.1014 | 8760 | 0 | 8760 | 0 | 0 | -0.048433 | 1.9071 | 0 | 44.3741 | -33.7062 | -8.6102 | -25.0149 | 1882.4951 | 64.7931 | 0.78985 | 0 | 0 | 0 | 0 | 0 | 0 | 0 | 0 | 0 | 48007.5233 | 697123.153 | 98480.832 | 155012.7145 | 286456.657 | 0.19614 | 0.00021973 | 4.6327 | 0.031824 | 4.6009 | 13.5823 | 88.5747 | 1696.7361 | 7902.9827 | 19822.2683 | 0 | 0 | 0 | 7.7606 | #N/A | #N/A
Southern Bighorn Fka Eagle Shadow 2-2 PV BA | NEVP | SW_NVE | NV | Hourly Resource | PV-Tracking | 150 | 0 |  | 2023-12-01 | 2050-12-31 | 12.6878 | -32.4835 | -7.4192 | 150 | 150 | 408176.4996 | 0 | 0 | 0.31064 | 0 | 5.1788 | 5.1788 | 8760 | 0 | 8760 | 0 | 0 | 0 | 0 | 2794.1003 | 43.8936 | -33.7064 | -9.0905 | -25.8444 | 1879.0795 | 64.7194 | 0 | 0 | 0 | 0 | 0 | 0 | 0 | 0 | 0 | 0 | 0 | 0 | 0 | 0 | -3.539e-06 | 0.19614 | 0.00021973 | 4.6327 | 0.031824 | 4.6009 | 0 | 0 | 0 | 0 | -3.3951e-05 | 0 | 0 | 0 | 5.1788 | #N/A | #N/A
Southern Bighorn Solar 2 | NEVP | SW_NVE | NV | Hourly Resource | PV-Tracking | 150 | 0 |  | 2023-06-01 | 2050-12-31 | 12.7211 | -32.4518 | -7.4251 | 150 | 150 | 407756.4179 | 0 | 0 | 0.31032 | 0 | 5.1871 | 5.1871 | 8760 | 0 | 8760 | 0 | 0 | 0 | 0 | 3214.182 | 43.8892 | -33.7064 | -9.0949 | -25.8507 | 1879.0496 | 64.7187 | 0 | 0 | 0 | 0 | 0 | 0 | 0 | 0 | 0 | 0 | 0 | 3707.5031 | 0 | 0 | 5.2713e-05 | 0.19614 | 0.00021973 | 4.6327 | 0.031824 | 4.6009 | 0 | 2.4667 | 0 | 0 | -3.3911e-05 | 0 | 0 | 0 | 5.1871 | #N/A | #N/A
Southern Star BESS 1 BA | PSCO | RM_PSCO | CO | Pumped Storage | Energy Storage | 100 | -100 |  | 2026-01-01 | 2051-12-31 | 191.0545 | 81.5873 | 6.2685 | 100 | 100 | 94954.6331 | 110299.5646 | 11.1495 | 0.1084 | 0.30788 | 16.9158 | 16.6079 | 8760 | 0 | 8760 | 0 | 0 | -0.023017 | 1.2907 | 0 | 139.019 | 48.3451 | 3.9834 | -24.986 | 2521.3872 | 211.2835 | 1.338 | 0 | 0 | 0 | 0 | 0 | 0 | 0 | 0 | 0 | 249771.2041 | 256312.0386 | 269374.3173 | 1841.2743 | 474032.7166 | 0.42135 | 0.055066 | 119.3454 | 43.2396 | 76.1058 | 151665.7102 | 18936.2498 | 28186662.3737 | 307689.6607 | 35675260.4549 | 0 | 0 | 0 | 81.256 | #N/A | #N/A
Southern Star Solar 1 PV-T | PSCO | RM_PSCO | CO | Hourly Resource | PV-Tracking | 200 | 0 |  | 2026-01-01 | 2051-12-31 | 69.1126 | 16.2991 | 0.7388 | 200 | 200 | 501264.3102 | 0 | 0 | 0.28611 | 0 | 34.6437 | 34.6437 | 8760 | 0 | 8760 | 0 | 0 | 0 | 0 | 3829.69 | 139.019 | 48.3451 | 3.9834 | -24.986 | 2521.3872 | 211.2835 | 0 | 0 | 0 | 0 | 0 | 0 | 0 | 0 | 0 | 0 | 0 | 222.62 | 0 | 0 | 3829.6902 | 0.42135 | 0.055066 | 119.3454 | 43.2396 | 76.1058 | 0 | 5624.4029 | 0 | 0 | 110144.7762 | 0 | 0 | 0 | 34.7595 | #N/A | #N/A
Southern_NV_Eldorado_Solar_Carpenter Canyon PV | CISC | CA_CISO | NV | Hourly Resource | PV | 210 | 0 |  | 2033-05-01 | 2051-12-31 | 23.0701 | -24.9727 | -5.9913 | 210 | 210 | 499259.502 | 0 | 0 | 0.2714 | 0 | 11.518 | 11.518 | 8760 | 0 | 8760 | 0 | 0 | 0 | 0 | 2357.4169 | 58.5537 | -20.6435 | -7.4934 | -26.0682 | 1913.2811 | 67.9338 | 0 | 0 | 0 | 0 | 0 | 0 | 0 | 0 | 0 | 0 | 0 | 0 | 0 | 0 | -3.241e-05 | 0.15866 | 0.00010078 | 4.7626 | 4.7626 | 4.7626 | 0 | 0 | 0 | 0 | -8.1241e-05 | 0 | 0 | 0 | 11.518 | #N/A | #N/A
Southern_NV_Eldorado_Solar_Eldorado_230kV 1 PV | CISC | CA_CISO | NV | Hourly Resource | PV | 132 | 0 |  | 2024-05-01 | 2051-12-31 | 22.6549 | -23.8799 | -5.9734 | 132 | 132 | 367844.3543 | 0 | 0 | 0.31812 | 0 | 8.3335 | 8.3335 | 8760 | 0 | 8760 | 0 | 0 | 0 | 0 | 359.0862 | 58.2281 | -20.5764 | -7.886 | -25.1927 | 1898.1852 | 66.2984 | 0 | 0 | 0 | 0 | 0 | 0 | 0 | 0 | 0 | 0 | 0 | 0 | 0 | 0 | 1.5087e-05 | 0.15866 | 0.00010078 | 4.7626 | 4.7626 | 4.7626 | 0 | 0 | 0 | 0 | 0.00032026 | 0 | 0 | 0 | 8.3335 | #N/A | #N/A
Southern_NV_Eldorado_Solar_Eldorado_230kV 2 PV | CISC | CA_CISO | NV | Hourly Resource | PV | 168 | 0 |  | 2025-05-01 | 2051-12-31 | 20.5847 | -24.9823 | -7.0899 | 168 | 168 | 466039.9127 | 0 | 0 | 0.31667 | 0 | 9.5933 | 9.5933 | 8760 | 0 | 8760 | 0 | 0 | 0 | 0 | 2582.6471 | 57.4642 | -20.6435 | -8.5829 | -26.1514 | 1905.9336 | 67.8116 | 0 | 0 | 0 | 0 | 0 | 0 | 0 | 0 | 0 | 0 | 0 | 0 | 0 | 0 | 3.5763e-05 | 0.15866 | 0.00010078 | 4.7626 | 4.7626 | 4.7626 | 0 | 0 | 0 | 0 | 0.00021089 | 0 | 0 | 0 | 9.5933 | #N/A | #N/A
Southern_NV_Eldorado_Solar_Innovation_230kV 1 PV | CISC | CA_CISO | NV | Hourly Resource | PV | 100 | 0 |  | 2030-05-01 | 2051-12-31 | -5.532 | -59.5441 | -9.406 | 100 | 100 | 10666.9902 | 0 | 0 | 0.012177 | 0 | -0.059009 | -0.059009 | 8760 | 0 | 8760 | 0 | 0 | 0 | 0 | 268275.0096 | -36.749 | -112.3243 | -11.1153 | -117.9071 | 1663.3767 | 56.84 | 0 | 0 | 0 | 0 | 0 | 0 | 0 | 0 | 0 | 0 | 0 | 0 | 0 | 0 | 11172.1836 | 0.15866 | 0.00010078 | 4.7626 | 4.7626 | 4.7626 | 0 | 0 | 0 | 0 | 75171.846 | 0 | 0 | 0 | 0.016162 | #N/A | #N/A
Southern_NV_Eldorado_Solar_Innovation_230kV 2 PV | CISC | CA_CISO | NV | Hourly Resource | PV | 214 | 0 |  | 2032-05-01 | 2051-12-31 | -3.5641 | -56.4762 | -9.2506 | 214 | 214 | 20682.8755 | 0 | 0 | 0.011033 | 0 | -0.073717 | -0.073717 | 8760 | 0 | 8760 | 0 | 0 | 0 | 0 | 576253.0088 | -36.749 | -112.3243 | -11.1153 | -117.9071 | 1663.3767 | 56.84 | 0 | 0 | 0 | 0 | 0 | 0 | 0 | 0 | 0 | 0 | 0 | 0 | 0 | 0 | 22801.8065 | 0.15866 | 0.00010078 | 4.7626 | 4.7626 | 4.7626 | 0 | 0 | 0 | 0 | 160561.6647 | 0 | 0 | 0 | 0.086845 | #N/A | #N/A
Southern_NV_Eldorado_Solar_Innovation_230kV 3 PV | CISC | CA_CISO | NV | Hourly Resource | PV | 186 | 0 |  | 2033-05-01 | 2051-12-31 | -1.6601 | -56.3497 | -9.3802 | 186 | 186 | 16495.7391 | 0 | 0 | 0.010124 | 0 | -0.027385 | -0.027385 | 8760 | 0 | 8760 | 0 | 0 | 0 | 0 | 502336.3817 | -36.749 | -112.3243 | -11.1153 | -117.9071 | 1663.3767 | 56.84 | 0 | 0 | 0 | 0 | 0 | 0 | 0 | 0 | 0 | 0 | 0 | 0 | 0 | 0 | 18394.9683 | 0.15866 | 0.00010078 | 4.7626 | 4.7626 | 4.7626 | 0 | 0 | 0 | 0 | 137747.309 | 0 | 0 | 0 | 0.11036 | #N/A | #N/A
Southern_NV_Eldorado_Solar_Mohave_500kV 1 PV | CISC | CA_CISO | NV | Hourly Resource | PV | 450 | 0 |  | 2025-05-01 | 2051-12-31 | 22.0929 | -23.6842 | -6.7552 | 450 | 450 | 1252926.0458 | 0 | 0 | 0.31784 | 0 | 27.6807 | 27.6807 | 8760 | 0 | 8760 | 0 | 0 | 0 | 0 | 2312.9528 | 58.884 | -19.6374 | -8.1692 | -26.2408 | 1916.6644 | 68.0408 | 0 | 0 | 0 | 0 | 0 | 0 | 0 | 0 | 0 | 0 | 0 | 0 | 0 | 0 | -3.7253e-07 | 0.15866 | 0.00010078 | 4.7626 | 4.7626 | 4.7626 | 0 | 0 | 0 | 0 | -0.0009513 | 0 | 0 | 0 | 27.6807 | #N/A | #N/A
Southern_NV_Eldorado_Solar_Mohave_500kV 2 PV | CISC | CA_CISO | NV | Hourly Resource | PV | 250 | 0 |  | 2028-05-01 | 2051-12-31 | 22.1392 | -23.6772 | -6.7602 | 250 | 250 | 695386.9752 | 0 | 0 | 0.31753 | 0 | 15.3953 | 15.3953 | 8760 | 0 | 8760 | 0 | 0 | 0 | 0 | 1968.0244 | 58.884 | -19.6374 | -8.1692 | -26.2408 | 1916.6644 | 68.0408 | 0 | 0 | 0 | 0 | 0 | 0 | 0 | 0 | 0 | 0 | 0 | 0 | 0 | 0 | 9.2806e-05 | 0.15866 | 0.00010078 | 4.7626 | 4.7626 | 4.7626 | 0 | 0 | 0 | 0 | 0.00073858 | 0 | 0 | 0 | 15.3953 | #N/A | #N/A
Southern_NV_Eldorado_Solar_Trout Canyon 1 PV | CISC | CA_CISO | NV | Hourly Resource | PV | 160 | 0 |  | 2025-05-01 | 2051-12-31 | -16.1708 | -85.4867 | -10.3665 | 160 | 160 | 169413.1966 | 0 | 0 | 0.12087 | 0 | -2.7395 | -2.7395 | 8760 | 0 | 8760 | 0 | 0 | 0 | 0 | 212771.1232 | -13.4437 | -89.7597 | -10.3746 | -102.1894 | 1674.2246 | 57.307 | 0 | 0 | 0 | 0 | 0 | 0 | 0 | 0 | 0 | 0 | 0 | 0 | 0 | 0 | 5511.4015 | 0.15866 | 0.00010078 | 4.7626 | 4.7626 | 4.7626 | 0 | 0 | 0 | 0 | 48457.6448 | 0 | 0 | 0 | -2.6911 | #N/A | #N/A
Southern_NV_Eldorado_Solar_Trout Canyon 2 PV | CISC | CA_CISO | NV | Hourly Resource | PV | 160 | 0 |  | 2028-05-01 | 2051-12-31 | -15.8798 | -86.1469 | -10.4683 | 160 | 160 | 163207.1061 | 0 | 0 | 0.11644 | 0 | -2.5917 | -2.5917 | 8760 | 0 | 8760 | 0 | 0 | 0 | 0 | 218977.2136 | -13.4437 | -89.7597 | -10.3746 | -102.1894 | 1674.2246 | 57.307 | 0 | 0 | 0 | 0 | 0 | 0 | 0 | 0 | 0 | 0 | 0 | 0 | 0 | 0 | 5051.0132 | 0.15866 | 0.00010078 | 4.7626 | 4.7626 | 4.7626 | 0 | 0 | 0 | 0 | 47315.4506 | 0 | 0 | 0 | -2.5444 | #N/A | #N/A
Southern_NV_Eldorado_Solar_Trout Canyon_230kV PV | CISC | CA_CISO | NV | Hourly Resource | PV | 610 | 0 |  | 2030-05-01 | 2051-12-31 | -15.1919 | -86.5481 | -10.5635 | 610 | 610 | 574819.826 | 0 | 0 | 0.10757 | 0 | -8.7326 | -8.7326 | 8760 | 0 | 8760 | 0 | 0 | 0 | 0 | 882257.8919 | -13.4437 | -89.7597 | -10.3746 | -102.1894 | 1674.2246 | 57.307 | 0 | 0 | 0 | 0 | 0 | 0 | 0 | 0 | 0 | 0 | 0 | 0 | 0 | 0 | 16806.605 | 0.15866 | 0.00010078 | 4.7626 | 4.7626 | 4.7626 | 0 | 0 | 0 | 0 | 168919.3265 | 0 | 0 | 0 | -8.5637 | #N/A | #N/A
Southern_NV_Eldorado_Wind_Lathrop_138kV WT | CISC | CA_CISO | NV | Hourly Resource | WT-Onshore | 310 | 0 |  | 2026-05-01 | 2051-12-31 | 53.2649 | -19.7812 | -6.8795 | 310 | 310 | 993339.0531 | 0 | 0 | 0.36579 | 0 | 52.9101 | 52.9101 | 8760 | 0 | 8760 | 0 | 0 | 0 | 0 | 3995.1171 | 58.5537 | -20.6435 | -7.4934 | -26.0682 | 1913.2811 | 67.9338 | 0 | 0 | 0 | 0 | 0 | 0 | 0 | 0 | 0 | 0 | 0 | 0 | 0 | 0 | 0.00018142 | 0.15866 | 0.00010078 | 4.7626 | 4.7626 | 4.7626 | 0 | 0 | 0 | 0 | -0.012387 | 0 | 0 | 0 | 52.9101 | #N/A | #N/A
Southern_NV_Eldorado_Wind_Sloan Canyon_230kV WT | CISC | CA_CISO | NV | Hourly Resource | WT-Onshore | 310 | 0 |  | 2030-05-01 | 2051-12-31 | 53.2894 | -19.778 | -6.8815 | 310 | 310 | 993028.806 | 0 | 0 | 0.36568 | 0 | 52.9179 | 52.9179 | 8760 | 0 | 8760 | 0 | 0 | 0 | 0 | 4305.3643 | 58.5537 | -20.6435 | -7.4934 | -26.0682 | 1913.2811 | 67.9338 | 0 | 0 | 0 | 0 | 0 | 0 | 0 | 0 | 0 | 0 | 0 | 0 | 0 | 0 | 0.00018142 | 0.15866 | 0.00010078 | 4.7626 | 4.7626 | 4.7626 | 0 | 0 | 0 | 0 | -0.012387 | 0 | 0 | 0 | 52.9179 | #N/A | #N/A
Southern_PGAE_Solar_Arco_230kV 1 PV | CIPV | CA_CISO | CA | Hourly Resource | PV | 70 | 0 |  | 2032-05-01 | 2051-12-31 | 33.8569 | -17.075 | -4.2276 | 70 | 70 | 203554.6102 | 0 | 0 | 0.33195 | 0 | 6.8917 | 6.8917 | 8760 | 0 | 8760 | 0 | 0 | 0 | 0 | 2781.1697 | 82.609 | -1.6151 | -2.4664 | -27.2852 | 2037.8147 | 82.0045 | 0 | 0 | 0 | 0 | 0 | 0 | 0 | 0 | 0 | 0 | 0 | 0 | 0 | 0 | 2.177e-06 | 0.15866 | 0.00010078 | 4.7626 | 4.7626 | 4.7626 | 0 | 0 | 0 | 0 | 9.0069e-06 | 0 | 0 | 0 | 6.8917 | #N/A | #N/A
Southern_PGAE_Solar_Arco_230kV 2 PV | CIPV | CA_CISO | CA | Hourly Resource | PV | 330 | 0 |  | 2033-05-01 | 2051-12-31 | 35.1798 | -16.7342 | -4.301 | 330 | 330 | 938519.0328 | 0 | 0 | 0.32466 | 0 | 33.0169 | 33.0169 | 8760 | 0 | 8760 | 0 | 0 | 0 | 0 | 34206.7864 | 82.609 | -1.6151 | -2.4664 | -27.2852 | 2037.8147 | 82.0045 | 0 | 0 | 0 | 0 | 0 | 0 | 0 | 0 | 0 | 0 | 0 | 0 | 0 | 0 | -5.1036e-05 | 0.15866 | 0.00010078 | 4.7626 | 4.7626 | 4.7626 | 0 | 0 | 0 | 0 | -7.3129e-05 | 0 | 0 | 0 | 33.0169 | #N/A | #N/A
Southern_PGAE_Solar_Fink (Proposed)_230kV 1 PV | CIPV | CA_CISO | CA | Hourly Resource | PV | 140 | 0 |  | 2024-05-01 | 2051-12-31 | 51.8593 | -2.3542 | -1.1033 | 140 | 140 | 343995.8217 | 0 | 0 | 0.28049 | 0 | 17.8394 | 17.8394 | 8760 | 0 | 8760 | 0 | 0 | 0 | 0 | 4762.2379 | 93.1972 | 4.7724 | 1.7342 | -25.6124 | 1924.4417 | 70.9795 | 0 | 0 | 0 | 0 | 0 | 0 | 0 | 0 | 0 | 0 | 0 | 0 | 0 | 0 | 2.2084e-05 | 0.15866 | 0.00010078 | 4.7626 | 4.7626 | 4.7626 | 0 | 0 | 0 | 0 | 7.7738e-05 | 0 | 0 | 0 | 17.8394 | #N/A | #N/A
Southern_PGAE_Solar_Fink (Proposed)_230kV 2 PV | CIPV | CA_CISO | CA | Hourly Resource | PV | 30 | 0 |  | 2030-05-01 | 2051-12-31 | 52.1963 | -2.4026 | -0.94147 | 30 | 30 | 73547.07 | 0 | 0 | 0.27986 | 0 | 3.8389 | 3.8389 | 8760 | 0 | 8760 | 0 | 0 | 0 | 0 | 1186.8 | 93.3116 | 4.7724 | 1.8487 | -25.658 | 1925.208 | 71.0097 | 0 | 0 | 0 | 0 | 0 | 0 | 0 | 0 | 0 | 0 | 0 | 0 | 0 | 0 | 8.3819e-07 | 0.15866 | 0.00010078 | 4.7626 | 4.7626 | 4.7626 | 0 | 0 | 0 | 0 | -1.043e-05 | 0 | 0 | 0 | 3.8389 | #N/A | #N/A
Southern_PGAE_Solar_Gates_230kV 1 PV | CIPV | CA_CISO | CA | Hourly Resource | PV | 925 | 0 |  | 2025-05-01 | 2051-12-31 | 36.5154 | -15.3644 | -6.2621 | 925 | 925 | 2512157.5739 | 0 | 0 | 0.31003 | 0 | 91.7325 | 91.7325 | 8760 | 0 | 8760 | 0 | 0 | 0 | 0 | 214422.3756 | 82.6202 | -0.60397 | -3.4664 | -35.6115 | 2045.5757 | 82.2614 | 0 | 0 | 0 | 0 | 0 | 0 | 0 | 0 | 0 | 0 | 0 | 0 | 0 | 0 | 43.8552 | 0.15866 | 0.00010078 | 4.7626 | 4.7626 | 4.7626 | 0 | 0 | 0 | 0 | 0.059223 | 0 | 0 | 0 | 91.7325 | #N/A | #N/A
Southern_PGAE_Solar_Gates_230kV 2 PV | CIPV | CA_CISO | CA | Hourly Resource | PV | 245 | 0 |  | 2030-05-01 | 2051-12-31 | 37.1525 | -15.1411 | -6.316 | 245 | 245 | 658561.9483 | 0 | 0 | 0.30685 | 0 | 24.4672 | 24.4672 | 8760 | 0 | 8760 | 0 | 0 | 0 | 0 | 63613.2812 | 82.6202 | -0.60397 | -3.4664 | -35.6115 | 2045.5757 | 82.2614 | 0 | 0 | 0 | 0 | 0 | 0 | 0 | 0 | 0 | 0 | 0 | 0 | 0 | 0 | 6.8918e-06 | 0.15866 | 0.00010078 | 4.7626 | 4.7626 | 4.7626 | 0 | 0 | 0 | 0 | -5.9747e-06 | 0 | 0 | 0 | 24.4672 | #N/A | #N/A
Southern_PGAE_Solar_Helm_230kV PV | CIPV | CA_CISO | CA | Hourly Resource | PV | 35 | 0 |  | 2025-05-01 | 2051-12-31 | 45.2645 | -9.5181 | -1.704 | 35 | 35 | 100212.8329 | 0 | 0 | 0.32685 | 0 | 4.5361 | 4.5361 | 8760 | 0 | 8760 | 0 | 0 | 0 | 0 | 2955.0571 | 90.7973 | 3.2277 | 0.87906 | -25.511 | 2120.199 | 83.9307 | 0 | 0 | 0 | 0 | 0 | 0 | 0 | 0 | 0 | 0 | 0 | 0 | 0 | 0 | 1.0885e-06 | 0.15866 | 0.00010078 | 4.7626 | 4.7626 | 4.7626 | 0 | 0 | 0 | 0 | 4.5035e-06 | 0 | 0 | 0 | 4.5361 | #N/A | #N/A
Southern_PGAE_Solar_Lakeview_70kV PV | CIPV | CA_CISO | CA | Hourly Resource | PV | 70 | 0 |  | 2025-05-01 | 2051-12-31 | 32.8087 | -16.1859 | -5.5927 | 70 | 70 | 205933.1399 | 0 | 0 | 0.33583 | 0 | 6.7564 | 6.7564 | 8760 | 0 | 8760 | 0 | 0 | 0 | 0 | 402.64 | 78.6363 | -3.3622 | -4.692 | -25.1507 | 2006.684 | 76.0873 | 0 | 0 | 0 | 0 | 0 | 0 | 0 | 0 | 0 | 0 | 0 | 0 | 0 | 0 | 2.177e-06 | 0.15866 | 0.00010078 | 4.7626 | 4.7626 | 4.7626 | 0 | 0 | 0 | 0 | 9.0069e-06 | 0 | 0 | 0 | 6.7564 | #N/A | #N/A
Southern_PGAE_Solar_Lamont_115kV PV | CIPV | CA_CISO | CA | Hourly Resource | PV | 12 | 0 |  | 2025-05-01 | 2051-12-31 | 32.6998 | -16.1748 | -5.711 | 12 | 12 | 35297.61 | 0 | 0 | 0.33578 | 0 | 1.1542 | 1.1542 | 8760 | 0 | 8760 | 0 | 0 | 0 | 0 | 74.2381 | 79.0302 | -3.3627 | -4.2977 | -25.0922 | 1995.4651 | 76.0844 | 0 | 0 | 0 | 0 | 0 | 0 | 0 | 0 | 0 | 0 | 0 | 0 | 0 | 0 | -1.202e-06 | 0.15866 | 0.00010078 | 4.7626 | 4.7626 | 4.7626 | 0 | 0 | 0 | 0 | -7.4549e-06 | 0 | 0 | 0 | 1.1542 | #N/A | #N/A
Southern_PGAE_Solar_Los Banos_230kV PV | CIPV | CA_CISO | CA | Hourly Resource | PV | 500 | 0 |  | 2028-05-01 | 2051-12-31 | 46.662 | -6.9551 | -1.5435 | 500 | 500 | 1232522.2441 | 0 | 0 | 0.2814 | 0 | 57.5119 | 57.5119 | 8760 | 0 | 8760 | 0 | 0 | 0 | 0 | 13042.2552 | 91.7081 | 4.0676 | 0.9499 | -25.3723 | 1975.8119 | 74.9389 | 0 | 0 | 0 | 0 | 0 | 0 | 0 | 0 | 0 | 0 | 0 | 0 | 0 | 0 | -6.1234e-05 | 0.15866 | 0.00010078 | 4.7626 | 4.7626 | 4.7626 | 0 | 0 | 0 | 0 | -0.00071044 | 0 | 0 | 0 | 57.5119 | #N/A | #N/A
Southern_PGAE_Solar_Manning_500kV 1 PV | CIPV | CA_CISO | CA | Hourly Resource | PV | 217.25 | 0 |  | 2033-05-01 | 2051-12-31 | 42.9961 | -9.69 | -2.2957 | 217.25 | 217.25 | 536911.9954 | 0 | 0 | 0.28212 | 0 | 23.0851 | 23.0851 | 8760 | 0 | 8760 | 0 | 0 | 0 | 0 | 4285.7796 | 89.1563 | 2.6575 | -0.19171 | -25.321 | 2003.5243 | 76.1919 | 0 | 0 | 0 | 0 | 0 | 0 | 0 | 0 | 0 | 0 | 0 | 0 | 0 | 0 | 0 | 0.15866 | 0.00010078 | 4.7626 | 4.7626 | 4.7626 | 0 | 0 | 0 | 0 | 0.00013305 | 0 | 0 | 0 | 23.0851 | #N/A | #N/A
Southern_PGAE_Solar_Manning_500kV 2 PV | CIPV | CA_CISO | CA | Hourly Resource | PV | 275 | 0 |  | 2034-05-01 | 2051-12-31 | 47.9804 | -13.2819 | -2.9637 | 275 | 275 | 507830.6752 | 0 | 0 | 0.21081 | 0 | 24.3659 | 24.3659 | 8760 | 0 | 8760 | 0 | 0 | 0 | 0 | 3667.675 | 89.1563 | 2.6575 | -0.19171 | -25.321 | 2003.5243 | 76.1919 | 0 | 0 | 0 | 0 | 0 | 0 | 0 | 0 | 0 | 0 | 0 | 0 | 0 | 0 | -6.7521e-06 | 0.15866 | 0.00010078 | 4.7626 | 4.7626 | 4.7626 | 0 | 0 | 0 | 0 | -0.00022798 | 0 | 0 | 0 | 24.3659 | #N/A | #N/A
Southern_PGAE_Solar_Midway - Wheeler Ridge PV | CIPV | CA_CISO | CA | Hourly Resource | PV | 150 | 0 |  | 2024-05-01 | 2051-12-31 | 33.5339 | -16.1943 | -4.9098 | 150 | 150 | 441002.1456 | 0 | 0 | 0.33562 | 0 | 14.7885 | 14.7885 | 8760 | 0 | 8760 | 0 | 0 | 0 | 0 | 1145.9545 | 79.4031 | -3.3622 | -3.9253 | -25.0481 | 1999.6205 | 75.9749 | 0 | 0 | 0 | 0 | 0 | 0 | 0 | 0 | 0 | 0 | 0 | 0 | 0 | 0 | -2.6822e-05 | 0.15866 | 0.00010078 | 4.7626 | 4.7626 | 4.7626 | 0 | 0 | 0 | 0 | -0.00018741 | 0 | 0 | 0 | 14.7885 | #N/A | #N/A
Southern_PGAE_Solar_Midway_115kV PV | CIPV | CA_CISO | CA | Hourly Resource | PV | 354 | 0 |  | 2026-05-01 | 2051-12-31 | 34.3385 | -16.2495 | -4.1764 | 354 | 354 | 1038571.8521 | 0 | 0 | 0.33491 | 0 | 35.663 | 35.663 | 8760 | 0 | 8760 | 0 | 0 | 0 | 0 | 4897.6646 | 79.4417 | -3.3659 | -3.883 | -25.1046 | 1972.2673 | 75.0719 | 0 | 0 | 0 | 0 | 0 | 0 | 0 | 0 | 0 | 0 | 0 | 0 | 0 | 0 | -2.1094e-05 | 0.15866 | 0.00010078 | 4.7626 | 4.7626 | 4.7626 | 0 | 0 | 0 | 0 | -0.00038856 | 0 | 0 | 0 | 35.663 | #N/A | #N/A
Southern_PGAE_Solar_Midway_500kV 1 PV | CIPV | CA_CISO | CA | Hourly Resource | PV | 160 | 0 |  | 2028-05-01 | 2051-12-31 | 36.4282 | -15.0446 | -3.7614 | 160 | 160 | 465711.6129 | 0 | 0 | 0.33227 | 0 | 16.965 | 16.965 | 8760 | 0 | 8760 | 0 | 0 | 0 | 0 | 5913.0273 | 80.6057 | -2.9687 | -3.1161 | -25.329 | 1981.3123 | 74.7337 | 0 | 0 | 0 | 0 | 0 | 0 | 0 | 0 | 0 | 0 | 0 | 0 | 0 | 0 | -1.1548e-05 | 0.15866 | 0.00010078 | 4.7626 | 4.7626 | 4.7626 | 0 | 0 | 0 | 0 | -0.00010318 | 0 | 0 | 0 | 16.965 | #N/A | #N/A
Southern_PGAE_Solar_Midway_500kV 2 PV | CIPV | CA_CISO | CA | Hourly Resource | PV | 490 | 0 |  | 2030-05-01 | 2051-12-31 | 36.5628 | -15.0405 | -3.7705 | 490 | 490 | 1423123.3625 | 0 | 0 | 0.33154 | 0 | 52.0333 | 52.0333 | 8760 | 0 | 8760 | 0 | 0 | 0 | 0 | 21227.0963 | 80.6057 | -2.9687 | -3.1161 | -25.329 | 1981.3123 | 74.7337 | 0 | 0 | 0 | 0 | 0 | 0 | 0 | 0 | 0 | 0 | 0 | 0 | 0 | 0 | 1.3784e-05 | 0.15866 | 0.00010078 | 4.7626 | 4.7626 | 4.7626 | 0 | 0 | 0 | 0 | -1.1949e-05 | 0 | 0 | 0 | 52.0333 | #N/A | #N/A
Southern_PGAE_Solar_Mustang_230kV 1 PV | CIPV | CA_CISO | WY | Hourly Resource | PV | 106.5 | 0 |  | 2025-05-01 | 2051-12-31 | 37.1488 | -15.9466 | -2.8127 | 106.5 | 106.5 | 307288.488 | 0 | 0 | 0.32938 | 0 | 11.4154 | 11.4154 | 8760 | 0 | 8760 | 0 | 0 | 0 | 0 | 6636.6665 | 87.1903 | 0.67387 | -0.17417 | -32.9982 | 2142.0579 | 86.5516 | 0 | 0 | 0 | 0 | 0 | 0 | 0 | 0 | 0 | 0 | 0 | 0 | 0 | 0 | -4.5402e-06 | 0.15866 | 0.00010078 | 4.7626 | 4.7626 | 4.7626 | 0 | 0 | 0 | 0 | -1.4257e-06 | 0 | 0 | 0 | 11.4154 | #N/A | #N/A
Southern_PGAE_Solar_Mustang_230kV 2 PV | CIPV | CA_CISO | WY | Hourly Resource | PV | 200 | 0 |  | 2026-05-01 | 2051-12-31 | 37.1783 | -15.9511 | -2.814 | 200 | 200 | 576793.2879 | 0 | 0 | 0.32922 | 0 | 21.4442 | 21.4442 | 8760 | 0 | 8760 | 0 | 0 | 0 | 0 | 12737.5118 | 87.1903 | 0.67387 | -0.17417 | -32.9982 | 2142.0579 | 86.5516 | 0 | 0 | 0 | 0 | 0 | 0 | 0 | 0 | 0 | 0 | 0 | 0 | 0 | 0 | 3.241e-05 | 0.15866 | 0.00010078 | 4.7626 | 4.7626 | 4.7626 | 0 | 0 | 0 | 0 | 0.00060984 | 0 | 0 | 0 | 21.4442 | #N/A | #N/A
Southern_PGAE_Solar_Olive_115kV PV | CIPV | CA_CISO | CA | Hourly Resource | PV | 40 | 0 |  | 2024-05-01 | 2051-12-31 | 32.4372 | -16.198 | -6.0441 | 40 | 40 | 117400.1601 | 0 | 0 | 0.33505 | 0 | 3.8081 | 3.8081 | 8760 | 0 | 8760 | 0 | 0 | 0 | 0 | 506 | 78.9806 | -3.3659 | -4.3441 | -25.45 | 2008.0507 | 76.5947 | 0 | 0 | 0 | 0 | 0 | 0 | 0 | 0 | 0 | 0 | 0 | 0 | 0 | 0 | -2.8871e-06 | 0.15866 | 0.00010078 | 4.7626 | 4.7626 | 4.7626 | 0 | 0 | 0 | 0 | -2.5795e-05 | 0 | 0 | 0 | 3.8081 | #N/A | #N/A
Southern_PGAE_Solar_Panoche_230kV PV | CIPV | CA_CISO | CA | Hourly Resource | PV | 100 | 0 |  | 2026-05-01 | 2051-12-31 | 61.584 | -4.2991 | -2.8787 | 100 | 100 | 184683.5208 | 0 | 0 | 0.21083 | 0 | 11.3735 | 11.3735 | 8760 | 0 | 8760 | 0 | 0 | 0 | 0 | 64429.3793 | 88.9346 | 2.2976 | -0.053611 | -49.6711 | 2019.0132 | 81.2776 | 0 | 0 | 0 | 0 | 0 | 0 | 0 | 0 | 0 | 0 | 0 | 0 | 0 | 0 | 8.9873e-06 | 0.15866 | 0.00010078 | 4.7626 | 4.7626 | 4.7626 | 0 | 0 | 0 | 0 | 5.6527e-05 | 0 | 0 | 0 | 11.3735 | #N/A | #N/A
Southern_PGAE_Solar_Quinto_230kV PV | CIPV | CA_CISO | CA | Hourly Resource | PV | 121 | 0 |  | 2025-05-01 | 2051-12-31 | 48.1713 | -5.8431 | -1.3395 | 121 | 121 | 297516.2573 | 0 | 0 | 0.28069 | 0 | 14.3317 | 14.3317 | 8760 | 0 | 8760 | 0 | 0 | 0 | 0 | 3910.3571 | 92.161 | 4.2457 | 1.2248 | -25.4538 | 1963.6549 | 73.9063 | 0 | 0 | 0 | 0 | 0 | 0 | 0 | 0 | 0 | 0 | 0 | 0 | 0 | 0 | -2.2189e-05 | 0.15866 | 0.00010078 | 4.7626 | 4.7626 | 4.7626 | 0 | 0 | 0 | 0 | -0.0001984 | 0 | 0 | 0 | 14.3317 | #N/A | #N/A
Southern_PGAE_Solar_Tranquility_230kV 1 PV | CIPV | CA_CISO | CA | Hourly Resource | PV | 400 | 0 |  | 2024-05-01 | 2051-12-31 | 42.7588 | -10.9409 | -3.9141 | 400 | 400 | 927008.4184 | 0 | 0 | 0.26456 | 0 | 39.6378 | 39.6378 | 8760 | 0 | 8760 | 0 | 0 | 0 | 0 | 69443.1821 | 88.6319 | 3.0152 | -1.0739 | -26.1085 | 2049.9324 | 80.8074 | 0 | 0 | 0 | 0 | 0 | 0 | 0 | 0 | 0 | 0 | 0 | 0 | 0 | 0 | 3.5949e-05 | 0.15866 | 0.00010078 | 4.7626 | 4.7626 | 4.7626 | 0 | 0 | 0 | 0 | 0.00022611 | 0 | 0 | 0 | 39.6378 | #N/A | #N/A
Southern_PGAE_Solar_Tranquility_230kV 2 PV | CIPV | CA_CISO | CA | Hourly Resource | PV | 210 | 0 |  | 2032-05-01 | 2051-12-31 | 43.3835 | -10.6528 | -3.9344 | 210 | 210 | 482233.2154 | 0 | 0 | 0.26214 | 0 | 20.921 | 20.921 | 8760 | 0 | 8760 | 0 | 0 | 0 | 0 | 40903.8752 | 88.6319 | 3.0152 | -1.0739 | -26.1085 | 2049.9324 | 80.8074 | 0 | 0 | 0 | 0 | 0 | 0 | 0 | 0 | 0 | 0 | 0 | 0 | 0 | 0 | 1.8626e-06 | 0.15866 | 0.00010078 | 4.7626 | 4.7626 | 4.7626 | 0 | 0 | 0 | 0 | -6.3227e-05 | 0 | 0 | 0 | 20.921 | #N/A | #N/A
Southern_PGAE_Solar_Tupman_115kV PV | CIPV | CA_CISO | CA | Hourly Resource | PV | 55 | 0 |  | 2030-05-01 | 2051-12-31 | 34.4751 | -16.2546 | -4.0333 | 55 | 55 | 161376.71 | 0 | 0 | 0.33495 | 0 | 5.5635 | 5.5635 | 8760 | 0 | 8760 | 0 | 0 | 0 | 0 | 744.26 | 80.1294 | -3.3659 | -3.1952 | -25.1076 | 1999.8435 | 76.0194 | 0 | 0 | 0 | 0 | 0 | 0 | 0 | 0 | 0 | 0 | 0 | 0 | 0 | 0 | -4.5053e-06 | 0.15866 | 0.00010078 | 4.7626 | 4.7626 | 4.7626 | 0 | 0 | 0 | 0 | -0.00015794 | 0 | 0 | 0 | 5.5635 | #N/A | #N/A
Southern_PGAE_Solar_Wheeler Ridge_230kV 1 PV | CIPV | CA_CISO | CA | Hourly Resource | PV | 200 | 0 |  | 2024-05-01 | 2051-12-31 | 33.5506 | -16.1911 | -4.9111 | 200 | 200 | 587835.3419 | 0 | 0 | 0.33552 | 0 | 19.7222 | 19.7222 | 8760 | 0 | 8760 | 0 | 0 | 0 | 0 | 1695.4578 | 79.4031 | -3.3622 | -3.9253 | -25.0481 | 1999.6205 | 75.9749 | 0 | 0 | 0 | 0 | 0 | 0 | 0 | 0 | 0 | 0 | 0 | 0 | 0 | 0 | 3.241e-05 | 0.15866 | 0.00010078 | 4.7626 | 4.7626 | 4.7626 | 0 | 0 | 0 | 0 | 0.00060984 | 0 | 0 | 0 | 19.7222 | #N/A | #N/A
Southern_PGAE_Solar_Wheeler Ridge_230kV 2 PV | CIPV | CA_CISO | CA | Hourly Resource | PV | 50 | 0 |  | 2026-05-01 | 2051-12-31 | 33.5703 | -16.1882 | -4.9127 | 50 | 50 | 146909.5428 | 0 | 0 | 0.33541 | 0 | 4.9318 | 4.9318 | 8760 | 0 | 8760 | 0 | 0 | 0 | 0 | 473.1571 | 79.4031 | -3.3622 | -3.9253 | -25.0481 | 1999.6205 | 75.9749 | 0 | 0 | 0 | 0 | 0 | 0 | 0 | 0 | 0 | 0 | 0 | 0 | 0 | 0 | 8.1025e-06 | 0.15866 | 0.00010078 | 4.7626 | 4.7626 | 4.7626 | 0 | 0 | 0 | 0 | 0.00015246 | 0 | 0 | 0 | 4.9318 | #N/A | #N/A
Spanish Peaks Solar 1 PV-T | PSCO | RM_PSCO | CO | Hourly Resource | PV-Tracking | 100 | 0 |  | 2023-11-01 | 2043-12-31 | 27.9492 | -30.8103 | -1.3586 | 100 | 100 | 189059.4919 | 0 | 0 | 0.21582 | 0 | 5.2841 | 5.2841 | 8760 | 0 | 8760 | 0 | 0 | 0 | 0 | 67668.4079 | 111.6944 | 22.0202 | 2.9837 | -25.1457 | 2054.7983 | 187.8333 | 0 | 0 | 0 | 0 | 0 | 0 | 0 | 0 | 0 | 0 | 0 | 65024.103 | 0 | 0 | 67668.408 | 0.42135 | 0.055066 | 119.3454 | 43.2396 | 76.1058 | 0 | 6601.0928 | 0 | 0 | 1809967.0527 | 0 | 0 | 0 | 7.1006 | #N/A | #N/A
Spanish Peaks Solar 2 PV-NT | PSCO | RM_PSCO | CO | Hourly Resource | PV-NonTracking | 40 | 0 |  | 2024-12-31 | 2051-12-31 | 41.9181 | -11.3644 | -0.35869 | 40 | 40 | 44586.8937 | 0 | 0 | 0.12725 | 0 | 1.869 | 1.869 | 8760 | 0 | 8760 | 0 | 0 | 0 | 0 | 51383.6665 | 111.5517 | 22.0202 | 2.841 | -25.4052 | 2053.0947 | 187.7436 | 0 | 0 | 0 | 0 | 0 | 0 | 0 | 0 | 0 | 0 | 0 | 206.2 | 0 | 0 | 39452.443 | 0.42135 | 0.055066 | 119.3454 | 43.2396 | 76.1058 | 0 | 962.5457 | 0 | 0 | 1711936.3427 | 0 | 0 | 0 | 3.5819 | #N/A | #N/A
Spaulding Hydro Ph 3 Unit 1 HY | CIPV | CA_CISO | CA | Hydro | HydroRPS | 6.5 | 0 |  | 1928-01-01 | 2050-12-31 | 122.7478 | 15.1733 | 0.51824 | 0.001 | 0.35057 | 253.2314 | 0 | 0 | 0.0059604 | 0 | 0.031084 | 0.031084 | 0 | 0 | 0 | 8760 | 0 | 0 | 0 | 0 | 100.9062 | 15.0632 | -0.84757 | -57.2104 | 1801.6229 | 74.5883 | 0 | 0 | 0 | 0 | 0 | 0 | 0 | 0 | 0 | 0 | 0 | 51.5938 | 0.0016665 | 0.98497 | 526.9583 | 0.15866 | 0.00010078 | 4.7626 | 4.7626 | 4.7626 | 0 | 0.0060953 | 0.014291 | 20.1566 | 624.897 | 0 | 0 | 0 | 0.031729 | #N/A | #N/A
Spaulding_2_1 | CIPV | CA_CISO | CA | Hydro | HydroRPS | 11.4 | 0 |  | 1929-01-01 | 2050-12-31 | 102.0833 | 14.6229 | -1.1053 | 1.5461 | 1.6645 | 10344.1549 | 0 | 0 | 0.13208 | 0 | 1.056 | 1.056 | 0 | 0 | 28 | 8732 | 0 | 0 | 0 | 309.4632 | 100.9062 | 15.0632 | -0.84757 | -57.2104 | 1801.6229 | 74.5883 | 0 | 0 | 0 | 0 | 0 | 0 | 0 | 0 | 0 | 0 | 50.145 | 909.8454 | 3.3244 | 89.6594 | 2691.2615 | 0.15866 | 0.00010078 | 4.7626 | 4.7626 | 4.7626 | 416.1889 | 0.13641 | 57.1933 | 1650.3725 | 6529.868 | 0 | 0 | 0 | 1.0646 | #N/A | #N/A
Spectrum Nevada Solar 1 PV-NT | NEVP | SW_NVE | NV | Hourly Resource | PV-NonTracking | 30 | 0 |  | 2013-09-23 | 2038-12-31 | 12.8467 | -33.0103 | -7.8752 | 30 | 30 | 72434.9939 | 0 | 0 | 0.27563 | 0 | 0.93055 | 0.93055 | 8760 | 0 | 8760 | 0 | 0 | 0 | 0 | 1487.0166 | 44.1795 | -32.5901 | -9.921 | -26.9191 | 1871.0681 | 64.7478 | 0 | 0 | 0 | 0 | 0 | 0 | 0 | 0 | 0 | 0 | 0 | 59837.0419 | 0 | 0 | 825.6359 | 0.19614 | 0.00021973 | 4.6327 | 0.031824 | 4.6009 | 0 | 22.6761 | 0 | 0 | 0.26874 | 0 | 0 | 0 | 0.93057 | #N/A | #N/A
Spicer Hydro Units 1-3 Aggregate 1 HY | CIPV | CA_CISO | CA | Hydro | Hydro | 6 | 0 |  | 1990-01-01 | 2050-12-31 | 110.1191 | -3.5906 | 3.6072 | 2.5655 | 0.98015 | 13959.3528 | 0 | 0 | 0.28973 | 0 | 1.5372 | 1.5372 | 0 | 0 | 1202 | 7558 | 0 | 0 | 0 | 56.9533 | 95.9092 | 5.1917 | 4.027 | -26.4806 | 1796.8558 | 64.5665 | 0 | 0 | 0 | 0 | 0 | 0 | 0 | 0 | 0 | 0 | 17.3351 | 9.3915 | 2.6901 | 88.8852 | 738.6894 | 0.15866 | 0.00010078 | 4.7626 | 4.7626 | 4.7626 | 96.2906 | 0.0035805 | 59.8163 | 1876.6137 | 8928.9399 | 0 | 0 | 0 | 1.5482 | #N/A | #N/A
Spion Kop Wind 1 WT | NWMT | NW_NWMT | MT | Hourly Resource | WT-Onshore | 40 | 0 |  | 2012-12-31 | 2042-12-01 | 77.6372 | 7.9131 | -8.3413 | 40 | 40 | 139651.6773 | 0 | 0 | 0.39855 | 0 | 10.8422 | 10.8422 | 8760 | 0 | 8760 | 0 | 0 | 0 | 0 | 519.2425 | 104.4241 | 21.6969 | -3.9634 | -57.4408 | 1623.3689 | 110.5162 | 0 | 0 | 0 | 0 | 0 | 0 | 0 | 0 | 0 | 0 | 0 | 37252.997 | 0 | 0 | 276.5483 | 9.0549 | 8.0429 | 75.1759 | 0.031824 | 75.1075 | 0 | 72277.7374 | 0 | 0 | 12454.6697 | 0 | 0 | 0 | 10.9269 | #N/A | #N/A
Spirit Mountain 1 HY | WACM | RM_WACM | WY | Hydro | Hydro | 4.5 | 0 |  | 1995-06-01 | 2050-12-31 | 140.6006 | 44.6475 | -3.265 | 3.902 | 0.08043 | 15910.266 | 0 | 0 | 0.30271 | 0 | 2.237 | 2.237 | 0 | 0 | 303 | 8457 | 0 | 0 | 0 | 0 | 111.8744 | 25.3975 | -0.21372 | -131.5435 | 1893.5961 | 133.7 | 0 | 0 | 0 | 0 | 0 | 0 | 0 | 0 | 0 | 0 | 125.7108 | 272.7966 | 214.8174 | 414.0677 | 2702.6038 | 0.075305 | 0.00032051 | 86.4793 | 43.2396 | 43.2397 | 18.5341 | 0.15342 | 7379.9223 | 28147.2399 | 88538.0264 | 0 | 0 | 0 | 2.3611 | #N/A | #N/A
Sprague Hydro (North Fork) 1 HY | PACW | NW_PACW | OR | Hydro | Hydro | 1.2 | 0 |  | 2024-01-01 | 2038-12-31 | 105.6786 | 8.0278 | 1.9274 | 0.2532 | 0.2532 | 899.2032 | 0 | 0 | 0.40541 | 0 | 0.095027 | 0.095027 | 0 | 0 | 0 | 8760 | 0 | 0 | 0 | 0.8124 | 103.0493 | 13.4727 | 2.8861 | -38.0502 | 1830.8568 | 85.3509 | 0 | 0 | 0 | 0 | 0 | 0 | 0 | 0 | 0 | 0 | 236.6872 | 214.0742 | 2215.7532 | 0.5064 | 10503.6004 | 27.0174 | 18.7409 | 65.6973 | 0.031824 | 65.2925 | 8906.9056 | 8298.4086 | 146118.7791 | 0.00043583 | 688324.6875 | 0 | 0 | 0 | 0.94668 | #N/A | #N/A
Sprague Hydro 1 HY | PACW | NW_PACW | OR | Hydro | Hydro | 1.2 | 0 |  | 1989-10-01 | 2050-12-31 | 105.5708 | 8.0113 | 1.9256 | 0.2532 | 0.2532 | 900.0156 | 0 | 0 | 0.40577 | 0 | 0.095016 | 0.095016 | 0 | 0 | 2 | 8758 | 0 | 0 | 0 | 0 | 103.0493 | 13.4727 | 2.8861 | -38.0502 | 1830.8568 | 85.3509 | 0 | 0 | 0 | 0 | 0 | 0 | 0 | 0 | 0 | 0 | 290.47 | 314.2107 | 737.9792 | 0.0888 | 578.4291 | 27.0174 | 18.7409 | 65.6973 | 0.031824 | 65.2925 | 10507.0653 | 10298.1747 | 38057.3088 | 0.076852 | 46967.5457 | 0 | 0 | 0 | 0.20085 | #N/A | #N/A
Spring Canyon 2 WT | PSCO | RM_PSCO | CO | Hourly Resource | WT-Onshore | 60 | 2.7 |  | 2014-10-01 | 2050-12-31 | 100.7212 | 22.1262 | -3.0663 | 60 | 60 | 214725.21 | 0 | 0 | 0.40853 | 0 | 21.6274 | 21.6274 | 8760 | 0 | 8760 | 0 | 0 | 0 | 0 | 2619.4493 | 134.7805 | 47.79 | 0.29992 | -26.9089 | 2591.738 | 213.797 | 0 | 0 | 0 | 0 | 0 | 0 | 0 | 0 | 0 | 0 | 0 | 36461.6055 | 0 | 0 | 2619.4492 | 0.42135 | 0.055066 | 119.3454 | 43.2396 | 76.1058 | 0 | 1830.5547 | 0 | 0 | 38137.235 | 0 | 0 | 0 | 21.6673 | #N/A | #N/A
Spring Coulee 385S Solar DG 1 PV-NT | AESO | AB_AESO | AB | Hourly Resource | PV-Tracking | 30 | 0 |  | 2022-08-01 | 2050-12-31 | 67.59 | 14.2773 | -1.1279 | 30 | 30 | 51156.9665 | 0 | 0 | 0.19466 | 0 | 3.4577 | 3.4577 | 8760 | 0 | 8760 | 0 | 0 | 0 | 0 | 2582.4236 | 88.7084 | 6.413 | -4.3952 | -55.3116 | 787.7759 | 74.6857 | 0 | 0 | 0 | 0 | 0 | 0 | 0 | 0 | 0 | 0 | 0 | 22259.2145 | 0 | 0 | 2582.4236 | 1.8659 | 0.0078726 | 35.0857 | 35.06 | 35.06 | 0 | 20.2126 | 0 | 0 | 27193.2808 | 0 | 0 | 0 | 3.4849 | #N/A | #N/A
Spring Creek 1 HY | BANC | CA_BANC | CA | Hydro | Hydro | 191.6 | 0 |  | 1964-01-01 | 2050-12-31 | 125.8633 | 6.3971 | -0.45353 | 92.4234 | 85.3402 | 126574.2861 | 0 | 0 | 0.080313 | 0 | 15.9311 | 15.9311 | 0 | 0 | 55 | 8705 | 0 | 0 | 0 | 0 | 107.2712 | 18.363 | 2.2177 | -11.3515 | 1788.0436 | 67.0636 | 0 | 0 | 0 | 0 | 0 | 0 | 0 | 0 | 0 | 0 | 1308.0441 | 3881.3135 | 5243.367 | 56592.5555 | 100372.4955 | 0.3521 | 0.050745 | 0.86998 | 0.031824 | 0.83815 | 21.8818 | 1263.6164 | 15831.67 | 2509.3722 | 152287.1381 | 0 | 0 | 0 | 16.103 | #N/A | #N/A
Spring Gap Hydro 1 HY | CIPV | CA_CISO | CA | Hydro | HydroRPS | 7 | 0 |  | 1921-01-01 | 2050-12-31 | 84.0884 | 10.6699 | 1.801 | 3.8999 | 4.7028 | 29816.6709 | 0 | 0 | 0.35679 | 0 | 2.5072 | 2.5072 | 0 | 0 | 105 | 8655 | 0 | 0 | 0 | 294.8296 | 94.7255 | 6.4943 | 1.5407 | -26.6047 | 1768.0981 | 65.8888 | 0 | 0 | 0 | 0 | 0 | 0 | 0 | 0 | 0 | 0 | 71.1953 | 5202.8522 | 5.63 | 180.7898 | 4053.4089 | 0.15866 | 0.00010078 | 4.7626 | 4.7626 | 4.7626 | 512.9559 | 0.47428 | 282.2367 | 1815.1146 | 9877.8205 | 0 | 0 | 0 | 2.5197 | #N/A | #N/A
Springbok 1 Solar 1 PV-T | LDWP | CA_LDWP | CA | Hourly Resource | PV-Tracking | 105 | 0 |  | 2016-07-11 | 2050-12-31 | 56.8116 | 7.7547 | -5.9593 | 105 | 105 | 279956.0354 | 0 | 0 | 0.30437 | 0 | 15.9048 | 15.9048 | 8760 | 0 | 8760 | 0 | 0 | 0 | 0 | 0 | 84.9707 | 3.7511 | -5.471 | -11.1876 | 1976.7205 | 67.4393 | 0 | 0 | 0 | 0 | 0 | 0 | 0 | 0 | 0 | 0 | 0 | 8896.1402 | 0 | 0 | -4.6194e-05 | 0.51018 | 0.0002031 | 10.9758 | 5.1679 | 5.9579 | 0 | 3.5366 | 0 | 0 | 0.00018403 | 0 | 0 | 0 | 15.9048 | #N/A | #N/A
Springbok 2 Solar 2 PV-T | LDWP | CA_LDWP | CA | Hourly Resource | PV-Tracking | 155 | 0 |  | 2016-09-06 | 2050-12-31 | 56.6389 | 7.708 | -5.8142 | 155 | 155 | 350399.9748 | 0 | 0 | 0.25806 | 0 | 19.8463 | 19.8463 | 8760 | 0 | 8760 | 0 | 0 | 0 | 0 | 0 | 85.0681 | 3.7511 | -5.3736 | -11.2277 | 1977.2648 | 67.4613 | 0 | 0 | 0 | 0 | 0 | 0 | 0 | 0 | 0 | 0 | 0 | 6715.1106 | 0 | 0 | -1.099e-05 | 0.51018 | 0.0002031 | 10.9758 | 5.1679 | 5.9579 | 0 | 3.2058 | 0 | 0 | 0.0001046 | 0 | 0 | 0 | 19.8463 | #N/A | #N/A
Springbok 3 Solar 1 PV-NT | LDWP | CA_LDWP | CA | Hourly Resource | PV-Tracking | 90 | 0 |  | 2019-01-31 | 2050-12-31 | 54.611 | 6.6447 | -6.7129 | 90 | 90 | 271522.9802 | 0 | 0 | 0.3444 | 0 | 14.8281 | 14.8281 | 8760 | 0 | 8760 | 0 | 0 | 0 | 0 | 0 | 84.1829 | 3.7511 | -6.2588 | -10.9708 | 1970.4767 | 67.2225 | 0 | 0 | 0 | 0 | 0 | 0 | 0 | 0 | 0 | 0 | 0 | 19236.4744 | 0 | 0 | -1.2293e-05 | 0.51018 | 0.0002031 | 10.9758 | 5.1679 | 5.9579 | 0 | 7.0392 | 0 | 0 | 8.6361e-05 | 0 | 0 | 0 | 14.8282 | #N/A | #N/A
Springer Solar 1 PV-NT | PNM | SW_PNM | NM | Hourly Resource | PV-NonTracking | 1 | 0 |  | 2015-04-28 | 2051-12-31 | 22.3448 | -33.9497 | -1.9228 | 1 | 1 | 2043.322 | 0 | 0 | 0.23326 | 0 | 0.045658 | 0.045658 | 8760 | 0 | 8760 | 0 | 0 | 0 | 0 | 227.994 | 75.058 | -12.9808 | 1.3483 | -82.0996 | 1928.134 | 106.8545 | 0 | 0 | 0 | 0 | 0 | 0 | 0 | 0 | 0 | 0 | 0 | 1080.1049 | 0 | 0 | 82.871 | 0.89269 | 0.0029891 | 22.2939 | 5.1679 | 17.1082 | 0 | 3.3865 | 0 | 0 | 486.7888 | 0 | 0 | 0 | 0.046148 | #N/A | #N/A
Springerville Aggregate Solar PV-NT | CISC | CA_CISO | CA | Hourly Resource | PV-Tracking | 3 | 0 |  | 2017-01-05 | 2050-12-31 | 28.2979 | -23.9027 | -7.4132 | 3 | 3 | 7306.182 | 0 | 0 | 0.27801 | 0 | 0.20675 | 0.20675 | 8760 | 0 | 8760 | 0 | 0 | 0 | 0 | 326.127 | 63.3164 | -15.061 | -8.3132 | -25.2066 | 1929.5385 | 68.7052 | 0 | 0 | 0 | 0 | 0 | 0 | 0 | 0 | 0 | 0 | 0 | 0 | 0 | 0 | -5.8717e-07 | 0.15866 | 0.00010078 | 4.7626 | 4.7626 | 4.7626 | 0 | 0 | 0 | 0 | -4.3856e-06 | 0 | 0 | 0 | 0.20675 | #N/A | #N/A
Springerville PV Agg PV-NT | TEPC | SW_TEPC | AZ | Hourly Resource | PV-NonTracking | 13 | 0 |  | 2014-12-12 | 2038-12-31 | 16.9097 | -30.9272 | -5.1226 | 13 | 13 | 36084.165 | 0 | 0 | 0.31686 | 0 | 0.61017 | 0.61017 | 8760 | 0 | 8760 | 0 | 0 | 0 | 0 | 167.843 | 46.4496 | -33.5462 | -6.6948 | -25.7013 | 1893.9873 | 67.1378 | 0 | 0 | 0 | 0 | 0 | 0 | 0 | 0 | 0 | 0 | 0 | 596.8397 | 0 | 0 | 1.7462e-07 | 1.0826 | 0.065843 | 12.0843 | 5.1679 | 6.9163 | 0 | 2664.6549 | 0 | 0 | -1.5999e-05 | 0 | 0 | 0 | 0.61284 | #N/A | #N/A
Springfield 1 WT | PSCO | RM_PSCO | CO | Hourly Resource | WT-Onshore | 1.5 | 0 |  | 1966-12-01 | 2050-12-31 | 101.6229 | 26.0405 | -0.72317 | 1.5 | 1.5 | 5189.5335 | 0 | 0 | 0.39494 | 0 | 0.52738 | 0.52738 | 8760 | 0 | 8760 | 0 | 0 | 0 | 0 | 5.9175 | 138.3252 | 48.5501 | 3.0846 | -24.8151 | 2524.2686 | 212.6021 | 0 | 0 | 0 | 0 | 0 | 0 | 0 | 0 | 0 | 0 | 0 | 136.6515 | 0 | 0 | 5.994 | 0.42135 | 0.055066 | 119.3454 | 43.2396 | 76.1058 | 0 | 92.3133 | 0 | 0 | 148.7908 | 0 | 0 | 0 | 0.52762 | #N/A | #N/A
Springville Hydroelectric Generator 1 HY | CISC | CA_CISO | CA | Hydro | Hydro | 1 | 0 |  | 2016-04-19 | 2050-12-31 | 86.2122 | -3.9036 | -0.96126 | 0.454 | 0.454 | 2189.415 | 0 | 0 | 0.55051 | 0 | 0.18876 | 0.18876 | 0 | 0 | 3 | 8757 | 0 | 0 | 0 | 287.54 | 79.1923 | -6.5547 | -0.94355 | -25.9672 | 2060.2637 | 74.8825 | 0 | 0 | 0 | 0 | 0 | 0 | 0 | 0 | 0 | 0 | 4.313 | 0.454 | 3.9498 | 92.9758 | 260.0098 | 0.15866 | 0.00010078 | 4.7626 | 4.7626 | 4.7626 | 58.3075 | 0.00021799 | 114.0375 | 1203.4656 | 3863.8361 | 0 | 0 | 0 | 0.19399 | #N/A | #N/A
Spvp042 Porterville Solar 1 PV-NT | CISC | CA_CISO | CA | Hourly Resource | PV-NonTracking | 5 | 0 |  | 2012-11-24 | 2050-12-31 | 40.0808 | -11.0875 | -3.2036 | 5 | 5 | 12775.395 | 0 | 0 | 0.29168 | 0 | 0.51205 | 0.51205 | 8760 | 0 | 8760 | 0 | 0 | 0 | 0 | 136.5 | 79.1923 | -6.5547 | -0.94355 | -25.9672 | 2060.2637 | 74.8825 | 0 | 0 | 0 | 0 | 0 | 0 | 0 | 0 | 0 | 0 | 0 | 0 | 0 | 0 | 1.6997e-06 | 0.15866 | 0.00010078 | 4.7626 | 4.7626 | 4.7626 | 0 | 0 | 0 | 0 | 5.1496e-06 | 0 | 0 | 0 | 0.51205 | #N/A | #N/A
Ss 24 Der Solar 1 PV-NT | AESO | AB_AESO | AB | Hourly Resource | PV-NonTracking | 37 | 0 |  | 2023-05-03 | 2054-12-31 | 73.0279 | 14.1489 | 3.6593 | 37 | 37 | 82668.0269 | 0 | 0 | 0.25505 | 0 | 6.0371 | 6.0371 | 8760 | 0 | 8760 | 0 | 0 | 0 | 0 | 35.076 | 96.7317 | 10.9588 | -0.91771 | -25.0117 | 766.5507 | 69.3752 | 0 | 0 | 0 | 0 | 0 | 0 | 0 | 0 | 0 | 0 | 0 | 3078.7685 | 0 | 0 | 35.0758 | 1.8659 | 0.0078726 | 35.0857 | 35.06 | 35.06 | 0 | 3.3849 | 0 | 0 | 0.035315 | 0 | 0 | 0 | 6.0371 | #N/A | #N/A
Ss San Antonio West 1 PV-NT | CISC | CA_CISO | CA | Hourly Resource | PV-NonTracking | 1.5 | 0 |  | 2013-12-20 | 2051-12-31 | 37.4939 | -18.7022 | -4.886 | 1.5 | 1.5 | 3706.176 | 0 | 0 | 0.28205 | 0 | 0.13896 | 0.13896 | 8760 | 0 | 8760 | 0 | 0 | 0 | 0 | 542.544 | 69.7602 | -12.1252 | -4.8052 | -31.2338 | 1973.1239 | 72.1755 | 0 | 0 | 0 | 0 | 0 | 0 | 0 | 0 | 0 | 0 | 0 | 0 | 0 | 0 | -1.5498e-07 | 0.15866 | 0.00010078 | 4.7626 | 4.7626 | 4.7626 | 0 | 0 | 0 | 0 | -4.3469e-06 | 0 | 0 | 0 | 0.13896 | #N/A | #N/A
St Batt 100 Nm 1 BA | PNM | SW_PNM | NM | Pumped Storage | Energy Storage | 100 | -50 |  | 2026-01-01 | 2051-12-31 | 39.8885 | -35.6996 | -5.9851 | 100 | 100 | 150376.2753 | 176197.7624 | 3.5791 | 0.17166 | 0.48986 | 5.8683 | 5.3784 | 8760 | 0 | 8760 | 0 | 0 | -0.038732 | 1.5719 | 0 | 46.4246 | -33.9584 | -6.3075 | -26.4094 | 1919.0619 | 72.0019 | 0.82796 | 0 | 0 | 0 | 0 | 0 | 0 | 0 | 0 | 0 | 174088.5033 | 286651.2136 | 152369.9018 | 18114.5348 | 344215.1246 | 0.89269 | 0.0029891 | 22.2939 | 5.1679 | 17.1082 | 256990.3049 | 318.7425 | 2770195.2158 | 348428.9831 | 5942636.5017 | 0 | 0 | 0 | 15.1869 | #N/A | #N/A
St Batt 100 Wco BA | WACM | RM_WACM | CO | Pumped Storage | Energy Storage | 100 | -50 |  | 1905-07-21 | 2054-12-31 | 151.1194 | 59.7452 | 2.7352 | 100 | 100 | 161824.2335 | 188969.68 | 14.1416 | 0.18473 | 0.52619 | 24.7286 | 24.2024 | 8760 | 0 | 8760 | 0 | 0 | -0.040718 | 1.6185 | 0 | 136.5444 | 47.9086 | 1.9452 | -23.495 | 2492.4744 | 211.9424 | 1.3222 | 0 | 0 | 0 | 0 | 0 | 0 | 0 | 0 | 0 | 91810.4429 | 450709.1026 | 82577.2801 | 447243.8268 | 59745.7672 | 0.075305 | 0.00032051 | 86.4793 | 43.2396 | 43.2397 | 2403.3631 | 125.0073 | 8403308.7875 | 17029356.4972 | 902255.9091 | 0 | 0 | 0 | 51.0661 | #N/A | #N/A
Stanislaus Hydro 1 HY | CIPV | CA_CISO | CA | Hydro | Hydro | 91 | 0 |  | 1963-01-01 | 2050-12-31 | 108.7589 | 5.5475 | 2.6075 | 87.0172 | 84.346 | 329816.6161 | 0 | 0 | 0.40902 | 0 | 35.8705 | 35.8705 | 0 | 0 | 253 | 8507 | 0 | 0 | 0 | 5113.6378 | 96.6077 | 6.7107 | 3.2064 | -26.5137 | 1850.715 | 68.2005 | 0 | 0 | 0 | 0 | 0 | 0 | 0 | 0 | 0 | 0 | 1139.2386 | 118234.6551 | 71.3869 | 2061.1907 | 142084.2879 | 0.15866 | 0.00010078 | 4.7626 | 4.7626 | 4.7626 | 11764.6889 | 9.2343 | 440.6341 | 25619.4105 | 552902.8431 | 0 | 0 | 0 | 36.4612 | #N/A | #N/A
Stanton Batter Energy Storage BA | CISC | CA_CISO | CA | Pumped Storage | Energy Storage | 68.8 | -68.8 |  | 2023-07-15 | 2054-12-31 | 50.1215 | -24.3872 | -5.2203 | 68.8 | 68.8 | 93247.7757 | 108731.9689 | 3.3471 | 0.15472 | 0.30297 | 3.4294 | 3.1264 | 8760 | 0 | 8760 | 0 | 0 | -0.023226 | 0.81283 | 0 | 70.7043 | -11.8293 | -4.157 | -26.9666 | 1981.1846 | 72.1225 | 1.1406 | 0 | 0 | 0 | 0 | 0 | 0 | 0 | 0 | 0 | 5680.7022 | 6482.6786 | 28564.9091 | 68.8 | 25007.5192 | 0.15866 | 0.00010078 | 4.7626 | 4.7626 | 4.7626 | 4.0888 | 1.14 | 164.7939 | 0.014173 | 81.5196 | 0 | 0 | 0 | 3.4297 | #N/A | #N/A
Star Point 47 WT | BPAT | NW_BPAT | OR | Hourly Resource | WT-Onshore | 98.7 | 0 |  | 2010-02-01 | 2050-12-31 | 72.0647 | -2.8322 | -2.472 | 98.7 | 98.7 | 307060.5375 | 0 | 0 | 0.35514 | 0 | 22.1282 | 22.1282 | 8760 | 0 | 8760 | 0 | 0 | 0 | 0 | 355.5078 | 113.8148 | 24.4669 | 2.6574 | -21.248 | 1770.0336 | 101.9719 | 0 | 0 | 0 | 0 | 0 | 0 | 0 | 0 | 0 | 0 | 0 | 226736.7566 | 0 | 0 | 355.5077 | 0.13517 | 0.13517 | 0.67195 | 0.031824 | 0.68397 | 0 | 1983.4728 | 0 | 0 | 1411.0217 | 0 | 0 | 0 | 22.1316 | #N/A | #N/A
Starvation Ridge PV PV-NT | BPAT | NW_BPAT | OR | Hourly Resource | PV-Tracking | 10 | 0 |  | 2019-12-01 | 2050-12-31 | 94.0842 | 29.8054 | 6.6809 | 10 | 10 | 26448.99 | 0 | 0 | 0.30193 | 0 | 2.4884 | 2.4884 | 8760 | 0 | 8760 | 0 | 0 | 0 | 0 | 94.66 | 114.0128 | 18.3096 | 9.0127 | -35.7862 | 1972.6672 | 104.6347 | 0 | 0 | 0 | 0 | 0 | 0 | 0 | 0 | 0 | 0 | 0 | 355.984 | 0 | 0 | 0.39 | 0.13517 | 0.13517 | 0.67195 | 0.031824 | 0.68397 | 0 | 0.26837 | 0 | 0 | 14.931 | 0 | 0 | 0 | 2.4884 | #N/A | #N/A
Stavely Solar 1 PV-NT | AESO | AB_AESO | AB | Hourly Resource | PV-Tracking | 17 | 0 |  | 2022-02-01 | 2050-12-31 | 64.4848 | 13.9673 | -3.4924 | 17 | 17 | 30218.3657 | 0 | 0 | 0.20292 | 0 | 1.9486 | 1.9486 | 8760 | 0 | 8760 | 0 | 0 | 0 | 0 | 234.6353 | 89.6774 | 8.5296 | -5.5428 | -27.9721 | 778.4768 | 71.1239 | 0 | 0 | 0 | 0 | 0 | 0 | 0 | 0 | 0 | 0 | 0 | 0 | 0 | 0 | 154.785 | 1.8659 | 0.0078726 | 35.0857 | 35.06 | 35.06 | 0 | 0 | 0 | 0 | 7360.9481 | 0 | 0 | 0 | 1.956 | #N/A | #N/A
ST-Batt-FeAir-100-eco ES | PSCO | RM_PSCO | CO | Pumped Storage | Energy Storage | 100 | -100 |  | 2030-01-01 | 2051-12-31 | 200.3447 | 88.343 | 4.9697 | 100 | 100 | 92525.1718 | 107441.3748 | 11.238 | 0.10562 | 0.29995 | 17.5862 | 17.2863 | 8760 | 0 | 8760 | 0 | 0 | -0.022374 | 1.3032 | 0 | 138.0368 | 48.5424 | 2.8039 | -24.8141 | 2522.1499 | 212.2331 | 1.3347 | 0 | 0 | 0 | 0 | 0 | 0 | 0 | 0 | 0 | 205184.0967 | 266010.3682 | 232283.7845 | 2141.5311 | 520063.4269 | 0.42135 | 0.055066 | 119.3454 | 43.2396 | 76.1058 | 223986.7805 | 9462.5521 | 27441661.8048 | 290216.5022 | 36431982.6197 | 0 | 0 | 0 | 81.9835 | #N/A | #N/A
Steamboat Hills SBSOL PV | SPPC | SW_NVE | NV | Hourly Resource | PV | 2 | 0 |  | 2022-07-01 | 2051-12-31 | -6.7366 | -52.3248 | -6.9103 | 2 | 2 | 2050.1345 | 0 | 0 | 0.11702 | 0 | -0.013811 | -0.013811 | 8760 | 0 | 8760 | 0 | 0 | 0 | 0 | 2327.8095 | 22.3521 | -52.2669 | -12.0715 | -45.1107 | 1598.088 | 60.4389 | 0 | 0 | 0 | 0 | 0 | 0 | 0 | 0 | 0 | 0 | 0 | 0 | 0 | 0 | 0 | 0.19614 | 0.00021973 | 4.6327 | 0.031824 | 4.6009 | 0 | 0 | 0 | 0 | 0 | 0 | 0 | 0 | -0.013811 | #N/A | #N/A
Steel Solar A PV-T | PAUT | BS_PACE | UT | Hourly Resource | PV-Tracking | 80 | 0 |  | 2023-06-01 | 2050-12-31 | 75.8829 | 19.2208 | 1.1405 | 80 | 80 | 183862.7891 | 0 | 0 | 0.26236 | 0 | 13.952 | 13.952 | 8760 | 0 | 8760 | 0 | 0 | 0 | 0 | 3677.8507 | 115.8285 | 26.7191 | 2.4188 | -26.7025 | 2108.5664 | 143.5424 | 0 | 0 | 0 | 0 | 0 | 0 | 0 | 0 | 0 | 0 | 0 | 27733.1919 | 0 | 0 | 3677.8504 | 7.007 | 5.9428 | 85.5427 | 0.031824 | 85.5024 | 0 | 145316.1453 | 0 | 0 | 112303.1619 | 0 | 0 | 0 | 14.2097 | #N/A | #N/A
Stewart Mtn 1 HY | SRP | SW_SRP | AZ | Hydro | Hydro | 13 | 0 |  | 1930-03-01 | 2050-12-31 | 64.1792 | -21.2059 | -4.7202 | 5.9208 | 0.001 | 20901.0647 | 0 | 0 | 0.21691 | 0 | 1.3414 | 1.3414 | 0 | 0 | 1 | 8759 | 0 | 0 | 0 | 0 | 46.8822 | -32.1081 | -7.7002 | -24.9535 | 1921.0079 | 67.4672 | 0 | 0 | 0 | 0 | 0 | 0 | 0 | 0 | 0 | 0 | 1420.3116 | 7155.0076 | 615.5902 | 249.6789 | 7572.9767 | 1.0352 | 0.11547 | 12.6186 | 5.1679 | 7.4506 | 4819.2252 | 75.5589 | 10264.2515 | 1839.233 | 109809.906 | 0 | 0 | 0 | 1.4682 | #N/A | #N/A
Stillwater Wind 1 WT | NWMT | NW_NWMT | MT | Hourly Resource | WT-Onshore | 80 | 0 |  | 2018-09-01 | 2050-12-31 | 88.6857 | 9.6913 | -0.63094 | 80 | 80 | 288063.7601 | 0 | 0 | 0.41105 | 0 | 25.5471 | 25.5471 | 8760 | 0 | 8760 | 0 | 0 | 0 | 0 | 1462.7996 | 112.3915 | 24.097 | 1.6039 | -69.9931 | 1688.0449 | 116.2418 | 0 | 0 | 0 | 0 | 0 | 0 | 0 | 0 | 0 | 0 | 0 | 16609.9041 | 0 | 0 | 819.4366 | 9.0549 | 8.0429 | 75.1759 | 0.031824 | 75.1075 | 0 | 418357.0934 | 0 | 0 | 21832.8653 | 0 | 0 | 0 | 25.9873 | #N/A | #N/A
Stirling Wagf 1 WT | AESO | AB_AESO | AB | Hourly Resource | WT-Onshore | 113 | 0 |  | 2023-06-30 | 2050-12-31 | 62.2641 | -6.4997 | -13.3954 | 113 | 113 | 461472.1194 | 0 | 0 | 0.46619 | 0 | 28.7332 | 28.7332 | 8760 | 0 | 8760 | 0 | 0 | 0 | 0 | 5206.6975 | 86.5025 | 8.1146 | -8.3026 | -36.0932 | 792.4132 | 72.961 | 0 | 0 | 0 | 0 | 0 | 0 | 0 | 0 | 0 | 0 | 0 | 186209.2697 | 0 | 0 | 5206.6978 | 1.8659 | 0.0078726 | 35.0857 | 35.06 | 35.06 | 0 | 143.0147 | 0 | 0 | 180751.1541 | 0 | 0 | 0 | 28.9141 | #N/A | #N/A
Stone Creek 1 HY | PGE | NW_PGE | OR | Hydro | Hydro | 12 | 0 |  | 1994-01-01 | 2050-12-31 | 90.212 | 10.54 | 2.4715 | 6.2432 | 8.4503 | 52863.7867 | 0 | 0 | 0.54861 | 0 | 4.7689 | 4.7689 | 0 | 0 | 884 | 7876 | 0 | 0 | 0 | 0 | 108.4278 | 17.1655 | 4.5718 | -36.1703 | 1773.5798 | 97.0857 | 0 | 0 | 0 | 0 | 0 | 0 | 0 | 0 | 0 | 0 | 2460.3189 | 5704.7656 | 1527.7773 | 98.4552 | 7230.7192 | 0.37688 | 0.20869 | 12.0258 | 0.031824 | 12.3093 | 1692.1623 | 3181.8757 | 9687.635 | 6.5288 | 82610.7006 | 0 | 0 | 0 | 4.8661 | #N/A | #N/A
Stoney Gorge Hydro Aggregate 1 HY | CIPV | CA_CISO | CA | Hydro | Hydro | 4.9 | 0 |  | 1986-01-01 | 2050-12-31 | 93.2398 | 8.8274 | -2.2831 | 4.3 | 4.3 | 37662.25 | 0 | 0 | 0.99985 | 0 | 3.5116 | 3.5116 | 0 | 0 | 8708 | 52 | 0 | 0 | 0 | 0 | 93.2365 | 8.8291 | -2.2832 | -32.7573 | 1786.9399 | 66.1745 | 0 | 0 | 0 | 0 | 0 | 0 | 0 | 0 | 0 | 0 | 0 | 7 | 0 | 0 | 0.053534 | 0.15866 | 0.00010078 | 4.7626 | 4.7626 | 4.7626 | 0 | 0.0023493 | 0 | 0 | 1.4561e-05 | 0 | 0 | 0 | 3.5116 | #N/A | #N/A
Storrie Solar 1 PV-NT | PNM | SW_PNM | NM | Hourly Resource | PV-NonTracking | 1.88 | 0 |  | 2014-10-01 | 2051-12-31 | 18.5027 | -34.5036 | -2.9839 | 1.88 | 1.88 | 3319.9089 | 0 | 0 | 0.20159 | 0 | 0.061427 | 0.061427 | 8760 | 0 | 8760 | 0 | 0 | 0 | 0 | 260.6714 | 63.9607 | -22.8311 | 0.10123 | -28.6852 | 1970.3036 | 88.4558 | 0 | 0 | 0 | 0 | 0 | 0 | 0 | 0 | 0 | 0 | 0 | 1819.4078 | 0 | 0 | 79.2852 | 0.89269 | 0.0029891 | 22.2939 | 5.1679 | 17.1082 | 0 | 4.6403 | 0 | 0 | 385.8269 | 0 | 0 | 0 | 0.061818 | #N/A | #N/A
Strathmore 1 Str1 1 PV-NT | AESO | AB_AESO | AB | Hourly Resource | PV-Tracking | 18 | 0 |  | 2022-02-01 | 2050-12-31 | 74.9517 | 17.0516 | 4.0163 | 18 | 18 | 32224.014 | 0 | 0 | 0.20436 | 0 | 2.4152 | 2.4152 | 8760 | 0 | 8760 | 0 | 0 | 0 | 0 | 19.872 | 97.7032 | 10.9274 | 0.085198 | -25.0015 | 772.1971 | 69.6762 | 0 | 0 | 0 | 0 | 0 | 0 | 0 | 0 | 0 | 0 | 0 | 13055.4521 | 0 | 0 | 19.872 | 1.8659 | 0.0078726 | 35.0857 | 35.06 | 35.06 | 0 | 11.8811 | 0 | 0 | 249.7253 | 0 | 0 | 0 | 2.4155 | #N/A | #N/A
Strathmore 2 Str2 1 PV-NT | AESO | AB_AESO | AB | Hourly Resource | PV-Tracking | 23 | 0 |  | 2022-02-01 | 2050-12-31 | 73.0337 | 17.0233 | 2.1397 | 23 | 23 | 41182.9489 | 0 | 0 | 0.2044 | 0 | 3.0077 | 3.0077 | 8760 | 0 | 8760 | 0 | 0 | 0 | 0 | 17.457 | 95.7966 | 10.9594 | -1.8534 | -25.4106 | 760.1217 | 69.117 | 0 | 0 | 0 | 0 | 0 | 0 | 0 | 0 | 0 | 0 | 0 | 16343.5183 | 0 | 0 | 17.457 | 1.8659 | 0.0078726 | 35.0857 | 35.06 | 35.06 | 0 | 14.9029 | 0 | 0 | 68.5377 | 0 | 0 | 0 | 3.0078 | #N/A | #N/A
Strauss Wind Energy Project 1 WT | CIPV | CA_CISO | CA | Hourly Resource | WT-Onshore | 95.25 | 0 |  | 2022-06-01 | 2050-12-31 | 89.033 | -0.30845 | -1.5442 | 95.25 | 95.25 | 329015.5878 | 0 | 0 | 0.39432 | 0 | 29.2932 | 29.2932 | 8760 | 0 | 8760 | 0 | 0 | 0 | 0 | 20741.4588 | 83.2931 | -3.6001 | 0.20259 | -56.6807 | 2076.02 | 82.6737 | 0 | 0 | 0 | 0 | 0 | 0 | 0 | 0 | 0 | 0 | 0 | 0 | 0 | 0 | 437.2178 | 0.15866 | 0.00010078 | 4.7626 | 4.7626 | 4.7626 | 0 | 0 | 0 | 0 | 58.4602 | 0 | 0 | 0 | 29.2933 | #N/A | #N/A
Strawberry Creek Agg HY | PAID | BS_PACE | WY | Hydro | Hydro | 1.5 | 0 |  | 1951-01-01 | 2050-12-31 | 118.1196 | 29.3539 | 3.2173 | 1.1865 | 1.1865 | 5293.4115 | 0 | 0 | 0.50929 | 0 | 0.62526 | 0.62526 | 0 | 0 | 1 | 8759 | 0 | 0 | 0 | 0 | 117.0408 | 26.6094 | 3.7409 | -41.8464 | 2219.1885 | 143.7872 | 0 | 0 | 0 | 0 | 0 | 0 | 0 | 0 | 0 | 0 | 358.0538 | 905.973 | 1209.4959 | 0 | 1215.8301 | 7.007 | 5.9428 | 85.5427 | 0.031824 | 85.5024 | 6693.2241 | 11208.1885 | 75090.4247 | 0 | 131814.3054 | 0 | 0 | 0 | 0.85006 | #N/A | #N/A
Stroud Solar Station 1 | CIPV | CA_CISO | CA | Hourly Resource | PV-NonTracking | 20 | 0 |  | 2011-10-04 | 2050-12-31 | 40.9398 | -10.0694 | -2.71 | 20 | 20 | 40902.5601 | 0 | 0 | 0.23346 | 0 | 1.6745 | 1.6745 | 8760 | 0 | 8760 | 0 | 0 | 0 | 0 | 657.28 | 90.8253 | 3.2277 | 0.90706 | -25.7338 | 2146.4197 | 84.7388 | 0 | 0 | 0 | 0 | 0 | 0 | 0 | 0 | 0 | 0 | 0 | 0 | 0 | 0 | -1.397e-07 | 0.15866 | 0.00010078 | 4.7626 | 4.7626 | 4.7626 | 0 | 0 | 0 | 0 | -1.4066e-05 | 0 | 0 | 0 | 1.6745 | #N/A | #N/A
Sts Hydropower Ltd KekawaKA HY | CIPV | CA_CISO | CA | Hydro | HydroRPS | 5.5 | 0 |  | 1989-12-27 | 2050-12-31 | 60.5848 | 12.8403 | 1.4123 | 0.19713 | 0.001 | 675.9021 | 0 | 0 | 0.025719 | 0 | 0.040949 | 0.040949 | 0 | 0 | 252 | 8508 | 0 | 0 | 0 | 32.6693 | 98.1736 | 8.0884 | 3.3946 | -26.4211 | 1972.5051 | 70.6917 | 0 | 0 | 0 | 0 | 0 | 0 | 0 | 0 | 0 | 0 | 11.5605 | 26.5262 | 0.0025 | 6.6677 | 124.1432 | 0.15866 | 0.00010078 | 4.7626 | 4.7626 | 4.7626 | 177.5196 | 0.0093061 | 0.14269 | 63.8769 | 349.4752 | 0 | 0 | 0 | 0.041541 | #N/A | #N/A
Suffield 1 PV-NT | AESO | AB_AESO | AB | Hourly Resource | PV-NonTracking | 23 | 0 |  | 2020-06-30 | 2051-12-31 | 69.4304 | 12.1768 | 2.0297 | 23 | 23 | 51387.3591 | 0 | 0 | 0.25505 | 0 | 3.5678 | 3.5678 | 8760 | 0 | 8760 | 0 | 0 | 0 | 0 | 22.678 | 93.5545 | 9.6012 | -2.7372 | -25.2921 | 760.9894 | 70.9295 | 0 | 0 | 0 | 0 | 0 | 0 | 0 | 0 | 0 | 0 | 0 | 0 | 0 | 0 | 19.435 | 1.8659 | 0.0078726 | 35.0857 | 35.06 | 35.06 | 0 | 0 | 0 | 0 | 328.4163 | 0 | 0 | 0 | 3.5682 | #N/A | #N/A
Sukunka Wind 2 WT | BCHA | BC_BCHA | BC | Hourly Resource | WT-Onshore | 15 | 0 |  | 2021-03-12 | 2050-12-31 | 56.255 | -15.7204 | -4.9894 | 15 | 15 | 42108.0603 | 0 | 0 | 0.32046 | 0 | 2.3688 | 2.3688 | 8760 | 0 | 8760 | 0 | 0 | 0 | 0 | 868.065 | 82.9616 | -1.3251 | -2.4038 | -79.0594 | 1049.8094 | 87.2822 | 0 | 0 | 0 | 0 | 0 | 0 | 0 | 0 | 0 | 0 | 0 | 72.435 | 0 | 0 | 20.055 | 0.00013821 | 0.00013721 | 0.00014044 | 0.00013944 | 0.00013842 | 0 | 0.040677 | 0 | 0 | 0.011207 | 0 | 0 | 0 | 2.3688 | #N/A | #N/A
Sullivan 1 HY | PGE | NW_PGE | OR | Hydro | Hydro | 16.5 | 0 |  | 1952-12-01 | 2051-12-31 | 112.5017 | 20.3004 | 7.7781 | 13.8599 | 16.404 | 116632.2673 | 0 | 0 | 0.73968 | 0 | 13.1213 | 13.1213 | 0 | 0 | 614 | 8146 | 0 | 0 | 0 | 109.936 | 110.9463 | 17.136 | 7.1197 | -36.8768 | 1814.7075 | 98.2939 | 0 | 0 | 0 | 0 | 0 | 0 | 0 | 0 | 0 | 0 | 403.6378 | 645.7365 | 1074.6274 | 134.1398 | 2246.9139 | 0.37688 | 0.20869 | 12.0258 | 0.031824 | 12.3093 | 2321.9567 | 2994.9642 | 20248.5336 | 61.8978 | 92920.6973 | 0 | 0 | 0 | 13.2399 | #N/A | #N/A
Summer Solar North 1 PV-NT | CISC | CA_CISO | CA | Hourly Resource | PV-NonTracking | 6.5 | 0 |  | 2015-06-03 | 2051-12-31 | 34.91 | -16.151 | -5.413 | 6.5 | 6.5 | 16895.125 | 0 | 0 | 0.29672 | 0 | 0.58981 | 0.58981 | 8760 | 0 | 8760 | 0 | 0 | 0 | 0 | 50.479 | 72.7922 | -8.8657 | -5.0326 | -25.128 | 1962.6439 | 71.9581 | 0 | 0 | 0 | 0 | 0 | 0 | 0 | 0 | 0 | 0 | 0 | 0 | 0 | 0 | 1.9034e-06 | 0.15866 | 0.00010078 | 4.7626 | 4.7626 | 4.7626 | 0 | 0 | 0 | 0 | 5.4687e-06 | 0 | 0 | 0 | 0.58981 | #N/A | #N/A
Summer Wheat Solar Farm 1 PV-NT | CIPV | CA_CISO | CA | Hourly Resource | PV-NonTracking | 18.5 | 0 |  | 2018-10-11 | 2050-12-31 | 38.5394 | -11.7982 | -4.0683 | 18.5 | 18.5 | 44924.3085 | 0 | 0 | 0.27721 | 0 | 1.7314 | 1.7314 | 8760 | 0 | 8760 | 0 | 0 | 0 | 0 | 959.262 | 89.6416 | 3.2277 | -0.27664 | -26.3052 | 2127.5398 | 84.2067 | 0 | 0 | 0 | 0 | 0 | 0 | 0 | 0 | 0 | 0 | 0 | 15.318 | 0 | 0 | 2.1741e-06 | 0.15866 | 0.00010078 | 4.7626 | 4.7626 | 4.7626 | 0 | 0.011452 | 0 | 0 | 3.094e-05 | 0 | 0 | 0 | 1.7314 | #N/A | #N/A
Summerview 1 BA | AESO | AB_AESO | AB | Pumped Storage | Energy Storage | 10 | -10 |  | 2020-11-01 | 2050-12-31 | 66.7247 | -19.7107 | -10.0728 | 10 | 10 | 10425.1748 | 12131.97 | 0.47332 | 0.11901 | 0.033836 | 0.55849 | 0.52465 | 8760 | 0 | 8760 | 0 | 0 | -0.0025602 | 0.12454 | 0 | 87.8619 | 5.9627 | -4.7913 | -57.7261 | 780.7305 | 74.602 | 0.92871 | 0 | 0 | 0 | 0 | 0 | 0 | 0 | 0 | 0 | 56850.624 | 13190.3612 | 69422.4732 | 71.7 | 0 | 1.8659 | 0.0078726 | 35.0857 | 35.06 | 35.06 | 131462.9855 | 8.6402 | 2587521.5598 | 8895.2275 | 0 | 0 | 0 | 0 | 3.2864 | #N/A | #N/A
Summerview 1 Iew1 1 WT | AESO | AB_AESO | AB | Hourly Resource | WT-Onshore | 33 | 0 |  | 2004-09-01 | 2050-12-31 | 55.8448 | -14.8991 | -8.6531 | 33 | 33 | 76876.8276 | 0 | 0 | 0.26594 | 0 | 4.2932 | 4.2932 | 8760 | 0 | 8760 | 0 | 0 | 0 | 0 | 5331.0241 | 87.4161 | 5.9627 | -5.2372 | -57.9129 | 780.7269 | 74.7017 | 0 | 0 | 0 | 0 | 0 | 0 | 0 | 0 | 0 | 0 | 0 | 76876.8276 | 0 | 0 | 5331.0571 | 1.8659 | 0.0078726 | 35.0857 | 35.06 | 35.06 | 0 | 41.9638 | 0 | 0 | 31860.1786 | 0 | 0 | 0 | 4.3251 | #N/A | #N/A
Summerview 1 Iew1 2 WT | AESO | AB_AESO | AB | Hourly Resource | WT-Onshore | 33 | 0 |  | 2004-09-01 | 2050-12-31 | 55.3768 | -16.3642 | -7.737 | 33 | 33 | 78344.5605 | 0 | 0 | 0.27101 | 0 | 4.3385 | 4.3385 | 8760 | 0 | 8760 | 0 | 0 | 0 | 0 | 3863.2913 | 87.8034 | 5.9627 | -4.8499 | -57.8112 | 780.7303 | 74.6365 | 0 | 0 | 0 | 0 | 0 | 0 | 0 | 0 | 0 | 0 | 0 | 78344.5605 | 0 | 0 | 3863.3243 | 1.8659 | 0.0078726 | 35.0857 | 35.06 | 35.06 | 0 | 42.7749 | 0 | 0 | 18078.6571 | 0 | 0 | 0 | 4.3566 | #N/A | #N/A
Summerview 2 Iew2 3 WT | AESO | AB_AESO | AB | Hourly Resource | WT-Onshore | 33 | 0 |  | 2010-02-01 | 2050-12-31 | 61.735 | -9.8651 | -9.3832 | 33 | 33 | 106435.5712 | 0 | 0 | 0.36819 | 0 | 6.5708 | 6.5708 | 8760 | 0 | 8760 | 0 | 0 | 0 | 0 | 6801.6529 | 86.9175 | 5.9627 | -5.7357 | -59.5375 | 780.3652 | 74.654 | 0 | 0 | 0 | 0 | 0 | 0 | 0 | 0 | 0 | 0 | 0 | 106435.5712 | 0 | 0 | 6801.6529 | 1.8659 | 0.0078726 | 35.0857 | 35.06 | 35.06 | 0 | 61.745 | 0 | 0 | 38616.0625 | 0 | 0 | 0 | 6.6095 | #N/A | #N/A
Summerview 2 Iew2 4 WT | AESO | AB_AESO | AB | Hourly Resource | WT-Onshore | 33 | 0 |  | 2010-02-01 | 2050-12-31 | 55.5756 | -14.2885 | -9.3834 | 33 | 33 | 76262.8393 | 0 | 0 | 0.26381 | 0 | 4.2384 | 4.2384 | 8760 | 0 | 8760 | 0 | 0 | 0 | 0 | 5945.0124 | 87.0634 | 5.9627 | -5.5899 | -57.9742 | 780.7233 | 74.7609 | 0 | 0 | 0 | 0 | 0 | 0 | 0 | 0 | 0 | 0 | 0 | 76262.8393 | 0 | 0 | 5945.0454 | 1.8659 | 0.0078726 | 35.0857 | 35.06 | 35.06 | 0 | 41.6531 | 0 | 0 | 43274.642 | 0 | 0 | 0 | 4.2817 | #N/A | #N/A
Sun City Solar Project 1 PV-NT | CIPV | CA_CISO | CA | Hourly Resource | PV-NonTracking | 20 | 0 |  | 2011-08-05 | 2050-12-31 | 43.6579 | -14.1446 | -6.7276 | 20 | 20 | 33814.0346 | 0 | 0 | 0.193 | 0 | 1.4762 | 1.4762 | 8760 | 0 | 8760 | 0 | 0 | 0 | 0 | 9944.9254 | 82.3596 | -2.9627 | -1.3682 | -71.1109 | 2108.8213 | 85.1013 | 0 | 0 | 0 | 0 | 0 | 0 | 0 | 0 | 0 | 0 | 0 | 33814.0346 | 0 | 0 | 9944.9255 | 0.15866 | 0.00010078 | 4.7626 | 4.7626 | 4.7626 | 0 | 5.4241 | 0 | 0 | 13.0041 | 0 | 0 | 0 | 1.4763 | #N/A | #N/A
Sun Harvest Solar 1 PV-NT | CIPV | CA_CISO | CA | Hourly Resource | PV-NonTracking | 1.5 | 0 |  | 2015-05-28 | 2050-12-31 | 50.8593 | -7.3755 | 2.1872 | 1.5 | 1.5 | 3724.0545 | 0 | 0 | 0.28341 | 0 | 0.1894 | 0.1894 | 8760 | 0 | 8760 | 0 | 0 | 0 | 0 | 223.353 | 107.3552 | 13.9855 | 6.6791 | -80.6619 | 2729.9653 | 127.1689 | 0 | 0 | 0 | 0 | 0 | 0 | 0 | 0 | 0 | 0 | 0 | 1.317 | 0 | 0 | 8.7675e-08 | 0.15866 | 0.00010078 | 4.7626 | 4.7626 | 4.7626 | 0 | 0.00098459 | 0 | 0 | 5.966e-07 | 0 | 0 | 0 | 0.1894 | #N/A | #N/A
Sun Mesa Solar Garden PV | WACM | RM_WACM | CO | Hourly Resource | PV | 0.054 | 0 |  | 2015-01-12 | 2051-12-31 | 93.3606 | 44.3258 | -2.5877 | 0.054 | 0.054 | 143.9043 | 0 | 0 | 0.30421 | 0 | 0.013436 | 0.013436 | 8760 | 0 | 8760 | 0 | 0 | 0 | 0 | 0 | 181.7766 | 97.4959 | -2.4099 | -23.9632 | 2642.3171 | 301.4407 | 0 | 0 | 0 | 0 | 0 | 0 | 0 | 0 | 0 | 0 | 0 | 0 | 0 | 0 | 0.000378 | 0.075305 | 0.00032051 | 86.4793 | 43.2396 | 43.2397 | 0 | 0 | 0 | 0 | 0.019155 | 0 | 0 | 0 | 0.013436 | #N/A | #N/A
Sun Mountain 1 PV-T | PSCO | RM_PSCO | CO | Hourly Resource | PV-Tracking | 200 | 0 |  | 2022-12-31 | 2037-12-31 | 68.0767 | 16.2514 | 0.03831 | 200 | 200 | 503625.5307 | 0 | 0 | 0.28746 | 0 | 34.2851 | 34.2851 | 8760 | 0 | 8760 | 0 | 0 | 0 | 0 | 1468.4695 | 138.4796 | 48.3451 | 3.444 | -24.7919 | 2511.8669 | 210.887 | 0 | 0 | 0 | 0 | 0 | 0 | 0 | 0 | 0 | 0 | 0 | 11595.794 | 0 | 0 | 1468.4695 | 0.42135 | 0.055066 | 119.3454 | 43.2396 | 76.1058 | 0 | 5633.5634 | 0 | 0 | 57671.5744 | 0 | 0 | 0 | 34.3484 | #N/A | #N/A
Sun Solar XvIII Agg PV-T | PAUT | BS_PACE | UT | Hourly Resource | PV-Tracking | 9 | 0 |  | 2015-09-22 | 2035-05-29 | 54.0056 | 4.3614 | -4.2471 | 9 | 9 | 22702.1381 | 0 | 0 | 0.28795 | 0 | 1.226 | 1.226 | 8760 | 0 | 8760 | 0 | 0 | 0 | 0 | 1213.4179 | 107.1539 | 24.608 | -4.1447 | -24.5481 | 2309.1382 | 147.1212 | 0 | 0 | 0 | 0 | 0 | 0 | 0 | 0 | 0 | 0 | 0 | 1638.1346 | 0 | 0 | 1213.5349 | 7.007 | 5.9428 | 85.5427 | 0.031824 | 85.5024 | 0 | 16584.7077 | 0 | 0 | 38831.3718 | 0 | 0 | 0 | 1.2815 | #N/A | #N/A
Sun Streams 3 BA | AZPS | SW_AZPS | AZ | Pumped Storage | Energy Storage | 215 | -215 |  | 2024-06-01 | 2054-12-31 | 33.6 | -39.4418 | -9.6492 | 215 | 215 | 314224.9743 | 366641.1282 | 4.5946 | 0.16684 | 1.0213 | 13.6878 | 12.6665 | 8760 | 0 | 8760 | 0 | 0 | -0.078624 | 2.6711 | 0 | 44.54 | -33.1261 | -9.0244 | -24.764 | 1899.5316 | 65.373 | 0.79632 | 0 | 0 | 0 | 0 | 0 | 0 | 0 | 0 | 0 | 182385.1418 | 451565.1253 | 84658.1035 | 75621.1053 | 588866.5617 | 0.94841 | 0.0016464 | 11.9962 | 5.1679 | 6.8283 | 12447.4605 | 82.2969 | 29644.5938 | 35948.2719 | 91521.4506 | 0 | 0 | 0 | 13.8575 | #N/A | #N/A
Sun Streams 3 PV | AZPS | SW_AZPS | AZ | Hourly Resource | PV-Tracking | 215 | 0 |  | 2021-06-01 | 2050-12-31 | 12.9941 | -33.1988 | -6.7467 | 215 | 215 | 602504.8211 | 0 | 0 | 0.3199 | 0 | 7.829 | 7.829 | 8760 | 0 | 8760 | 0 | 0 | 0 | 0 | 196.2954 | 44.54 | -33.1261 | -9.0244 | -24.764 | 1899.5316 | 65.373 | 0 | 0 | 0 | 0 | 0 | 0 | 0 | 0 | 0 | 0 | 0 | 211377.8651 | 0 | 0 | 196.2956 | 0.94841 | 0.0016464 | 11.9962 | 5.1679 | 6.8283 | 0 | 348.0891 | 0 | 0 | 5599.6088 | 0 | 0 | 0 | 7.8349 | #N/A | #N/A
Sun Streams 4 BA | AZPS | SW_AZPS | AZ | Pumped Storage | Energy Storage | 300 | -300 |  | 2025-06-01 | 2054-12-31 | 33.6878 | -39.7249 | -9.6824 | 300 | 300 | 436782.4679 | 509626.4161 | 6.337 | 0.1662 | 1.4196 | 19.2085 | 17.7888 | 8760 | 0 | 8760 | 0 | 0 | -0.10927 | 3.7151 | 0 | 44.54 | -33.1261 | -9.0244 | -24.764 | 1899.5316 | 65.373 | 0.79632 | 0 | 0 | 0 | 0 | 0 | 0 | 0 | 0 | 0 | 68378.7943 | 172243.684 | 117323.891 | 84636.443 | 286050.7072 | 0.94841 | 0.0016464 | 11.9962 | 5.1679 | 6.8283 | 3061.7294 | 34.5503 | 18070.2967 | 24927.1566 | 69298.9747 | 0 | 0 | 0 | 19.3239 | #N/A | #N/A
Sun Streams 4 PV | AZPS | SW_AZPS | AZ | Hourly Resource | PV | 300 | 0 |  | 2025-06-01 | 2054-12-31 | 12.9916 | -33.198 | -6.7459 | 300 | 300 | 840876.3972 | 0 | 0 | 0.31997 | 0 | 10.9243 | 10.9243 | 8760 | 0 | 8760 | 0 | 0 | 0 | 0 | 101.9027 | 44.54 | -33.1261 | -9.0244 | -24.764 | 1899.5316 | 65.373 | 0 | 0 | 0 | 0 | 0 | 0 | 0 | 0 | 0 | 0 | 0 | 7231.7315 | 0 | 0 | 101.9027 | 0.94841 | 0.0016464 | 11.9962 | 5.1679 | 6.8283 | 0 | 279.8186 | 0 | 0 | 3359.7593 | 0 | 0 | 0 | 10.928 | #N/A | #N/A
Sun Streams Gen01 PV | SRP | SW_SRP | AZ | Hourly Resource | PV-Tracking | 150 | 0 |  | 2020-01-01 | 2050-12-31 | 13.0494 | -32.0747 | -8.6876 | 150 | 150 | 362518.1006 | 0 | 0 | 0.27589 | 0 | 4.7306 | 4.7306 | 8760 | 0 | 8760 | 0 | 0 | 0 | 0 | 1303.149 | 42.7834 | -33.0678 | -10.8393 | -25.4074 | 1870.7445 | 63.5677 | 0 | 0 | 0 | 0 | 0 | 0 | 0 | 0 | 0 | 0 | 0 | 322500.3984 | 0 | 0 | 71.7195 | 1.0352 | 0.11547 | 12.6186 | 5.1679 | 7.4506 | 0 | 33715.6823 | 0 | 0 | 4308.6338 | 0 | 0 | 0 | 4.7687 | #N/A | #N/A
Sun Streams Solar 2 PV-NT | SRP | SW_SRP | AZ | Hourly Resource | PV-NonTracking | 150 | 0 |  | 2021-06-25 | 2050-12-31 | 15.9949 | -29.0084 | -7.1317 | 150 | 150 | 311623.5224 | 0 | 0 | 0.23716 | 0 | 4.9844 | 4.9844 | 8760 | 0 | 8760 | 0 | 0 | 0 | 0 | 108547.7777 | 43.5281 | -33.0678 | -10.0946 | -25.3198 | 1874.4635 | 63.7356 | 0 | 0 | 0 | 0 | 0 | 0 | 0 | 0 | 0 | 0 | 0 | 91537.1262 | 0 | 0 | 107373.0102 | 1.0352 | 0.11547 | 12.6186 | 5.1679 | 7.4506 | 0 | 10726.9166 | 0 | 0 | 21602.7642 | 0 | 0 | 0 | 5.0167 | #N/A | #N/A
Suncor Chin Chute Scr3 1 WT | AESO | AB_AESO | AB | Hourly Resource | WT-Onshore | 30 | 0 |  | 2004-12-01 | 2050-12-31 | 61.093 | -10.4599 | -8.8337 | 30 | 30 | 92476.3193 | 0 | 0 | 0.35189 | 0 | 5.6497 | 5.6497 | 8760 | 0 | 8760 | 0 | 0 | 0 | 0 | 92.37 | 90.6166 | 8.4563 | -4.5302 | -29.6684 | 788.4055 | 72.8116 | 0 | 0 | 0 | 0 | 0 | 0 | 0 | 0 | 0 | 0 | 0 | 92476.3193 | 0 | 0 | 92.37 | 1.8659 | 0.0078726 | 35.0857 | 35.06 | 35.06 | 0 | 271.2777 | 0 | 0 | 697.3137 | 0 | 0 | 0 | 5.6506 | #N/A | #N/A
Suncor Magrath Scr2 1 WT | AESO | AB_AESO | AB | Hourly Resource | WT-Onshore | 30 | 0 |  | 2004-12-01 | 2050-12-31 | 59.1816 | -11.78 | -7.7842 | 30 | 30 | 88574.2948 | 0 | 0 | 0.33704 | 0 | 5.242 | 5.242 | 8760 | 0 | 8760 | 0 | 0 | 0 | 0 | 330.1348 | 89.7503 | 7.8809 | -4.8211 | -35.1685 | 790.1107 | 72.8651 | 0 | 0 | 0 | 0 | 0 | 0 | 0 | 0 | 0 | 0 | 0 | 88574.2948 | 0 | 0 | 330.1348 | 1.8659 | 0.0078726 | 35.0857 | 35.06 | 35.06 | 0 | 76.3638 | 0 | 0 | 2811.6573 | 0 | 0 | 0 | 5.2449 | #N/A | #N/A
Sundre 575S DER Solar 1 PV-NT | AESO | AB_AESO | AB | Hourly Resource | PV-NonTracking | 14.6 | 0 |  | 2024-10-24 | 2051-12-31 | 71.2517 | 14.1396 | 1.8833 | 14.6 | 14.6 | 32620.7241 | 0 | 0 | 0.25506 | 0 | 2.3243 | 2.3243 | 8760 | 0 | 8760 | 0 | 0 | 0 | 0 | 13.4741 | 97.3668 | 10.9409 | -0.26459 | -25.1697 | 783.0911 | 69.0933 | 0 | 0 | 0 | 0 | 0 | 0 | 0 | 0 | 0 | 0 | 0 | 0 | 0 | 0 | 0.85969 | 1.8659 | 0.0078726 | 35.0857 | 35.06 | 35.06 | 0 | 0 | 0 | 0 | 27.9964 | 0 | 0 | 0 | 2.3243 | #N/A | #N/A
Sunedison Hesperia 1 PV-NT | CISC | CA_CISO | CA | Hourly Resource | PV-NonTracking | 1.5 | 0 |  | 2015-07-01 | 2050-12-31 | 38.1145 | -17.9153 | -4.6376 | 1.5 | 1.5 | 2847.2865 | 0 | 0 | 0.21669 | 0 | 0.10852 | 0.10852 | 8760 | 0 | 8760 | 0 | 0 | 0 | 0 | 399.786 | 70.288 | -12.1787 | -4.2239 | -30.2824 | 1985.6433 | 72.4999 | 0 | 0 | 0 | 0 | 0 | 0 | 0 | 0 | 0 | 0 | 0 | 0 | 0 | 0 | 1.788 | 0.15866 | 0.00010078 | 4.7626 | 4.7626 | 4.7626 | 0 | 0 | 0 | 0 | 0.0019171 | 0 | 0 | 0 | 0.10852 | #N/A | #N/A
Sunmine Solar 1 PV-T | BCHA | BC_BCHA | BC | Hourly Resource | PV-Tracking | 1.05 | 0 |  | 2015-06-01 | 2050-12-31 | 82.4785 | 27.189 | -0.16548 | 1.05 | 1.05 | 1823.3281 | 0 | 0 | 0.19823 | 0 | 0.15039 | 0.15039 | 8760 | 0 | 8760 | 0 | 0 | 0 | 0 | 3.1111 | 98.2306 | 14.0173 | -2.4773 | -31.5664 | 1019.507 | 78.0576 | 0 | 0 | 0 | 0 | 0 | 0 | 0 | 0 | 0 | 0 | 0 | 14.6065 | 0 | 0 | -4.6566e-08 | 0.00013821 | 0.00013721 | 0.00014044 | 0.00013944 | 0.00013842 | 0 | 0.0080545 | 0 | 0 | -2.6021e-11 | 0 | 0 | 0 | 0.15039 | #N/A | #N/A
Sunnyside Solar PV | PAUT | BS_PACE | WA | Hourly Resource | PV-NonTracking | 5 | 0 |  | 2023-09-30 | 2035-09-29 | 83.3803 | 27.7447 | -0.4575 | 5 | 5 | 10918.9 | 0 | 0 | 0.24929 | 0 | 0.91042 | 0.91042 | 8760 | 0 | 8760 | 0 | 0 | 0 | 0 | 160.74 | 117.8304 | 30.094 | 1.0458 | -25.7664 | 2239.0503 | 153.7904 | 0 | 0 | 0 | 0 | 0 | 0 | 0 | 0 | 0 | 0 | 0 | 1279.0593 | 0 | 0 | 160.74 | 7.007 | 5.9428 | 85.5427 | 0.031824 | 85.5024 | 0 | 17831.878 | 0 | 0 | 3156.0936 | 0 | 0 | 0 | 0.93141 | #N/A | #N/A
Sunray 2 PV-NT | CISC | CA_CISO | CA | Hourly Resource | PV-NonTracking | 20 | 0 |  | 2017-06-02 | 2050-12-31 | 11.9506 | -39.0719 | -9.5119 | 20 | 20 | 52371.7 | 0 | 0 | 0.29893 | 0 | 0.62587 | 0.62587 | 8760 | 0 | 8760 | 0 | 0 | 0 | 0 | 7237.16 | 57.7367 | -21.1087 | -7.8452 | -31.1123 | 1924.0332 | 74.4448 | 0 | 0 | 0 | 0 | 0 | 0 | 0 | 0 | 0 | 0 | 0 | 0 | 0 | 0 | 58.82 | 0.15866 | 0.00010078 | 4.7626 | 4.7626 | 4.7626 | 0 | 0 | 0 | 0 | 0.063268 | 0 | 0 | 0 | 0.62587 | #N/A | #N/A
Sunray 3 PV-NT | CISC | CA_CISO | CA | Hourly Resource | PV-NonTracking | 13.8 | 0 |  | 2017-06-29 | 2050-12-31 | 11.9234 | -39.0725 | -9.4561 | 13.8 | 13.8 | 33565.1608 | 0 | 0 | 0.27766 | 0 | 0.40021 | 0.40021 | 8760 | 0 | 8760 | 0 | 0 | 0 | 0 | 4856.5098 | 57.7657 | -21.1115 | -7.8133 | -31.0759 | 1924.3546 | 74.4436 | 0 | 0 | 0 | 0 | 0 | 0 | 0 | 0 | 0 | 0 | 0 | 0 | 0 | 0 | 56.373 | 0.15866 | 0.00010078 | 4.7626 | 4.7626 | 4.7626 | 0 | 0 | 0 | 0 | 0.063793 | 0 | 0 | 0 | 0.40021 | #N/A | #N/A
Sunset Reservoir North Basin 1 PV-NT | CIPB | CA_CISO | CA | Hourly Resource | PV-NonTracking | 4.5 | 0 |  | 2010-10-29 | 2050-12-31 | 62.1954 | 7.3791 | 2.0219 | 4.5 | 4.5 | 7497.0945 | 0 | 0 | 0.19019 | 0 | 0.46629 | 0.46629 | 8760 | 0 | 8760 | 0 | 0 | 0 | 0 | 159.66 | 100.9974 | 8.1695 | 6.1374 | -26.2496 | 1983.5239 | 70.8378 | 0 | 0 | 0 | 0 | 0 | 0 | 0 | 0 | 0 | 0 | 0 | 2.178 | 0 | 0 | -3.718e-07 | 0.15866 | 0.00010078 | 4.7626 | 4.7626 | 4.7626 | 0 | 0.0016283 | 0 | 0 | -1.3435e-06 | 0 | 0 | 0 | 0.46629 | #N/A | #N/A
Sunset Ridge Solar LLC PV | PACW | NW_PACW | OR | Hourly Resource | PV | 2.3 | 0 |  | 2024-07-25 | 2044-07-24 | 93.4935 | 27.0033 | 3.9697 | 2.3 | 2.3 | 5069.446 | 0 | 0 | 0.25161 | 0 | 0.47396 | 0.47396 | 8760 | 0 | 8760 | 0 | 0 | 0 | 0 | 693.6248 | 104.3423 | 13.2457 | 4.406 | -40.1631 | 1812.3683 | 86.3013 | 0 | 0 | 0 | 0 | 0 | 0 | 0 | 0 | 0 | 0 | 0 | 582.894 | 0 | 0 | 675.786 | 27.0174 | 18.7409 | 65.6973 | 0.031824 | 65.2925 | 0 | 75211.7131 | 0 | 0 | 45748.2493 | 0 | 0 | 0 | 0.59492 | #N/A | #N/A
Sunshine Valley Solar 1 PV-NT | VEA | CA_CISO | AZ | Hourly Resource | PV-Tracking | 100 | 0 |  | 2019-12-18 | 2050-12-31 | -0.0011815 | -38.5259 | -8.5526 | 100 | 100 | 5414.8818 | 0 | 0 | 0.0061814 | 0 | -6.4083e-06 | -6.4083e-06 | 8760 | 0 | 8760 | 0 | 0 | 0 | 0 | 233450.3185 | -175.4135 | -230.1148 | -31.9892 | -326.1051 | 978.6255 | 66.9935 | 0 | 0 | 0 | 0 | 0 | 0 | 0 | 0 | 0 | 0 | 0 | 52 | 0 | 0 | 14035.4711 | 0.15866 | 0.00010078 | 4.7626 | 4.7626 | 4.7626 | 0 | 0.028054 | 0 | 0 | 52440.7556 | 0 | 0 | 0 | 0.052434 | #N/A | #N/A
Sunstream Solar 1 PV-NT | SRP | SW_SRP | CA | Hourly Resource | PV-NonTracking | 150 | 0 |  | 2019-09-25 | 2050-12-31 | 24.2977 | -34.3197 | -11.2703 | 150 | 150 | 272725.5447 | 0 | 0 | 0.20755 | 0 | 6.6266 | 6.6266 | 8760 | 0 | 8760 | 0 | 0 | 0 | 0 | 86012.0556 | 42.7834 | -33.0678 | -10.8393 | -25.4074 | 1870.7445 | 63.5677 | 0 | 0 | 0 | 0 | 0 | 0 | 0 | 0 | 0 | 0 | 0 | 0 | 0 | 0 | 1509.2322 | 1.0352 | 0.11547 | 12.6186 | 5.1679 | 7.4506 | 0 | 0 | 0 | 0 | 1105.9611 | 0 | 0 | 0 | 6.6277 | #N/A | #N/A
Suntex Solar PV PV-NT | BPAT | NW_BPAT | OR | Hourly Resource | PV-NonTracking | 10 | 0 |  | 2020-07-01 | 2050-12-31 | 90.3326 | 27.6369 | 5.4483 | 10 | 10 | 26193.19 | 0 | 0 | 0.29901 | 0 | 2.3661 | 2.3661 | 8760 | 0 | 8760 | 0 | 0 | 0 | 0 | 118.02 | 112.8782 | 17.8312 | 8.3564 | -36.3151 | 1945.6404 | 102.2269 | 0 | 0 | 0 | 0 | 0 | 0 | 0 | 0 | 0 | 0 | 0 | 8.87 | 0 | 0 | -2.3749e-06 | 0.13517 | 0.13517 | 0.67195 | 0.031824 | 0.68397 | 0 | 0.0093525 | 0 | 0 | -0.00013324 | 0 | 0 | 0 | 2.3661 | #N/A | #N/A
SunZia_LIGHT_1_Firm | PNM | SW_PNM | NM | Hourly Resource | WT-Onshore | 1065.5 | 0 |  | 2026-01-01 | 2054-12-31 | 51.0202 | -22.9788 | -10.3807 | 1065.5 | 1065.5 | 5741478.7332 | 0 | 0 | 0.61513 | 0 | 292.9312 | 292.9312 | 8760 | 0 | 8760 | 0 | 0 | 0 | 0 | 61330.1456 | 59.7703 | -17.2516 | -9.6687 | -25.639 | 1939.9142 | 73.3027 | 0 | 0 | 0 | 0 | 0 | 0 | 0 | 0 | 0 | 0 | 0 | 24952.6084 | 0 | 0 | 24615.924 | 0.89269 | 0.0029891 | 22.2939 | 5.1679 | 17.1082 | 0 | 1350.1726 | 0 | 0 | 1533124.9248 | 0 | 0 | 0 | 294.4657 | #N/A | #N/A
SunZia_LIGHT_1_NonFirm | PNM | SW_PNM | NM | Hourly Resource | WT-Onshore | 445 | 0 |  | 2026-01-01 | 2054-12-31 | 36.7798 | -30.3074 | -11.6861 | 445 | 445 | 914330.8425 | 0 | 0 | 0.23455 | 0 | 33.6289 | 33.6289 | 8760 | 0 | 8760 | 0 | 0 | 0 | 0 | 14015.7744 | 59.7703 | -17.2516 | -9.6687 | -25.639 | 1939.9142 | 73.3027 | 0 | 0 | 0 | 0 | 0 | 0 | 0 | 0 | 0 | 0 | 0 | 0 | 0 | 0 | 2462.5794 | 0.89269 | 0.0029891 | 22.2939 | 5.1679 | 17.1082 | 0 | 0 | 0 | 0 | 343164.2937 | 0 | 0 | 0 | 33.972 | #N/A | #N/A
SunZia_LIGHT_3_Firm | PNM | SW_PNM | AZ | Hourly Resource | WT-Onshore | 1065.5 | 0 |  | 2026-01-01 | 2054-12-31 | 51.1447 | -22.9773 | -10.3992 | 1065.5 | 1065.5 | 5733132.7376 | 0 | 0 | 0.61423 | 0 | 293.2192 | 293.2192 | 8760 | 0 | 8760 | 0 | 0 | 0 | 0 | 69676.1988 | 59.7713 | -17.2516 | -9.6676 | -25.6448 | 1939.9142 | 73.3033 | 0 | 0 | 0 | 0 | 0 | 0 | 0 | 0 | 0 | 0 | 0 | 871.8532 | 0 | 0 | 13505.0475 | 0.89269 | 0.0029891 | 22.2939 | 5.1679 | 17.1082 | 0 | 1311.8499 | 0 | 0 | 1462561.6356 | 0 | 0 | 0 | 294.683 | #N/A | #N/A
SunZia_LIGHT_3_NonFirm | PNM | SW_PNM | AZ | Hourly Resource | WT-Onshore | 445 | 0 |  | 2026-01-01 | 2054-12-31 | 37.2558 | -30.4252 | -11.7821 | 445 | 445 | 908302.4436 | 0 | 0 | 0.23301 | 0 | 33.8395 | 33.8395 | 8760 | 0 | 8760 | 0 | 0 | 0 | 0 | 20044.1733 | 59.7713 | -17.2516 | -9.6676 | -25.6448 | 1939.9142 | 73.3033 | 0 | 0 | 0 | 0 | 0 | 0 | 0 | 0 | 0 | 0 | 0 | 0 | 0 | 0 | 1987.4595 | 0.89269 | 0.0029891 | 22.2939 | 5.1679 | 17.1082 | 0 | 0 | 0 | 0 | 293159.7104 | 0 | 0 | 0 | 34.1327 | #N/A | #N/A
Superstition (4 HR) 1 BA | SRP | SW_SRP | AZ | Pumped Storage | Energy Storage | 90 | -90 |  | 2024-06-01 | 2044-08-31 | 37.6891 | -37.9208 | -7.7695 | 90 | 90 | 131009.6999 | 152858.4649 | 2.2357 | 0.16617 | 0.4258 | 6.2273 | 5.8015 | 8760 | 0 | 8760 | 0 | 0 | -0.032773 | 1.1959 | 0 | 46.8167 | -32.2746 | -7.5992 | -25.1248 | 1936.4396 | 67.9503 | 0.80877 | 0 | 0 | 0 | 0 | 0 | 0 | 0 | 0 | 0 | 42748.8663 | 28593.1949 | 31999.0725 | 4486.632 | 54278.5884 | 1.0352 | 0.11547 | 12.6186 | 5.1679 | 7.4506 | 39668.0065 | 10059.5095 | 107003.8307 | 1829.6009 | 254336.5502 | 0 | 0 | 0 | 6.6402 | #N/A | #N/A
Swan Falls 1 HY | IPTV | BS_IPCO | ID | Hydro | Hydro | 25 | 0 |  | 1994-03-01 | 2050-12-31 | 116.3245 | 25.9801 | 3.5888 | 18.4112 | 16.4238 | 124797.0526 | 0 | 0 | 0.59359 | 0 | 14.517 | 14.517 | 0 | 0 | 129 | 8631 | 0 | 0 | 0 | 0 | 114.9361 | 24.5888 | 3.6567 | -30.4603 | 1896.9391 | 126.6523 | 0 | 0 | 0 | 0 | 0 | 0 | 0 | 0 | 0 | 0 | 4526.9545 | 18660.5203 | 1589.554 | 4507.815 | 16767.6671 | 0.015242 | 0.010783 | 14.1881 | 0.031824 | 14.1563 | 156.5468 | 63.111 | 31507.4742 | 17.4139 | 162962.4792 | 0 | 0 | 0 | 14.7117 | #N/A | #N/A
Sweetwater Solar 1 PV-T | PAWY | BS_PACE | WY | Hourly Resource | PV-Tracking | 80 | 0 |  | 2018-12-28 | 2038-12-27 | 73.6954 | 18.6808 | 0.11592 | 80 | 80 | 181845.9996 | 0 | 0 | 0.25948 | 0 | 13.4012 | 13.4012 | 8760 | 0 | 8760 | 0 | 0 | 0 | 0 | 1938.1604 | 116.4057 | 29.5279 | 0.1873 | -25.4987 | 2053.3906 | 149.0316 | 0 | 0 | 0 | 0 | 0 | 0 | 0 | 0 | 0 | 0 | 0 | 177546.9885 | 0 | 0 | 1938.1602 | 7.007 | 5.9428 | 85.5427 | 0.031824 | 85.5024 | 0 | 124650.3546 | 0 | 0 | 56705.4846 | 0 | 0 | 0 | 13.5826 | #N/A | #N/A
Swift 1 HY | PACW | NW_PACW | WA | Hydro | Hydro | 80 | 0 |  | 1958-12-01 | 2058-12-31 | 105.0194 | 11.5849 | 5.3323 | 87.9 | 87.9 | 190879.2994 | 0 | 0 | 0.24789 | 0 | 20.046 | 20.046 | 0 | 0 | 26 | 8734 | 0 | 0 | 0 | 0 | 110.759 | 17.4792 | 6.5893 | -36.3695 | 1756.8427 | 98.2865 | 0 | 0 | 0 | 0 | 0 | 0 | 0 | 0 | 0 | 0 | 32433.9146 | 68490.7063 | 4896.326 | 8.8883 | 149451.6271 | 27.0174 | 18.7409 | 65.6973 | 0.031824 | 65.2925 | 1033640.894 | 1960880.151 | 326570.9596 | 0.98294 | 9804575.9203 | 0 | 0 | 0 | 33.1717 | #N/A | #N/A
Swift 1-2 HY | PACW | NW_PACW | WA | Hydro | Hydro | 80 | 0 |  | 1958-12-01 | 2058-12-31 | 104.996 | 11.5849 | 5.3089 | 87.9 | 87.9 | 190879.2994 | 0 | 0 | 0.24789 | 0 | 20.0416 | 20.0416 | 0 | 0 | 26 | 8734 | 0 | 0 | 0 | 0 | 110.745 | 17.4792 | 6.5753 | -36.3642 | 1756.3923 | 98.278 | 0 | 0 | 0 | 0 | 0 | 0 | 0 | 0 | 0 | 0 | 30876.0511 | 70048.5695 | 5740.656 | 3.3964 | 148612.7892 | 27.0174 | 18.7409 | 65.6973 | 0.031824 | 65.2925 | 1001516.3152 | 1993004.7208 | 375190.6079 | 0.0029216 | 9755993.1934 | 0 | 0 | 0 | 33.1673 | #N/A | #N/A
Swift 1-3 HY | PACW | NW_PACW | WA | Hydro | Hydro | 80 | 0 |  | 1958-12-01 | 2058-12-31 | 105.0015 | 11.5849 | 5.3144 | 87.9 | 87.9 | 190879.2994 | 0 | 0 | 0.24789 | 0 | 20.0426 | 20.0426 | 0 | 0 | 26 | 8734 | 0 | 0 | 0 | 0 | 110.7483 | 17.4792 | 6.5786 | -36.3655 | 1756.4991 | 98.28 | 0 | 0 | 0 | 0 | 0 | 0 | 0 | 0 | 0 | 0 | 31961.6681 | 68962.9525 | 8221.965 | 8.8883 | 146125.9886 | 27.0174 | 18.7409 | 65.6973 | 0.031824 | 65.2925 | 988620.5959 | 2005900.4385 | 506578.8296 | 0.0076537 | 9624494.2088 | 0 | 0 | 0 | 33.1682 | #N/A | #N/A
Swift 2 HY | BPAT | NW_BPAT | WA | Hydro | Hydro | 51.8 | 15.1 |  | 1958-01-01 | 2099-01-01 | 114.7662 | 13.6 | 5.5318 | 32.5 | 32.5 | 38850.6729 | 0 | 0 | 0.13646 | 0 | 4.4587 | 4.4587 | 0 | 0 | 0 | 8760 | 0 | 0 | 0 | 0 | 110.9533 | 17.4794 | 6.7833 | -36.4382 | 1762.8214 | 98.3921 | 0 | 0 | 0 | 0 | 0 | 0 | 0 | 0 | 0 | 0 | 1779.3454 | 37071.3276 | 7116.9897 | 3152.6155 | 125977.5943 | 0.13517 | 0.13517 | 0.67195 | 0.031824 | 0.68397 | 0.6894 | 3063.0605 | 336.8234 | 60.1321 | 94544.4201 | 0 | 0 | 0 | 4.5568 | #N/A | #N/A
Switch 1 PV-NT | NEVP | SW_NVE | NV | Hourly Resource | PV-NonTracking | 200 | 0 |  | 2017-01-20 | 2037-12-31 | 12.3992 | -33.6931 | -7.2488 | 200 | 200 | 499513.7016 | 0 | 0 | 0.28511 | 0 | 6.1936 | 6.1936 | 8760 | 0 | 8760 | 0 | 0 | 0 | 0 | 4746.498 | 44.4153 | -33.7062 | -8.569 | -25.8427 | 1879.814 | 64.7766 | 0 | 0 | 0 | 0 | 0 | 0 | 0 | 0 | 0 | 0 | 0 | 64.2 | 0 | 0 | 1.5087e-05 | 0.19614 | 0.00021973 | 4.6327 | 0.031824 | 4.6009 | 0 | 0.093504 | 0 | 0 | -4.066e-06 | 0 | 0 | 0 | 6.1936 | #N/A | #N/A
Taber Solar 1 PV-NT | AESO | AB_AESO | AB | Hourly Resource | PV-NonTracking | 45 | 0 |  | 2024-10-01 | 2051-12-31 | 72.7744 | 14.2899 | 3.2882 | 45 | 45 | 100584.855 | 0 | 0 | 0.25516 | 0 | 7.32 | 7.32 | 8760 | 0 | 8760 | 0 | 0 | 0 | 0 | 0 | 97.1266 | 11.059 | -0.623 | -24.9639 | 770.4186 | 69.1178 | 0 | 0 | 0 | 0 | 0 | 0 | 0 | 0 | 0 | 0 | 0 | 0 | 0 | 0 | -6.2026e-05 | 1.8659 | 0.0078726 | 35.0857 | 35.06 | 35.06 | 0 | 0 | 0 | 0 | -0.0016818 | 0 | 0 | 0 | 7.32 | #N/A | #N/A
Tacoma Hydro Agg HY | WACM | RM_WACM | CO | Hydro | Hydro | 4.58 | 0 |  | 2023-05-31 | 2050-12-31 | 237.702 | 139.8721 | -0.91088 | 0.76686 | 1.3249 | 3679.1058 | 0 | 0 | 0.105 | 0 | 0.87453 | 0.87453 | 0 | 0 | 278 | 8482 | 0 | 0 | 0 | 0 | 175.7813 | 91.0322 | -1.9415 | -24.1543 | 2550.7136 | 287.8256 | 0 | 0 | 0 | 0 | 0 | 0 | 0 | 0 | 0 | 0 | 22.0259 | 46.6863 | 68.4584 | 393.7288 | 1820.7599 | 0.075305 | 0.00032051 | 86.4793 | 43.2396 | 43.2397 | 40.7412 | 0.031756 | 1299.2458 | 23050.8776 | 91887.2955 | 0 | 0 | 0 | 0.99081 | #N/A | #N/A
TAG Battery 1 BA | PNM | SW_PNM | NM | Pumped Storage | Energy Storage | 50 | -50 |  | 2026-05-01 | 2046-04-30 | 45.2913 | -36.7604 | -4.0098 | 50 | 50 | 73927.8329 | 86562.1537 | 1.8192 | 0.16879 | 0.24073 | 3.6303 | 3.3896 | 8760 | 0 | 8760 | 0 | 0 | -0.018951 | 0.80726 | 0 | 48.1496 | -33.994 | -4.5469 | -25.429 | 1929.3425 | 73.4322 | 0.83863 | 0 | 0 | 0 | 0 | 0 | 0 | 0 | 0 | 0 | 33838.303 | 43953.0594 | 85894.2929 | 6000.0439 | 81337.832 | 0.89269 | 0.0029891 | 22.2939 | 5.1679 | 17.1082 | 25141.5059 | 42.609 | 1870412.5291 | 14277.083 | 1295978.511 | 0 | 0 | 0 | 6.8362 | #N/A | #N/A
TAG Solar 1 PV-T | PNM | SW_PNM | NM | Hourly Resource | PV-Tracking | 140 | 0 |  | 2025-05-01 | 2045-04-30 | 16.6429 | -33.1365 | -4.3088 | 140 | 140 | 381647.5035 | 0 | 0 | 0.31119 | 0 | 6.3517 | 6.3517 | 8760 | 0 | 8760 | 0 | 0 | 0 | 0 | 8302.6156 | 48.1496 | -33.994 | -4.5469 | -25.429 | 1929.3425 | 73.4322 | 0 | 0 | 0 | 0 | 0 | 0 | 0 | 0 | 0 | 0 | 0 | 1373.0668 | 0 | 0 | 95.3372 | 0.89269 | 0.0029891 | 22.2939 | 5.1679 | 17.1082 | 0 | 858.1851 | 0 | 0 | 65.7237 | 0 | 0 | 0 | 6.3526 | #N/A | #N/A
Taos Mesa Solar 1 PV-T | PNM | SW_PNM | NM | Hourly Resource | PV-Tracking | 15 | 0 |  | 2021-10-31 | 2050-12-31 | 17.5125 | -33.8312 | -4.0881 | 15 | 15 | 37136.2544 | 0 | 0 | 0.28262 | 0 | 0.65035 | 0.65035 | 8760 | 0 | 8760 | 0 | 0 | 0 | 0 | 2792.126 | 51.8299 | -31.0871 | -3.7735 | -28.1418 | 1939.1317 | 75.8538 | 0 | 0 | 0 | 0 | 0 | 0 | 0 | 0 | 0 | 0 | 0 | 12388.6086 | 0 | 0 | 641.1964 | 0.89269 | 0.0029891 | 22.2939 | 5.1679 | 17.1082 | 0 | 83.3265 | 0 | 0 | 3657.4723 | 0 | 0 | 0 | 0.65409 | #N/A | #N/A
Taos Mesa Storage 1 PV-T | PNM | SW_PNM | NM | Pumped Storage | Energy Storage | 20.5 | -20.5 |  | 2021-10-31 | 2050-12-31 | 48.2946 | -33.9638 | -3.8718 | 20.5 | 20.5 | 34309.5034 | 40074.7065 | 0.89797 | 0.19105 | 0.11158 | 1.7964 | 1.6848 | 8760 | 0 | 8760 | 0 | 0 | -0.0086478 | 0.30179 | 0 | 51.8299 | -31.0871 | -3.7735 | -28.1418 | 1939.1317 | 75.8538 | 0.87578 | 0 | 0 | 0 | 0 | 0 | 0 | 0 | 0 | 0 | 59602.3747 | 55317.4355 | 61868.2946 | 5434.3347 | 41349.8559 | 0.89269 | 0.0029891 | 22.2939 | 5.1679 | 17.1082 | 30331.4906 | 15.1339 | 774333.4854 | 92167.5117 | 570614.8145 | 0 | 0 | 0 | 3.2639 | #N/A | #N/A
Taos Pueblo Solar 1 PV-T | PNM | SW_PNM | NM | Hourly Resource | PV-Tracking | 5 | 0 |  | 2026-07-01 | 2051-12-31 | 17.7797 | -33.6291 | -4.2739 | 5 | 5 | 12499.455 | 0 | 0 | 0.28538 | 0 | 0.22224 | 0.22224 | 8760 | 0 | 8760 | 0 | 0 | 0 | 0 | 917.955 | 51.482 | -31.0871 | -4.1214 | -28.1339 | 1928.3262 | 75.4937 | 0 | 0 | 0 | 0 | 0 | 0 | 0 | 0 | 0 | 0 | 0 | 59.93 | 0 | 0 | 90.01 | 0.89269 | 0.0029891 | 22.2939 | 5.1679 | 17.1082 | 0 | 24.1996 | 0 | 0 | 1366.8881 | 0 | 0 | 0 | 0.22363 | #N/A | #N/A
Taylor Draw 1 HY | WACM | RM_WACM | CO | Hydro | Hydro | 2.3 | 0 |  | 1993-04-01 | 2050-12-31 | 137.079 | 55.9824 | 2.687 | 1.3938 | 1.3938 | 5094.723 | 0 | 0 | 0.41727 | 0 | 0.69838 | 0.69838 | 0 | 0 | 3 | 8757 | 0 | 0 | 0 | 0 | 146.2364 | 57.465 | 2.0809 | -24.991 | 2638.7859 | 220.2005 | 0 | 0 | 0 | 0 | 0 | 0 | 0 | 0 | 0 | 0 | 175.5122 | 259.003 | 472.1342 | 1773.7873 | 2707.712 | 0.075305 | 0.00032051 | 86.4793 | 43.2396 | 43.2397 | 360.9287 | 0.19344 | 24243.8207 | 98169.6029 | 193063.7359 | 0 | 0 | 0 | 1.0142 | #N/A | #N/A
Taylor HY | AESO | AB_AESO | AB | Hydro | Hydro | 14 | 0 |  | 2000-03-01 | 2050-12-31 | 87.9054 | 4.0567 | -12.0538 | 14 | 14 | 34903.2002 | 0 | 0 | 0.2846 | 0 | 3.0682 | 3.0682 | 0 | 0 | 0 | 8760 | 0 | 0 | 0 | 0 | 88.8412 | 7.26 | -5.1094 | -43.4677 | 788.6467 | 73.2102 | 0 | 0 | 0 | 0 | 0 | 0 | 0 | 0 | 0 | 0 | 2708.326 | 7164.1196 | 6648.7312 | 5063.5241 | 14194.7252 | 1.8659 | 0.0078726 | 35.0857 | 35.06 | 35.06 | 17048.0382 | 105.5458 | 171404.9768 | 160542.2364 | 527621.5716 | 0 | 0 | 0 | 3.9449 | #N/A | #N/A
Tb Flats Wind 1 WT | PAWY | BS_PACE | WY | Hourly Resource | WT-Onshore | 102.5 | 0 |  | 2020-12-31 | 2050-11-01 | 78.4815 | 8.2889 | -8.6482 | 102.5 | 102.5 | 446772.4507 | 0 | 0 | 0.49757 | 0 | 35.0634 | 35.0634 | 8760 | 0 | 8760 | 0 | 0 | 0 | 0 | 1338.4846 | 107.1648 | 26.3988 | -5.9245 | -23.9065 | 2116.2791 | 143.8664 | 0 | 0 | 0 | 0 | 0 | 0 | 0 | 0 | 0 | 0 | 0 | 146451.3559 | 0 | 0 | 1338.482 | 7.007 | 5.9428 | 85.5427 | 0.031824 | 85.5024 | 0 | 326764.4679 | 0 | 0 | 74124.2328 | 0 | 0 | 0 | 35.4642 | #N/A | #N/A
TB Flats Wind I 1 | PAWY | BS_PACE | WY | Hourly Resource | WT-Onshore | 102.5 | 0 |  | 2020-12-31 | 2050-11-01 | 78.5062 | 8.2892 | -8.6699 | 102.5 | 102.5 | 446001.9289 | 0 | 0 | 0.49672 | 0 | 35.0139 | 35.0139 | 8760 | 0 | 8760 | 0 | 0 | 0 | 0 | 2109.0065 | 107.1555 | 26.3988 | -5.9338 | -23.9051 | 2116.2727 | 143.864 | 0 | 0 | 0 | 0 | 0 | 0 | 0 | 0 | 0 | 0 | 0 | 107661.3568 | 0 | 0 | 2109.0038 | 7.007 | 5.9428 | 85.5427 | 0.031824 | 85.5024 | 0 | 317179.4928 | 0 | 0 | 146657.1602 | 0 | 0 | 0 | 35.4778 | #N/A | #N/A
TB Flats Wind I 2 | PAWY | BS_PACE | WY | Hourly Resource | WT-Onshore | 102.5 | 0 |  | 2020-12-31 | 2050-11-01 | 78.4532 | 8.2657 | -8.6517 | 102.5 | 102.5 | 446693.7617 | 0 | 0 | 0.49749 | 0 | 35.0445 | 35.0445 | 8760 | 0 | 8760 | 0 | 0 | 0 | 0 | 1417.1737 | 107.1648 | 26.3988 | -5.9245 | -23.9065 | 2116.2791 | 143.8664 | 0 | 0 | 0 | 0 | 0 | 0 | 0 | 0 | 0 | 0 | 0 | 124711.0617 | 0 | 0 | 1417.1711 | 7.007 | 5.9428 | 85.5427 | 0.031824 | 85.5024 | 0 | 326754.4632 | 0 | 0 | 94904.4695 | 0 | 0 | 0 | 35.4662 | #N/A | #N/A
TB Flats Wind II | PAWY | BS_PACE | WY | Hourly Resource | WT-Onshore | 195.7 | 0 |  | 2021-01-31 | 2050-11-01 | 78.8051 | 8.2444 | -8.3187 | 195.7 | 195.7 | 853418.5539 | 0 | 0 | 0.49781 | 0 | 67.2538 | 67.2538 | 8760 | 0 | 8760 | 0 | 0 | 0 | 0 | 2145.4456 | 107.4083 | 26.399 | -5.6813 | -24.0054 | 2116.4463 | 143.9267 | 0 | 0 | 0 | 0 | 0 | 0 | 0 | 0 | 0 | 0 | 0 | 36663.4059 | 0 | 0 | 2145.4474 | 7.007 | 5.9428 | 85.5427 | 0.031824 | 85.5024 | 0 | 623737.1437 | 0 | 0 | 109330.3498 | 0 | 0 | 0 | 67.9869 | #N/A | #N/A
Techren 1 PV-T | NEVP | SW_NVE | NV | Hourly Resource | PV-Tracking | 100 | 0 |  | 2020-10-07 | 2044-12-31 | 10.5176 | -35.1143 | -7.0188 | 100 | 100 | 274311.2491 | 0 | 0 | 0.31314 | 0 | 2.8851 | 2.8851 | 8760 | 0 | 8760 | 0 | 0 | 0 | 0 | 4630.7508 | 42.6237 | -35.3534 | -8.7134 | -26.3656 | 1883.2279 | 65.5416 | 0 | 0 | 0 | 0 | 0 | 0 | 0 | 0 | 0 | 0 | 0 | 109.3 | 0 | 0 | 32.3 | 0.19614 | 0.00021973 | 4.6327 | 0.031824 | 4.6009 | 0 | 0.15912 | 0 | 0 | 561.5515 | 0 | 0 | 0 | 2.8857 | #N/A | #N/A
Techren 2 PV-T | NEVP | SW_NVE | NV | Hourly Resource | PV-Tracking | 200 | 0 |  | 2019-10-04 | 2044-12-31 | 10.6736 | -35.427 | -6.6357 | 200 | 200 | 557832.545 | 0 | 0 | 0.3184 | 0 | 5.9541 | 5.9541 | 8760 | 0 | 8760 | 0 | 0 | 0 | 0 | 5159.6548 | 42.9505 | -35.3534 | -8.3867 | -26.0609 | 1885.4388 | 65.5974 | 0 | 0 | 0 | 0 | 0 | 0 | 0 | 0 | 0 | 0 | 0 | 23767.9593 | 0 | 0 | 0.24054 | 0.19614 | 0.00021973 | 4.6327 | 0.031824 | 4.6009 | 0 | 11.0989 | 0 | 0 | 4.1819 | 0 | 0 | 0 | 5.9541 | #N/A | #N/A
Techren 3 PV-T | NEVP | SW_NVE | NV | Hourly Resource | PV-Tracking | 25 | 0 |  | 2020-10-07 | 2045-12-31 | 10.511 | -35.211 | -6.9259 | 25 | 25 | 68776.3461 | 0 | 0 | 0.31405 | 0 | 0.72291 | 0.72291 | 8760 | 0 | 8760 | 0 | 0 | 0 | 0 | 959.1538 | 42.702 | -35.3534 | -8.6352 | -26.278 | 1883.7581 | 65.5548 | 0 | 0 | 0 | 0 | 0 | 0 | 0 | 0 | 0 | 0 | 0 | 0 | 0 | 0 | 8.075 | 0.19614 | 0.00021973 | 4.6327 | 0.031824 | 4.6009 | 0 | 0 | 0 | 0 | 140.3879 | 0 | 0 | 0 | 0.72305 | #N/A | #N/A
Techren 4 PV-T | NEVP | SW_NVE | NV | Hourly Resource | PV-Tracking | 25 | 0 |  | 2020-10-07 | 2045-12-31 | 10.4942 | -35.1658 | -6.9623 | 25 | 25 | 68730.9174 | 0 | 0 | 0.31384 | 0 | 0.72128 | 0.72128 | 8760 | 0 | 8760 | 0 | 0 | 0 | 0 | 1004.5825 | 42.6692 | -35.3534 | -8.668 | -26.3146 | 1883.5366 | 65.5493 | 0 | 0 | 0 | 0 | 0 | 0 | 0 | 0 | 0 | 0 | 0 | 0 | 0 | 0 | 8.075 | 0.19614 | 0.00021973 | 4.6327 | 0.031824 | 4.6009 | 0 | 0 | 0 | 0 | 140.3879 | 0 | 0 | 0 | 0.72142 | #N/A | #N/A
Techren 5 PV-T | NEVP | SW_NVE | NV | Hourly Resource | PV-Tracking | 50 | 0 |  | 2020-12-31 | 2045-12-31 | 10.4958 | -35.0517 | -7.1101 | 50 | 50 | 136882.8204 | 0 | 0 | 0.31252 | 0 | 1.4367 | 1.4367 | 8760 | 0 | 8760 | 0 | 0 | 0 | 0 | 2588.1795 | 42.5485 | -35.3534 | -8.7887 | -26.4501 | 1882.7167 | 65.5291 | 0 | 0 | 0 | 0 | 0 | 0 | 0 | 0 | 0 | 0 | 0 | 0 | 0 | 0 | 16.15 | 0.19614 | 0.00021973 | 4.6327 | 0.031824 | 4.6009 | 0 | 0 | 0 | 0 | 280.7758 | 0 | 0 | 0 | 1.437 | #N/A | #N/A
Tecolte | PNM | SW_PNM | NM | Hourly Resource | WT-Onshore | 271.68 | 0 |  | 2021-06-01 | 2044-12-31 | 27.3859 | -39.7979 | -11.5214 | 271.68 | 271.68 | 695687.8671 | 0 | 0 | 0.29232 | 0 | 19.052 | 19.052 | 8760 | 0 | 8760 | 0 | 0 | 0 | 0 | 19151.5843 | 43.6662 | -35.0575 | -7.9668 | -27.8429 | 1835.6023 | 72.6948 | 0 | 0 | 0 | 0 | 0 | 0 | 0 | 0 | 0 | 0 | 0 | 28697.8544 | 0 | 0 | 8987.1848 | 0.89269 | 0.0029891 | 22.2939 | 5.1679 | 17.1082 | 0 | 31.3157 | 0 | 0 | 135318.3231 | 0 | 0 | 0 | 19.1874 | #N/A | #N/A
Tehachapi_Solar_Antelope_230kV 1 PV | CISC | CA_CISO | CA | Hourly Resource | PV | 56 | 0 |  | 2028-05-01 | 2051-12-31 | 34.7792 | -16.0882 | -4.5254 | 56 | 56 | 163016.6161 | 0 | 0 | 0.33231 | 0 | 5.6696 | 5.6696 | 8760 | 0 | 8760 | 0 | 0 | 0 | 0 | 2052.008 | 73.2865 | -8.8657 | -4.5383 | -25.2265 | 1966.0969 | 72.0232 | 0 | 0 | 0 | 0 | 0 | 0 | 0 | 0 | 0 | 0 | 0 | 0 | 0 | 0 | 5.1223e-06 | 0.15866 | 0.00010078 | 4.7626 | 4.7626 | 4.7626 | 0 | 0 | 0 | 0 | -3.3125e-06 | 0 | 0 | 0 | 5.6696 | #N/A | #N/A
Tehachapi_Solar_Antelope_230kV 2 PV | CISC | CA_CISO | CA | Hourly Resource | PV | 199 | 0 |  | 2033-05-01 | 2051-12-31 | 34.7968 | -16.0898 | -4.5271 | 199 | 199 | 579119.9717 | 0 | 0 | 0.33221 | 0 | 20.1516 | 20.1516 | 8760 | 0 | 8760 | 0 | 0 | 0 | 0 | 7463.1739 | 73.2865 | -8.8657 | -4.5383 | -25.2265 | 1966.0969 | 72.0232 | 0 | 0 | 0 | 0 | 0 | 0 | 0 | 0 | 0 | 0 | 0 | 0 | 0 | 0 | -0.0001017 | 0.15866 | 0.00010078 | 4.7626 | 4.7626 | 4.7626 | 0 | 0 | 0 | 0 | -0.0012531 | 0 | 0 | 0 | 20.1516 | #N/A | #N/A
Tehachapi_Solar_Vestal_230kV 1 PV | CISC | CA_CISO | CA | Hourly Resource | PV | 50 | 0 |  | 2028-05-01 | 2051-12-31 | 40.3348 | -10.7559 | -3.8625 | 50 | 50 | 146419.6999 | 0 | 0 | 0.33429 | 0 | 5.9058 | 5.9058 | 8760 | 0 | 8760 | 0 | 0 | 0 | 0 | 963 | 78.5968 | -6.5547 | -1.539 | -25.615 | 2059.9802 | 74.8267 | 0 | 0 | 0 | 0 | 0 | 0 | 0 | 0 | 0 | 0 | 0 | 0 | 0 | 0 | 8.1025e-06 | 0.15866 | 0.00010078 | 4.7626 | 4.7626 | 4.7626 | 0 | 0 | 0 | 0 | 0.00015246 | 0 | 0 | 0 | 5.9058 | #N/A | #N/A
Tehachapi_Solar_Vestal_230kV 2 PV | CISC | CA_CISO | CA | Hourly Resource | PV | 205 | 0 |  | 2032-05-01 | 2051-12-31 | 40.3348 | -10.7559 | -3.8625 | 205 | 205 | 600320.77 | 0 | 0 | 0.33429 | 0 | 24.2138 | 24.2138 | 8760 | 0 | 8760 | 0 | 0 | 0 | 0 | 3948.3 | 78.5968 | -6.5547 | -1.539 | -25.615 | 2059.9802 | 74.8267 | 0 | 0 | 0 | 0 | 0 | 0 | 0 | 0 | 0 | 0 | 0 | 0 | 0 | 0 | 1.695e-05 | 0.15866 | 0.00010078 | 4.7626 | 4.7626 | 4.7626 | 0 | 0 | 0 | 0 | -7.3628e-05 | 0 | 0 | 0 | 24.2138 | #N/A | #N/A
Tehachapi_Solar_Vincent_230kV 1 PV | CISC | CA_CISO | CA | Hourly Resource | PV | 165 | 0 |  | 2033-05-01 | 2051-12-31 | 27.015 | -25.1543 | -4.5549 | 165 | 165 | 470520.1973 | 0 | 0 | 0.32553 | 0 | 12.7111 | 12.7111 | 8760 | 0 | 8760 | 0 | 0 | 0 | 0 | 15842.7122 | 69.69 | -12.438 | -4.5625 | -25.2525 | 1964.6503 | 73.83 | 0 | 0 | 0 | 0 | 0 | 0 | 0 | 0 | 0 | 0 | 0 | 0 | 0 | 0 | -2.5518e-05 | 0.15866 | 0.00010078 | 4.7626 | 4.7626 | 4.7626 | 0 | 0 | 0 | 0 | -3.6564e-05 | 0 | 0 | 0 | 12.7111 | #N/A | #N/A
Tehachapi_Solar_Vincent_230kV 2 PV | CISC | CA_CISO | CA | Hourly Resource | PV | 452 | 0 |  | 2034-05-01 | 2051-12-31 | 29.4682 | -31.1681 | -5.4084 | 452 | 452 | 922485.4763 | 0 | 0 | 0.23298 | 0 | 27.184 | 27.184 | 8760 | 0 | 8760 | 0 | 0 | 0 | 0 | 29422.4563 | 69.69 | -12.438 | -4.5625 | -25.2525 | 1964.6503 | 73.83 | 0 | 0 | 0 | 0 | 0 | 0 | 0 | 0 | 0 | 0 | 0 | 0 | 0 | 0 | -1.9372e-05 | 0.15866 | 0.00010078 | 4.7626 | 4.7626 | 4.7626 | 0 | 0 | 0 | 0 | -0.00015974 | 0 | 0 | 0 | 27.184 | #N/A | #N/A
Tehachapi_Solar_Whirlwind_230kV 1 PV | CISC | CA_CISO | CA | Hourly Resource | PV | 425 | 0 |  | 2030-05-01 | 2051-12-31 | 35.1198 | -19.3185 | -4.8619 | 425 | 425 | 1161255.4342 | 0 | 0 | 0.31191 | 0 | 40.783 | 40.783 | 8760 | 0 | 8760 | 0 | 0 | 0 | 0 | 91497.5141 | 71.6746 | -10.4023 | -4.6137 | -27.889 | 1960.7458 | 72.8898 | 0 | 0 | 0 | 0 | 0 | 0 | 0 | 0 | 0 | 0 | 0 | 0 | 0 | 0 | -1.2666e-05 | 0.15866 | 0.00010078 | 4.7626 | 4.7626 | 4.7626 | 0 | 0 | 0 | 0 | -0.00024796 | 0 | 0 | 0 | 40.783 | #N/A | #N/A
Tehachapi_Solar_Whirlwind_230kV 2 PV | CISC | CA_CISO | CA | Hourly Resource | PV | 147 | 0 |  | 2034-05-01 | 2051-12-31 | 38.6454 | -23.0965 | -5.6622 | 147 | 147 | 294522.9158 | 0 | 0 | 0.22872 | 0 | 11.382 | 11.382 | 8760 | 0 | 8760 | 0 | 0 | 0 | 0 | 15057.7615 | 71.6746 | -10.4023 | -4.6137 | -27.889 | 1960.7458 | 72.8898 | 0 | 0 | 0 | 0 | 0 | 0 | 0 | 0 | 0 | 0 | 0 | 0 | 0 | 0 | 2.5891e-05 | 0.15866 | 0.00010078 | 4.7626 | 4.7626 | 4.7626 | 0 | 0 | 0 | 0 | 0.00024758 | 0 | 0 | 0 | 11.382 | #N/A | #N/A
Tehachapi_Solar_Windhub_230kV 1 PV | CISC | CA_CISO | CA | Hourly Resource | PV | 236 | 0 |  | 2028-05-01 | 2051-12-31 | 27.0484 | -23.8038 | -4.9415 | 236 | 236 | 666425.847 | 0 | 0 | 0.32236 | 0 | 18.0257 | 18.0257 | 8760 | 0 | 8760 | 0 | 0 | 0 | 0 | 29220.492 | 69.3461 | -12.438 | -4.9064 | -26.1426 | 1963.0157 | 73.8173 | 0 | 0 | 0 | 0 | 0 | 0 | 0 | 0 | 0 | 0 | 0 | 0 | 0 | 0 | -4.9919e-05 | 0.15866 | 0.00010078 | 4.7626 | 4.7626 | 4.7626 | 0 | 0 | 0 | 0 | -0.00032637 | 0 | 0 | 0 | 18.0257 | #N/A | #N/A
Tehachapi_Solar_Windhub_230kV 2 PV | CISC | CA_CISO | CA | Hourly Resource | PV | 288 | 0 |  | 2030-05-01 | 2051-12-31 | 27.5918 | -23.403 | -5.0527 | 288 | 288 | 803485.5162 | 0 | 0 | 0.31848 | 0 | 22.1696 | 22.1696 | 8760 | 0 | 8760 | 0 | 0 | 0 | 0 | 45438.8364 | 69.2831 | -12.438 | -4.9694 | -26.4382 | 1963.1139 | 73.8168 | 0 | 0 | 0 | 0 | 0 | 0 | 0 | 0 | 0 | 0 | 0 | 0 | 0 | 0 | -5.7137e-05 | 0.15866 | 0.00010078 | 4.7626 | 4.7626 | 4.7626 | 0 | 0 | 0 | 0 | -0.00042645 | 0 | 0 | 0 | 22.1696 | #N/A | #N/A
Tehachapi_Solar_Windhub_230kV 3 PV | CISC | CA_CISO | CA | Hourly Resource | PV | 288 | 0 |  | 2032-05-01 | 2051-12-31 | 27.9443 | -23.2739 | -5.0721 | 288 | 288 | 798143.33 | 0 | 0 | 0.31636 | 0 | 22.3036 | 22.3036 | 8760 | 0 | 8760 | 0 | 0 | 0 | 0 | 50781.0226 | 69.284 | -12.438 | -4.9686 | -26.4382 | 1962.8793 | 73.817 | 0 | 0 | 0 | 0 | 0 | 0 | 0 | 0 | 0 | 0 | 0 | 0 | 0 | 0 | -5.7137e-05 | 0.15866 | 0.00010078 | 4.7626 | 4.7626 | 4.7626 | 0 | 0 | 0 | 0 | -0.00042645 | 0 | 0 | 0 | 22.3036 | #N/A | #N/A
Tehachapi_Solar_Windhub_500kV PV | CISC | CA_CISO | CA | Hourly Resource | PV | 775 | 0 |  | 2033-05-01 | 2051-12-31 | 33.5741 | -19.3061 | -4.8593 | 775 | 775 | 2171045.7567 | 0 | 0 | 0.31979 | 0 | 72.8909 | 72.8909 | 8760 | 0 | 8760 | 0 | 0 | 0 | 0 | 113386.0937 | 71.4759 | -10.3451 | -4.8696 | -25.2371 | 1952.058 | 72.5652 | 0 | 0 | 0 | 0 | 0 | 0 | 0 | 0 | 0 | 0 | 0 | 0 | 0 | 0 | -0.00011772 | 0.15866 | 0.00010078 | 4.7626 | 4.7626 | 4.7626 | 0 | 0 | 0 | 0 | -0.0019151 | 0 | 0 | 0 | 72.8909 | #N/A | #N/A
Tehachapi_Wind_Antelope_230kV WT | CISC | CA_CISO | CA | Hourly Resource | WT-Onshore | 156 | 0 |  | 2030-05-01 | 2051-12-31 | 69.9989 | -7.2667 | -4.4632 | 156 | 156 | 424087.0909 | 0 | 0 | 0.31033 | 0 | 29.6857 | 29.6857 | 8760 | 0 | 8760 | 0 | 0 | 0 | 0 | 1634.8799 | 73.2865 | -8.8657 | -4.5383 | -25.2265 | 1966.0969 | 72.0232 | 0 | 0 | 0 | 0 | 0 | 0 | 0 | 0 | 0 | 0 | 0 | 0 | 0 | 0 | -4.3411e-05 | 0.15866 | 0.00010078 | 4.7626 | 4.7626 | 4.7626 | 0 | 0 | 0 | 0 | -0.0028057 | 0 | 0 | 0 | 29.6856 | #N/A | #N/A
Tehachapi_Wind_Whirlwind_230kV WT | CISC | CA_CISO | CA | Hourly Resource | WT-Onshore | 300 | 0 |  | 2030-05-01 | 2051-12-31 | 85.3596 | -10.6986 | -4.3248 | 300 | 300 | 769190.1291 | 0 | 0 | 0.29269 | 0 | 65.6578 | 65.6578 | 8760 | 0 | 8760 | 0 | 0 | 0 | 0 | 17815.473 | 71.6746 | -10.4023 | -4.6137 | -27.889 | 1960.7458 | 72.8898 | 0 | 0 | 0 | 0 | 0 | 0 | 0 | 0 | 0 | 0 | 0 | 0 | 0 | 0 | -1.4529e-05 | 0.15866 | 0.00010078 | 4.7626 | 4.7626 | 4.7626 | 0 | 0 | 0 | 0 | 0.011611 | 0 | 0 | 0 | 65.6578 | #N/A | #N/A
Tehachapi_Wind_Windhub_230kV 1 WT | CISC | CA_CISO | CA | Hourly Resource | WT-Onshore | 24 | 0 |  | 2024-05-01 | 2051-12-31 | 64.781 | -19.3625 | -5.7782 | 24 | 24 | 50544.7199 | 0 | 0 | 0.24041 | 0 | 3.2743 | 3.2743 | 8760 | 0 | 8760 | 0 | 0 | 0 | 0 | 1929.744 | 71.4759 | -10.3451 | -4.8696 | -25.2371 | 1952.058 | 72.5652 | 0 | 0 | 0 | 0 | 0 | 0 | 0 | 0 | 0 | 0 | 0 | 0 | 0 | 0 | -4.0059e-05 | 0.15866 | 0.00010078 | 4.7626 | 4.7626 | 4.7626 | 0 | 0 | 0 | 0 | -0.0014825 | 0 | 0 | 0 | 3.2743 | #N/A | #N/A
Tehachapi_Wind_Windhub_230kV 2 WT | CISC | CA_CISO | CA | Hourly Resource | WT-Onshore | 50 | 0 |  | 2028-05-01 | 2051-12-31 | 64.781 | -19.3625 | -5.7782 | 50 | 50 | 105301.5 | 0 | 0 | 0.24041 | 0 | 6.8215 | 6.8215 | 8760 | 0 | 8760 | 0 | 0 | 0 | 0 | 4021.05 | 71.4759 | -10.3451 | -4.8696 | -25.2371 | 1952.058 | 72.5652 | 0 | 0 | 0 | 0 | 0 | 0 | 0 | 0 | 0 | 0 | 0 | 0 | 0 | 0 | 6.8918e-06 | 0.15866 | 0.00010078 | 4.7626 | 4.7626 | 4.7626 | 0 | 0 | 0 | 0 | -0.0014012 | 0 | 0 | 0 | 6.8215 | #N/A | #N/A
Tehachapi_Wind_Windhub_230kV 3 WT | CISC | CA_CISO | CA | Hourly Resource | WT-Onshore | 50 | 0 |  | 2030-05-01 | 2051-12-31 | 64.781 | -19.3625 | -5.7782 | 50 | 50 | 105301.5 | 0 | 0 | 0.24041 | 0 | 6.8215 | 6.8215 | 8760 | 0 | 8760 | 0 | 0 | 0 | 0 | 4021.05 | 71.4759 | -10.3451 | -4.8696 | -25.2371 | 1952.058 | 72.5652 | 0 | 0 | 0 | 0 | 0 | 0 | 0 | 0 | 0 | 0 | 0 | 0 | 0 | 0 | 6.8918e-06 | 0.15866 | 0.00010078 | 4.7626 | 4.7626 | 4.7626 | 0 | 0 | 0 | 0 | -0.0014012 | 0 | 0 | 0 | 6.8215 | #N/A | #N/A
Telluride Last Dollar Solar Garden PV | WACM | RM_WACM | CO | Hourly Resource | PV | 0.25 | 0 |  | 2020-01-15 | 2051-12-31 | 86.0028 | 36.1574 | -1.7799 | 0.25 | 0.25 | 666.2235 | 0 | 0 | 0.30421 | 0 | 0.057298 | 0.057298 | 8760 | 0 | 8760 | 0 | 0 | 0 | 0 | 0 | 166.8794 | 81.0195 | -0.83061 | -24.1985 | 2510.9456 | 267.2595 | 0 | 0 | 0 | 0 | 0 | 0 | 0 | 0 | 0 | 0 | 0 | 0 | 0 | 0 | 0 | 0.075305 | 0.00032051 | 86.4793 | 43.2396 | 43.2397 | 0 | 0 | 0 | 0 | 0 | 0 | 0 | 0 | 0.057298 | #N/A | #N/A
Temescal Canyon Rv 1 PV-NT | CISC | CA_CISO | CA | Hourly Resource | PV-NonTracking | 1.5 | 0 |  | 2020-03-25 | 2050-12-31 | 35.995 | -20.0415 | -4.9207 | 1.5 | 1.5 | 2450.7135 | 0 | 0 | 0.18651 | 0 | 0.088214 | 0.088214 | 8760 | 0 | 8760 | 0 | 0 | 0 | 0 | 362.9535 | 69.7396 | -12.3686 | -4.5824 | -30.0797 | 1979.5222 | 72.1445 | 0 | 0 | 0 | 0 | 0 | 0 | 0 | 0 | 0 | 0 | 0 | 0 | 0 | 0 | 0.5385 | 0.15866 | 0.00010078 | 4.7626 | 4.7626 | 4.7626 | 0 | 0 | 0 | 0 | 0.00055331 | 0 | 0 | 0 | 0.088214 | #N/A | #N/A
TEPC Uastp PV Agg PV-T | TEPC | SW_TEPC | AZ | Hourly Resource | PV-Tracking | 1.5 | 0 |  | 2010-12-31 | 2038-12-31 | 16.8701 | -30.6119 | -4.4267 | 1.5 | 1.5 | 3338.913 | 0 | 0 | 0.2541 | 0 | 0.056328 | 0.056328 | 8760 | 0 | 8760 | 0 | 0 | 0 | 0 | 0 | 48.7893 | -32.5426 | -5.3587 | -24.7261 | 1966.6697 | 68.3211 | 0 | 0 | 0 | 0 | 0 | 0 | 0 | 0 | 0 | 0 | 0 | 32.1165 | 0 | 0 | -1.2733e-08 | 1.0826 | 0.065843 | 12.0843 | 5.1679 | 6.9163 | 0 | 132.8393 | 0 | 0 | -1.9462e-07 | 0 | 0 | 0 | 0.056461 | #N/A | #N/A
TEPC_Mohave_PV2_Ag | TEPC | SW_TEPC | AZ | Hourly Resource | PV-NonTracking | 5.64 | 0 |  | 2011-11-04 | 2046-12-31 | 16.1112 | -30.3604 | -5.6613 | 5.64 | 5.64 | 11697.4951 | 0 | 0 | 0.23676 | 0 | 0.18846 | 0.18846 | 8760 | 0 | 8760 | 0 | 0 | 0 | 0 | 0 | 47.4868 | -32.1439 | -7.0598 | -24.7835 | 1954.3885 | 67.5309 | 0 | 0 | 0 | 0 | 0 | 0 | 0 | 0 | 0 | 0 | 0 | 4641.0071 | 0 | 0 | -4.2841e-06 | 1.0826 | 0.065843 | 12.0843 | 5.1679 | 6.9163 | 0 | 479.973 | 0 | 0 | -1.1179e-05 | 0 | 0 | 0 | 0.18894 | #N/A | #N/A
Tequesquite Landfill Solar Project 1 PV-NT | CISC | CA_CISO | CA | Hourly Resource | PV-NonTracking | 7.5 | 0 |  | 2015-09-09 | 2050-12-31 | 37.2048 | -19.7203 | -4.9582 | 7.5 | 7.5 | 18985.6275 | 0 | 0 | 0.28897 | 0 | 0.70636 | 0.70636 | 8760 | 0 | 8760 | 0 | 0 | 0 | 0 | 2053.875 | 69.3697 | -12.4827 | -4.8381 | -29.7765 | 1977.8384 | 71.9734 | 0 | 0 | 0 | 0 | 0 | 0 | 0 | 0 | 0 | 0 | 0 | 0 | 0 | 0 | 1.89 | 0.15866 | 0.00010078 | 4.7626 | 4.7626 | 4.7626 | 0 | 0 | 0 | 0 | 0.0020427 | 0 | 0 | 0 | 0.70636 | #N/A | #N/A
Terzian 1 PV-NT | CIPV | CA_CISO | CA | Hourly Resource | PV-NonTracking | 1.23 | 0 |  | 2014-06-17 | 2051-12-31 | 45.827 | -10.5297 | 0.49942 | 1.23 | 1.23 | 2695.256 | 0 | 0 | 0.25014 | 0 | 0.12352 | 0.12352 | 8760 | 0 | 8760 | 0 | 0 | 0 | 0 | 123.3419 | 98.0257 | 5.1781 | 6.1571 | -30.2839 | 2422.5166 | 98.619 | 0 | 0 | 0 | 0 | 0 | 0 | 0 | 0 | 0 | 0 | 0 | 0 | 0 | 0 | 1.0186e-07 | 0.15866 | 0.00010078 | 4.7626 | 4.7626 | 4.7626 | 0 | 0 | 0 | 0 | 2.3315e-07 | 0 | 0 | 0 | 0.12352 | #N/A | #N/A
Tesla 1 HY | WACM | RM_WACM | CO | Hydro | Hydro | 26.6 | 0.5 |  | 1997-04-01 | 2050-12-31 | 193.5468 | 98.8954 | -1.2196 | 25.4766 | 22.106 | 75265.7645 | 0 | 0 | 0.30686 | 0 | 14.5675 | 14.5675 | 0 | 0 | 170 | 8590 | 0 | 0 | 0 | 0 | 133.8639 | 48.3858 | -1.2124 | -23.8449 | 2397.0576 | 205.8263 | 0 | 0 | 0 | 0 | 0 | 0 | 0 | 0 | 0 | 0 | 571.7696 | 2376.518 | 755.1851 | 6439.2774 | 40329.2883 | 0.075305 | 0.00032051 | 86.4793 | 43.2396 | 43.2397 | 36.1141 | 1.171 | 20600.2835 | 287416.0404 | 1488953.9655 | 0 | 0 | 0 | 16.3645 | #N/A | #N/A
Texas Community Solar PV-T | EPE | SW_EPE | TX | Hourly Resource | PV-Tracking | 3 | 0 |  | 2017-05-01 | 2047-05-01 | 25.4212 | -28.1395 | -2.9665 | 3 | 3 | 8005.7098 | 0 | 0 | 0.30463 | 0 | 0.20352 | 0.20352 | 8760 | 0 | 8760 | 0 | 0 | 0 | 0 | 552.0962 | 52.8695 | -30.0052 | -3.8158 | -27.8377 | 1971.7397 | 72.9467 | 0 | 0 | 0 | 0 | 0 | 0 | 0 | 0 | 0 | 0 | 0 | 4592.8337 | 0 | 0 | 468.4532 | 25.7912 | 14.221 | 42.7558 | 5.1679 | 37.1905 | 0 | 48753.0398 | 0 | 0 | 2328.8685 | 0 | 0 | 0 | 0.2546 | #N/A | #N/A
The Dalles | BPAT | NW_BPAT | WA | Hydro | Hydro | 1808 | 0 |  | 1957-10-01 | 2050-12-31 | 95.767 | 13.5476 | 3.6351 | 1661.7459 | 1786.9791 | 8075397.0426 | 0 | 0 | 0.50198 | 0 | 773.3563 | 773.3563 | 0 | 0 | 335 | 8425 | 0 | 0 | 0 | 0 | 108.3628 | 17.0698 | 4.6024 | -36.2242 | 1776.8818 | 96.4948 | 0 | 0 | 0 | 0 | 0 | 0 | 0 | 0 | 0 | 0 | 69121.1626 | 639486.5626 | 39097.1311 | 377054.6326 | 1466314.4516 | 0.13517 | 0.13517 | 0.67195 | 0.031824 | 0.68397 | 93.0283 | 22851.042 | 13742.0745 | 20663.6271 | 86999.1077 | 0 | 0 | 0 | 773.5006 | #N/A | #N/A
The Dalles North Fishway N Wasco Pud HY 1 HY | BPAT | NW_BPAT | WA | Hydro | Hydro | 4.9 | 0 |  | 1957-06-01 | 2050-12-31 | 103.1003 | 19.8121 | 5.2433 | 3.9249 | 3.9249 | 20217.1505 | 0 | 0 | 0.58801 | 0 | 2.0844 | 2.0844 | 0 | 0 | 0 | 8760 | 0 | 0 | 0 | 0 | 117.2396 | 24.2074 | 6.3417 | -36.6737 | 1812.1659 | 118.0308 | 0 | 0 | 0 | 0 | 0 | 0 | 0 | 0 | 0 | 0 | 33.0297 | 117.1786 | 368.8711 | 372.4852 | 2012.6169 | 0.13517 | 0.13517 | 0.67195 | 0.031824 | 0.68397 | 0.025656 | 1273.4703 | 10555.1525 | 12.7498 | 29837.7795 | 0 | 0 | 0 | 2.1261 | #N/A | #N/A
Thermalito_1 | CIPV | CA_CISO | CA | Hydro | Hydro | 133.3 | 0 |  | 1968-01-01 | 2050-12-31 | 93.4181 | 8.8027 | 2.042 | 69.1827 | 69.1827 | 224379.8272 | 0 | 0 | 0.37024 | 0 | 20.9611 | 20.9611 | 0 | 0 | 0 | 8760 | 0 | 0 | 0 | 15119.0883 | 99.4216 | 9.7011 | 3.0299 | -25.5121 | 1825.49 | 69.1718 | 0 | 0 | 0 | 0 | 0 | 0 | 0 | 0 | 0 | 0 | 2715.9108 | 174476.3096 | 0 | 1003.3048 | 328956.7064 | 0.15866 | 0.00010078 | 4.7626 | 4.7626 | 4.7626 | 24884.129 | 16.8 | 0 | 8839.8504 | 1574712.0018 | 0 | 0 | 0 | 22.5696 | #N/A | #N/A
Thompson Falls 1 HY | NWMT | NW_NWMT | MT | Hydro | Hydro | 87.1 | 0 |  | 1917-06-01 | 2050-12-31 | 98.3128 | 17.053 | 0.69789 | 54.0981 | 72.3377 | 460862.8206 | 0 | 0 | 0.57813 | 0 | 45.3087 | 45.3087 | 0 | 0 | 326 | 8434 | 0 | 0 | 0 | 0 | 106.1089 | 18.2292 | 1.1892 | -76.3657 | 1838.6582 | 106.2534 | 0 | 0 | 0 | 0 | 0 | 0 | 0 | 0 | 0 | 0 | 20942.6178 | 19869.7318 | 26280.1353 | 776.5188 | 41393.276 | 9.0549 | 8.0429 | 75.1759 | 0.031824 | 75.1075 | 329948.8815 | 254047.7134 | 1667783.7946 | 141.179 | 2766994.5327 | 0 | 0 | 0 | 50.3276 | #N/A | #N/A
Thousand Springs 1 HY | IPMV | BS_IPCO | ID | Hydro | Hydro | 8.79 | 0 |  | 1912-08-01 | 2051-12-31 | 162.8875 | 44.7615 | 7.9253 | 5.5283 | 2.8284 | 30733.95 | 0 | 0 | 0.26988 | 0 | 5.0062 | 5.0062 | 0 | 0 | 1023 | 7737 | 0 | 0 | 0 | 37.6391 | 116.9421 | 25.3744 | 4.8772 | -29.3193 | 1959.6379 | 133.17 | 0 | 0 | 0 | 0 | 0 | 0 | 0 | 0 | 0 | 0 | 25.7399 | 80.3845 | 110.8355 | 17.7382 | 1918.7335 | 0.015242 | 0.010783 | 14.1881 | 0.031824 | 14.1563 | 32.2987 | 244.8001 | 3501.9211 | 0.021812 | 77372.2364 | 0 | 0 | 0 | 5.0873 | #N/A | #N/A
Three Peaks Power 1 PV-T | PAUT | BS_PACE | UT | Hourly Resource | PV-NonTracking | 80 | 0 |  | 2016-12-09 | 2036-12-08 | 54.8832 | 4.3762 | -4.9169 | 80 | 80 | 201758.5487 | 0 | 0 | 0.2879 | 0 | 11.0731 | 11.0731 | 8760 | 0 | 8760 | 0 | 0 | 0 | 0 | 16775.7714 | 106.3726 | 24.5736 | -4.8916 | -24.3203 | 2299.5403 | 146.6491 | 0 | 0 | 0 | 0 | 0 | 0 | 0 | 0 | 0 | 0 | 0 | 76883.9401 | 0 | 0 | 16775.8514 | 7.007 | 5.9428 | 85.5427 | 0.031824 | 85.5024 | 0 | 172224.1443 | 0 | 0 | 553703.7427 | 0 | 0 | 0 | 11.7991 | #N/A | #N/A
Thunder Wolf 1 PV-T | PSCO | RM_PSCO | CO | Hourly Resource | PV-Tracking | 248 | 0 |  | 2022-12-01 | 2048-06-30 | 68.4772 | 16.5857 | -0.20836 | 248 | 248 | 626125.4094 | 0 | 0 | 0.28821 | 0 | 42.8753 | 42.8753 | 8760 | 0 | 8760 | 0 | 0 | 0 | 0 | 670.7824 | 138.7676 | 48.9281 | 3.1489 | -24.7683 | 2507.0049 | 211.6249 | 0 | 0 | 0 | 0 | 0 | 0 | 0 | 0 | 0 | 0 | 0 | 801.5654 | 0 | 0 | 670.7822 | 0.42135 | 0.055066 | 119.3454 | 43.2396 | 76.1058 | 0 | 6234.1687 | 0 | 0 | 5473.4484 | 0 | 0 | 0 | 42.887 | #N/A | #N/A
Thunder Wolf BESS | PSCO | RM_PSCO | CO | Pumped Storage | Energy Storage | 100 | -100 |  | 2022-12-01 | 2048-06-30 | 188.7919 | 80.9292 | 5.7789 | 100 | 100 | 102118.1647 | 118727.2486 | 11.7691 | 0.11657 | 0.33127 | 18.1556 | 17.8243 | 8760 | 0 | 8760 | 0 | 0 | -0.024914 | 1.3256 | 0 | 139.2941 | 48.9281 | 3.6755 | -24.9905 | 2517.2307 | 211.9679 | 1.3409 | 0 | 0 | 0 | 0 | 0 | 0 | 0 | 0 | 0 | 247574.0211 | 440175.5715 | 219768.4219 | 1948.5074 | 517884.0034 | 0.42135 | 0.055066 | 119.3454 | 43.2396 | 76.1058 | 123931.4844 | 24271.3367 | 27400763.9518 | 246997.7425 | 35881460.9988 | 0 | 0 | 0 | 81.833 | #N/A | #N/A
Thunderegg Solar Center 1 PV-NT | IPTV | BS_IPCO | ID | Hourly Resource | PV-NonTracking | 10 | 0 |  | 2016-12-31 | 2050-12-31 | 88.138 | 29.5553 | 3.8214 | 10 | 10 | 22364.99 | 0 | 0 | 0.25531 | 0 | 1.9712 | 1.9712 | 8760 | 0 | 8760 | 0 | 0 | 0 | 0 | 18.21 | 115.6611 | 24.1375 | 4.833 | -30.6614 | 1959.2949 | 125.7631 | 0 | 0 | 0 | 0 | 0 | 0 | 0 | 0 | 0 | 0 | 0 | 14845.2801 | 0 | 0 | 18.21 | 0.015242 | 0.010783 | 14.1881 | 0.031824 | 14.1563 | 0 | 4.9867 | 0 | 0 | 0.0056371 | 0 | 0 | 0 | 1.9712 | #N/A | #N/A
Thurston Wind 1 WT | PSEI | NW_PSEI | WA | Hourly Resource | WT-Onshore | 136.8 | 0 |  | 2020-04-01 | 2050-12-31 | 79.2241 | 7.3673 | 2.9935 | 136.8 | 136.8 | 110058.8483 | 0 | 0 | 0.091841 | 0 | 8.7193 | 8.7193 | 8760 | 0 | 8760 | 0 | 0 | 0 | 0 | 244.2254 | 110.6093 | 17.6019 | 6.3169 | -36.2294 | 1725.6012 | 98.2857 | 0 | 0 | 0 | 0 | 0 | 0 | 0 | 0 | 0 | 0 | 0 | 20269.3925 | 0 | 0 | 242.7208 | 10.1999 | 8.7761 | 20.3774 | 0.031824 | 42.9118 | 0 | 130165.5735 | 0 | 0 | 8408.0823 | 0 | 0 | 0 | 8.8579 | #N/A | #N/A
Tiber 1 HY | WAUW | NW_WAUW | MT | Hydro | Hydro | 7.5 | 0 |  | 2005-06-26 | 2050-12-31 | 101.865 | 21.9042 | -7.3523 | 6.4252 | 5.4901 | 50063.0588 | 0 | 0 | 0.81642 | 0 | 5.0997 | 5.0997 | 0 | 0 | 5969 | 2791 | 0 | 0 | 0 | 0 | 100.2851 | 20.9471 | -7.3526 | -98.0388 | 1700.2673 | 107.0879 | 0 | 0 | 0 | 0 | 0 | 0 | 0 | 0 | 0 | 0 | 990.0111 | 834.9375 | 776.3928 | 68.0951 | 1632.2774 | 19.0631 | 19.0631 | 88.6906 | 0.031824 | 88.6476 | 13215.3433 | 11358.0704 | 80822.4331 | 9.0981 | 169531.574 | 0 | 0 | 0 | 5.3746 | #N/A | #N/A
Tierra Buena Energy Storage BA | CIPV | CA_CISO | CA | Pumped Storage | Energy Storage | 6 | -6 |  | 2022-06-01 | 2054-12-31 | 97.3692 | 4.3796 | 5.0465 | 6 | 6 | 9247.1989 | 10794.3509 | 0.84354 | 0.17594 | 0.030062 | 0.26436 | 0.23429 | 8760 | 0 | 8760 | 0 | 0 | -0.0023207 | 0.07805 | 0 | 101.5483 | 9.0647 | 5.793 | -27.2244 | 1893.3085 | 69.8782 | 1.25 | 0 | 0 | 0 | 0 | 0 | 0 | 0 | 0 | 0 | 1299.3603 | 2057.6611 | 10196.1034 | 55.7924 | 1981.6568 | 0.15866 | 0.00010078 | 4.7626 | 4.7626 | 4.7626 | 0.21215 | 0.31074 | 86914.5848 | 486.902 | 32385.8164 | 0 | 0 | 0 | 0.38414 | #N/A | #N/A
Tieton Dam Hydro Electric Proj 1 HY | PACW | NW_PACW | WA | Hydro | Hydro | 13.8 | 0 |  | 2006-09-01 | 2050-12-31 | 117.0008 | 14.3692 | 6.9972 | 2.9118 | 2.9118 | 10350.1796 | 0 | 0 | 0.40577 | 0 | 1.211 | 1.211 | 0 | 0 | 0 | 8760 | 0 | 0 | 0 | 0 | 113.2569 | 18.1117 | 8.4546 | -35.6518 | 1832.5256 | 101.9951 | 0 | 0 | 0 | 0 | 0 | 0 | 0 | 0 | 0 | 0 | 5451.2255 | 4871.6853 | 4901.4685 | 2.9118 | 45189.4381 | 27.0174 | 18.7409 | 65.6973 | 0.031824 | 65.2925 | 122945.3294 | 116316.0737 | 307702.9972 | 0.0025047 | 2959757.4776 | 0 | 0 | 0 | 4.7177 | #N/A | #N/A
Tiffny 1 Dillon 1 WT | CISC | CA_CISO | CA | Hourly Resource | WT-Onshore | 45 | 0 |  | 2008-04-18 | 2050-12-31 | 65.8675 | -10.9924 | -6.9409 | 45 | 45 | 119250.6826 | 0 | 0 | 0.30251 | 0 | 7.8547 | 7.8547 | 8760 | 0 | 8760 | 0 | 0 | 0 | 0 | 3553.5976 | 67.2277 | -13.1776 | -6.2852 | -26.2525 | 1958.8646 | 70.6308 | 0 | 0 | 0 | 0 | 0 | 0 | 0 | 0 | 0 | 0 | 0 | 119250.6826 | 0 | 0 | 3553.7324 | 0.15866 | 0.00010078 | 4.7626 | 4.7626 | 4.7626 | 0 | 10.0091 | 0 | 0 | 0.42452 | 0 | 0 | 0 | 7.8548 | #N/A | #N/A
Tiger_Creek_H1 | CIPV | CA_CISO | CA | Hydro | Hydro | 62 | 0 |  | 1931-01-01 | 2050-12-31 | 98.1913 | 4.4853 | 4.9115 | 26.7742 | 25.3816 | 158656.1829 | 0 | 0 | 0.34937 | 0 | 15.5787 | 15.5787 | 0 | 0 | 858 | 7902 | 0 | 0 | 0 | 1173.4198 | 96.7475 | 5.1917 | 4.8653 | -26.4707 | 1838.033 | 65.7545 | 0 | 0 | 0 | 0 | 0 | 0 | 0 | 0 | 0 | 0 | 500.3677 | 49599.6011 | 62.7123 | 1589.139 | 50724.8477 | 0.15866 | 0.00010078 | 4.7626 | 4.7626 | 4.7626 | 2898.705 | 3.9799 | 496.9387 | 16087.2478 | 106746.6731 | 0 | 0 | 0 | 15.7049 | #N/A | #N/A
Tilley 498S DER Solar 1 PV-NT | AESO | AB_AESO | AB | Hourly Resource | PV-NonTracking | 23.6 | 0 |  | 2024-02-29 | 2054-12-31 | 69.1143 | 12.1638 | 1.7265 | 23.6 | 23.6 | 52727.8997 | 0 | 0 | 0.25505 | 0 | 3.6443 | 3.6443 | 8760 | 0 | 8760 | 0 | 0 | 0 | 0 | 23.2696 | 93.1965 | 9.5921 | -3.0862 | -25.415 | 760.2227 | 70.5676 | 0 | 0 | 0 | 0 | 0 | 0 | 0 | 0 | 0 | 0 | 0 | 0 | 0 | 0 | 19.942 | 1.8659 | 0.0078726 | 35.0857 | 35.06 | 35.06 | 0 | 0 | 0 | 0 | 336.9831 | 0 | 0 | 0 | 3.6446 | #N/A | #N/A
Timothy Lake Powerhouse 1 HY | PGE | NW_PGE | OR | Hydro | Hydro | 1.2 | 0 |  | 2018-12-01 | 2051-12-31 | 101.5202 | 15.0685 | 3.9112 | 1.0032 | 1.0032 | 4652.9418 | 0 | 0 | 0.52946 | 0 | 0.47237 | 0.47237 | 0 | 0 | 0 | 8760 | 0 | 0 | 0 | 54.2048 | 108.4278 | 17.1655 | 4.5718 | -36.1703 | 1773.5798 | 97.0857 | 0 | 0 | 0 | 0 | 0 | 0 | 0 | 0 | 0 | 0 | 158.445 | 196.4616 | 2729.3163 | 96.8291 | 3404.6694 | 0.37688 | 0.20869 | 12.0258 | 0.031824 | 12.3093 | 992.218 | 1064.2956 | 105781.6019 | 27.7313 | 129598.3549 | 0 | 0 | 0 | 0.70983 | #N/A | #N/A
Titan 1 PV-T | PSCO | RM_PSCO | CO | Hourly Resource | PV-Tracking | 50 | 0 |  | 2020-12-17 | 2038-12-20 | 75.689 | 22.0392 | 0.17841 | 50 | 50 | 124166.2415 | 0 | 0 | 0.28348 | 0 | 9.398 | 9.398 | 8760 | 0 | 8760 | 0 | 0 | 0 | 0 | 68.4585 | 138.6142 | 49.2074 | 2.7163 | -24.9512 | 2499.4495 | 213.3165 | 0 | 0 | 0 | 0 | 0 | 0 | 0 | 0 | 0 | 0 | 0 | 50002.4497 | 0 | 0 | 68.4586 | 0.42135 | 0.055066 | 119.3454 | 43.2396 | 76.1058 | 0 | 1599.1641 | 0 | 0 | 954.4693 | 0 | 0 | 0 | 9.4006 | #N/A | #N/A
Titan Solar 1 Pseudo 1 PV-NT | IID | CA_IID | CA | Hourly Resource | PV-NonTracking | 70 | 0 |  | 2020-12-17 | 2050-12-31 | 23.3066 | -21.457 | -8.9831 | 70 | 70 | 215206.5997 | 0 | 0 | 0.35096 | 0 | 5.0157 | 5.0157 | 8760 | 0 | 8760 | 0 | 0 | 0 | 0 | 827.61 | 61.5457 | -14.9664 | -10.1784 | -27.2457 | 1907.1624 | 68.4196 | 0 | 0 | 0 | 0 | 0 | 0 | 0 | 0 | 0 | 0 | 0 | 0 | 0 | 0 | -4.2783e-06 | 0.30887 | 0.0049745 | 15.5549 | 5.1679 | 10.3853 | 0 | 0 | 0 | 0 | 0.00014835 | 0 | 0 | 0 | 5.0157 | #N/A | #N/A
Toad Town 1 HY | CIPV | CA_CISO | CA | Hydro | HydroRPS | 1.5 | 0 |  | 1986-01-01 | 2050-12-31 | 115.2012 | 3.2202 | 1.2821 | 0.29876 | 0.17356 | 1670.1849 | 0 | 0 | 0.18158 | 0 | 0.19241 | 0.19241 | 0 | 0 | 2208 | 6552 | 0 | 0 | 0 | 20.7351 | 98.0236 | 9.546 | 1.787 | -25.3125 | 1811.6394 | 68.4541 | 0 | 0 | 0 | 0 | 0 | 0 | 0 | 0 | 0 | 0 | 3.2186 | 261.7912 | 0.62023 | 17.1454 | 404.2268 | 0.15866 | 0.00010078 | 4.7626 | 4.7626 | 4.7626 | 13.6538 | 0.030774 | 69.7152 | 418.129 | 1867.3279 | 0 | 0 | 0 | 0.19478 | #N/A | #N/A
Toketee 1 HY | PACW | NW_PACW | WA | Hydro | Hydro | 14.2 | 0 |  | 1950-02-01 | 2038-12-31 | 97.8692 | 13.8694 | 2.5465 | 15 | 15 | 65030.922 | 0 | 0 | 0.49491 | 0 | 6.3645 | 6.3645 | 0 | 0 | 0 | 8760 | 0 | 0 | 0 | 0 | 105.0829 | 15.2527 | 3.1397 | -37.579 | 1793.7119 | 91.3127 | 0 | 0 | 0 | 0 | 0 | 0 | 0 | 0 | 0 | 0 | 6121.3598 | 2345.0425 | 537.5366 | 3.26 | 28003.2108 | 27.0174 | 18.7409 | 65.6973 | 0.031824 | 65.2925 | 195259.9028 | 64964.0578 | 36482.8606 | 0.0028057 | 1837609.0752 | 0 | 0 | 0 | 8.4988 | #N/A | #N/A
Toketee 2 HY | PACW | NW_PACW | WA | Hydro | Hydro | 14.2 | 0 |  | 1949-12-01 | 2038-12-31 | 97.868 | 13.8694 | 2.5453 | 15 | 15 | 65030.922 | 0 | 0 | 0.49491 | 0 | 6.3644 | 6.3644 | 0 | 0 | 0 | 8760 | 0 | 0 | 0 | 0 | 105.0817 | 15.2527 | 3.1384 | -37.5786 | 1793.691 | 91.312 | 0 | 0 | 0 | 0 | 0 | 0 | 0 | 0 | 0 | 0 | 5924.6021 | 2536.5404 | 569.5973 | 3.26 | 27971.1501 | 27.0174 | 18.7409 | 65.6973 | 0.031824 | 65.2925 | 194997.4464 | 65226.5128 | 38422.9969 | 0.0028057 | 1835635.0605 | 0 | 0 | 0 | 8.4987 | #N/A | #N/A
Toketee 3 HY | PACW | NW_PACW | WA | Hydro | Hydro | 14.2 | 0 |  | 2023-03-06 | 2038-12-31 | 97.8625 | 13.8694 | 2.5398 | 15 | 15 | 65030.922 | 0 | 0 | 0.49491 | 0 | 6.3641 | 6.3641 | 0 | 0 | 0 | 8760 | 0 | 0 | 0 | 0 | 105.0761 | 15.2527 | 3.1328 | -37.5768 | 1793.5958 | 91.3086 | 0 | 0 | 0 | 0 | 0 | 0 | 0 | 0 | 0 | 0 | 5874.1443 | 2586.7344 | 668.3 | 1.63 | 27874.0774 | 27.0174 | 18.7409 | 65.6973 | 0.031824 | 65.2925 | 191640.232 | 68583.727 | 43410.7893 | 0.0014021 | 1830647.3055 | 0 | 0 | 0 | 8.4984 | #N/A | #N/A
Top Gun Energy Storage 1 BA | CISD | CA_CISO | CA | Pumped Storage | Energy Storage | 30 | -30 |  | 2021-04-13 | 2050-12-31 | 49.7448 | -24.8329 | -6.0676 | 30 | 30 | 41951.6662 | 48931.37 | 1.4794 | 0.15963 | 0.13632 | 1.5621 | 1.4258 | 8760 | 0 | 8760 | 0 | 0 | -0.01047 | 0.36979 | 0 | 67.7666 | -13.5122 | -5.4117 | -26.2016 | 1943.8474 | 69.8593 | 1.0933 | 0 | 0 | 0 | 0 | 0 | 0 | 0 | 0 | 0 | 26125.9661 | 151567.6351 | 79428.2686 | 7.163 | 30085.7986 | 0.15866 | 0.00010078 | 4.7626 | 4.7626 | 4.7626 | 2.5941 | 8.5027 | 34.4295 | 0.0016761 | 5.6436 | 0 | 0 | 0 | 1.5622 | #N/A | #N/A
Topaz Solar Farms 1 PV-NT | CIPV | CA_CISO | CA | Hourly Resource | PV-NonTracking | 562 | 0 |  | 2014-10-27 | 2050-12-31 | 36.054 | -15.5706 | -6.21 | 562 | 562 | 1208512.8469 | 0 | 0 | 0.24548 | 0 | 43.5717 | 43.5717 | 8760 | 0 | 8760 | 0 | 0 | 0 | 0 | 106494.6573 | 79.3046 | -3.4262 | -3.9598 | -37.1043 | 2011.4014 | 77.8065 | 0 | 0 | 0 | 0 | 0 | 0 | 0 | 0 | 0 | 0 | 0 | 433141.9541 | 0 | 0 | 15240.0173 | 0.15866 | 0.00010078 | 4.7626 | 4.7626 | 4.7626 | 0 | 97.237 | 0 | 0 | 4.2344 | 0 | 0 | 0 | 43.5718 | #N/A | #N/A
Totten Lake Solar 1 PV-T | WACM | RM_WACM | CO | Hourly Resource | PV-Tracking | 2.2 | 0 |  | 2022-12-01 | 2050-12-31 | 65.6081 | 16.6597 | -2.6747 | 2.2 | 2.2 | 5862.4061 | 0 | 0 | 0.30419 | 0 | 0.38462 | 0.38462 | 8760 | 0 | 8760 | 0 | 0 | 0 | 0 | 0.3608 | 130.4085 | 45.6169 | -1.899 | -23.7988 | 1915.4347 | 190.5654 | 0 | 0 | 0 | 0 | 0 | 0 | 0 | 0 | 0 | 0 | 0 | 401.1676 | 0 | 0 | 0.3608 | 0.075305 | 0.00032051 | 86.4793 | 43.2396 | 43.2397 | 0 | 0.41052 | 0 | 0 | 86.0712 | 0 | 0 | 0 | 0.38471 | #N/A | #N/A
Towaoc 1 HY | WACM | RM_WACM | CO | Hydro | Hydro | 11.5 | 0 |  | 1993-05-01 | 2050-12-31 | 149.4606 | 64.5427 | 0.55365 | 3.5985 | 0.001 | 11452.8456 | 0 | 0 | 0.13074 | 0 | 1.7117 | 1.7117 | 0 | 0 | 38 | 8722 | 0 | 0 | 0 | 0 | 130.5671 | 45.7928 | -1.9162 | -23.7929 | 1909.9696 | 190.9482 | 0 | 0 | 0 | 0 | 0 | 0 | 0 | 0 | 0 | 0 | 114.3929 | 242.3406 | 359.4017 | 712.8037 | 4196.1691 | 0.075305 | 0.00032051 | 86.4793 | 43.2396 | 43.2397 | 7.3327 | 0.16332 | 12034.1569 | 44119.4749 | 208432.4229 | 0 | 0 | 0 | 1.9763 | #N/A | #N/A
Tower Rd BESS BA | BPAT | NW_BPAT | OR | Pumped Storage | Energy Storage | 60 | -60 |  | 2025-12-31 | 2054-12-31 | 117.5846 | 21.4339 | 5.6143 | 60 | 60 | 76517.9926 | 89174.1052 | 7.3521 | 0.14558 | 0.24854 | 4.7787 | 4.5302 | 8760 | 0 | 8760 | 0 | 0 | -0.018984 | 0.8474 | 0 | 109.1291 | 17.886 | 4.5525 | -35.8326 | 1785.9388 | 98.2927 | 1.2135 | 0 | 0 | 0 | 0 | 0 | 0 | 0 | 0 | 0 | 192608.9637 | 148831.5537 | 26825.2988 | 4655.1379 | 231355.5015 | 0.13517 | 0.13517 | 0.67195 | 0.031824 | 0.68397 | 41143.4758 | 7662.9862 | 191339.6557 | 1.7707 | 111460.3436 | 0 | 0 | 0 | 5.1303 | #N/A | #N/A
Tower Rd Solar PV-T | BPAT | NW_BPAT | OR | Hourly Resource | PV-Tracking | 120 | 0 |  | 2025-12-01 | 2050-12-31 | 88.6889 | 27.6851 | 4.4332 | 120 | 120 | 270318.421 | 0 | 0 | 0.25715 | 0 | 23.9743 | 23.9743 | 8760 | 0 | 8760 | 0 | 0 | 0 | 0 | 1762.8611 | 109.1291 | 17.886 | 4.5525 | -35.8326 | 1785.9388 | 98.2927 | 0 | 0 | 0 | 0 | 0 | 0 | 0 | 0 | 0 | 0 | 0 | 121.0831 | 0 | 0 | 0.61986 | 0.13517 | 0.13517 | 0.67195 | 0.031824 | 0.68397 | 0 | 0.12492 | 0 | 0 | 40.7123 | 0 | 0 | 0 | 23.9743 | #N/A | #N/A
Town Of Taos Waste Water Facility 1 PV-T | PNM | SW_PNM | NM | Hourly Resource | PV-Tracking | 1 | 0 |  | 2021-06-30 | 2050-12-31 | 17.7952 | -33.6323 | -4.2758 | 1 | 1 | 2498.771 | 0 | 0 | 0.28525 | 0 | 0.044466 | 0.044466 | 8760 | 0 | 8760 | 0 | 0 | 0 | 0 | 184.278 | 51.482 | -31.0871 | -4.1214 | -28.1339 | 1928.3262 | 75.4937 | 0 | 0 | 0 | 0 | 0 | 0 | 0 | 0 | 0 | 0 | 0 | 547.0433 | 0 | 0 | 37.582 | 0.89269 | 0.0029891 | 22.2939 | 5.1679 | 17.1082 | 0 | 5.2626 | 0 | 0 | 282.3884 | 0 | 0 | 0 | 0.044754 | #N/A | #N/A
Towner Wind III 1 WT | PSCO | RM_PSCO | CO | Hourly Resource | WT-Onshore | 199 | 0 |  | 2026-01-01 | 2051-12-31 | 78.3272 | -4.2424 | 0.17057 | 199 | 199 | 630495.9275 | 0 | 0 | 0.36168 | 0 | 49.385 | 49.385 | 8760 | 0 | 8760 | 0 | 0 | 0 | 0 | 25467.9382 | 130.2557 | 41.8933 | 1.6718 | -26.4581 | 2563.4482 | 213.1296 | 0 | 0 | 0 | 0 | 0 | 0 | 0 | 0 | 0 | 0 | 0 | 261.0185 | 0 | 0 | 20706.6341 | 0.42135 | 0.055066 | 119.3454 | 43.2396 | 76.1058 | 0 | 3416.7715 | 0 | 0 | 735390.2236 | 0 | 0 | 0 | 50.1238 | #N/A | #N/A
Tracy Pump Total | BANC | CA_BANC | CA | Hourly Resource | MotorLoad | 100 | -6.54 |  | 1951-01-31 | 2050-01-01 | 113.6326 | 14.3741 | 3.0699 | 100 | 100 | 0 | 526325.7804 | 59.8078 | 0 | 0 | -59.8078 | -59.8078 | 8760 | 0 | 8760 | 0 | 0 | 0 | 0 | 0 | 105.9254 | 16.1926 | 3.0422 | -11.5064 | 1946.704 | 68.9431 | 0 | 0 | 0 | 0 | 0 | 0 | 0 | 0 | 0 | 0 | 0 | 0 | 0 | 0 | 0 | 0.3521 | 0.050745 | 0.86998 | 0.031824 | 0.83815 | 0 | 0 | 0 | 0 | 0 | 0 | 0 | 0 | -59.8078 | #N/A | #N/A
Tranquility (59940) Great Valley Solar | CIPV | CA_CISO | CA | Hourly Resource | PV-NonTracking | 202 | 0 |  | 2018-04-14 | 2050-12-31 | 45.372 | -9.0712 | -4.1307 | 202 | 202 | 510879.6713 | 0 | 0 | 0.28871 | 0 | 23.1796 | 23.1796 | 8760 | 0 | 8760 | 0 | 0 | 0 | 0 | 51156.2416 | 88.4815 | 3.0801 | -1.2892 | -26.4198 | 2052.8564 | 81.0443 | 0 | 0 | 0 | 0 | 0 | 0 | 0 | 0 | 0 | 0 | 0 | 186.648 | 0 | 0 | 173.114 | 0.15866 | 0.00010078 | 4.7626 | 4.7626 | 4.7626 | 0 | 0.13954 | 0 | 0 | 0.21595 | 0 | 0 | 0 | 23.1796 | #N/A | #N/A
Tranquillity 1 PV-NT | CIPV | CA_CISO | CA | Hourly Resource | PV-NonTracking | 200 | 0 |  | 2021-11-12 | 2050-12-31 | 47.2138 | -7.8892 | -3.004 | 200 | 200 | 434487.11 | 0 | 0 | 0.24799 | 0 | 20.5138 | 20.5138 | 8760 | 0 | 8760 | 0 | 0 | 0 | 0 | 29764.8892 | 89.101 | 3.0152 | -0.60471 | -25.2047 | 2053.5808 | 80.8848 | 0 | 0 | 0 | 0 | 0 | 0 | 0 | 0 | 0 | 0 | 0 | 94.8 | 0 | 0 | 80 | 0.15866 | 0.00010078 | 4.7626 | 4.7626 | 4.7626 | 0 | 0.070872 | 0 | 0 | 0.099802 | 0 | 0 | 0 | 20.5138 | #N/A | #N/A
Travers Solar (TVS1) | AESO | AB_AESO | AB | Hourly Resource | PV-Tracking | 465 | 0 |  | 2022-08-01 | 2050-12-31 | 65.5778 | 13.0526 | -1.4333 | 465 | 465 | 830637.1881 | 0 | 0 | 0.20392 | 0 | 54.4713 | 54.4713 | 8760 | 0 | 8760 | 0 | 0 | 0 | 0 | 2306.6177 | 90.6433 | 9.0142 | -5.0615 | -24.9999 | 769.5662 | 71.4591 | 0 | 0 | 0 | 0 | 0 | 0 | 0 | 0 | 0 | 0 | 0 | 555656.8784 | 0 | 0 | 2306.6179 | 1.8659 | 0.0078726 | 35.0857 | 35.06 | 35.06 | 0 | 475.3492 | 0 | 0 | 64266.0889 | 0 | 0 | 0 | 54.5361 | #N/A | #N/A
Treeline 1 PV | NEVP | SW_NVE | NV | Hourly Resource | PV-NonTracking | 3 | 0 |  | 2013-03-22 | 2050-12-31 | 14.544 | -32.5946 | -5.5528 | 3 | 3 | 7793.328 | 0 | 0 | 0.29655 | 0 | 0.11335 | 0.11335 | 8760 | 0 | 8760 | 0 | 0 | 0 | 0 | 15.213 | 46.6875 | -32.6427 | -7.3604 | -25.2641 | 1907.9564 | 66.2202 | 0 | 0 | 0 | 0 | 0 | 0 | 0 | 0 | 0 | 0 | 0 | 12.225 | 0 | 0 | -8.6002e-07 | 0.19614 | 0.00021973 | 4.6327 | 0.031824 | 4.6009 | 0 | 0.014557 | 0 | 0 | -1.6113e-06 | 0 | 0 | 0 | 0.11335 | #N/A | #N/A
Trego Grid 2 BA | SPPC | SW_NVE | NV | Pumped Storage | Energy Storage | 220 | -220 |  | 2027-04-30 | 2051-12-31 | 10.8734 | -65.838 | -6.1085 | 220 | 220 | 346839.3134 | 404940.3574 | -4.7211 | 0.17997 | 1.1277 | 17.6166 | 16.4889 | 8760 | 0 | 8760 | 0 | 0 | -0.087152 | 3.101 | 0 | 27.9255 | -52.463 | -6.302 | -40.2974 | 1758.3353 | 64.6813 | 0.73876 | 0 | 0 | 0 | 0 | 0 | 0 | 0 | 0 | 0 | 53690.3887 | 68091.7337 | 24982.6199 | 69734.1521 | 180302.0512 | 0.19614 | 0.00021973 | 4.6327 | 0.031824 | 4.6009 | 11981.2398 | 24.4918 | 28244.5259 | 4405.4988 | 338832.3472 | 0 | 0 | 0 | 18 | #N/A | #N/A
Trinity 1 HY | BANC | CA_BANC | CA | Hydro | Hydro | 140 | 0 |  | 1963-12-01 | 2050-12-31 | 102.1832 | 14.2486 | 0.04137 | 75.1338 | 58.5558 | 271857.8824 | 0 | 0 | 0.25821 | 0 | 27.7793 | 27.7793 | 0 | 0 | 316 | 8444 | 0 | 0 | 0 | 0 | 106.9307 | 18.3624 | 1.8778 | -11.2322 | 1780.0206 | 66.7985 | 0 | 0 | 0 | 0 | 0 | 0 | 0 | 0 | 0 | 0 | 6586.4742 | 26068.9703 | 4099.0758 | 53823.2348 | 54976.373 | 0.3521 | 0.050745 | 0.86998 | 0.031824 | 0.83815 | 1581.8898 | 4625.413 | 10711.5833 | 1464.3085 | 45921.0591 | 0 | 0 | 0 | 27.8436 | #N/A | #N/A
Trinity Solar PV-NT | SPPC | SW_NVE | NV | Hourly Resource | PV-NonTracking | 200 | 0 |  | 2030-01-30 | 2051-12-31 | -7.9075 | -50.7946 | -10.002 | 200 | 200 | 145672.1183 | 0 | 0 | 0.083146 | 0 | -1.1519 | -1.1519 | 8760 | 0 | 8760 | 0 | 0 | 0 | 0 | 251804.4822 | 24.3682 | -52.6029 | -9.7195 | -111.2124 | 1759.062 | 67.9127 | 0 | 0 | 0 | 0 | 0 | 0 | 0 | 0 | 0 | 0 | 0 | 0 | 0 | 0 | 7.4506e-07 | 0.19614 | 0.00021973 | 4.6327 | 0.031824 | 4.6009 | 0 | 0 | 0 | 0 | 7.3797e-06 | 0 | 0 | 0 | -1.1519 | #N/A | #N/A
TRONA SOLAR III PV-NT | CISC | CA_CISO | CA | Hourly Resource | PV-NonTracking | 2 | 0 |  | 2023-04-30 | 2054-12-31 | 26.8306 | -33.0181 | -9.9955 | 2 | 2 | 2935.2926 | 0 | 0 | 0.16754 | 0 | 0.078756 | 0.078756 | 8760 | 0 | 8760 | 0 | 0 | 0 | 0 | 2900.5954 | 53.6523 | -22.5589 | -10.4794 | -40.0639 | 1817.2756 | 74.0253 | 0 | 0 | 0 | 0 | 0 | 0 | 0 | 0 | 0 | 0 | 0 | 0 | 0 | 0 | 74.228 | 0.15866 | 0.00010078 | 4.7626 | 4.7626 | 4.7626 | 0 | 0 | 0 | 0 | 210.7704 | 0 | 0 | 0 | 0.078967 | #N/A | #N/A
Tropico 1 PV-NT | CISC | CA_CISO | CA | Hourly Resource | PV-NonTracking | 14 | 0 |  | 2016-09-14 | 2050-12-31 | 40.3992 | -9.6463 | -4.1557 | 14 | 14 | 33045.67 | 0 | 0 | 0.26945 | 0 | 1.335 | 1.335 | 8760 | 0 | 8760 | 0 | 0 | 0 | 0 | 269.948 | 78.5968 | -6.5547 | -1.539 | -25.615 | 2059.9802 | 74.8267 | 0 | 0 | 0 | 0 | 0 | 0 | 0 | 0 | 0 | 0 | 0 | 21.784 | 0 | 0 | 8.3819e-07 | 0.15866 | 0.00010078 | 4.7626 | 4.7626 | 4.7626 | 0 | 0.013792 | 0 | 0 | -2.5085e-06 | 0 | 0 | 0 | 1.335 | #N/A | #N/A
Tropico Solar 1 BA | CISC | CA_CISO | CA | Pumped Storage | Energy Storage | 70 | -70 |  | 2022-06-01 | 2050-12-31 | 52.1643 | -17.0397 | -5.8615 | 70 | 70 | 98480.5339 | 114871.2128 | 3.9022 | 0.1606 | 0.32003 | 3.3249 | 3.0049 | 8760 | 0 | 8760 | 0 | 0 | -0.024586 | 0.83446 | 0 | 71.3916 | -10.4023 | -4.8966 | -27.9064 | 1954.0156 | 72.7116 | 1.1438 | 0 | 0 | 0 | 0 | 0 | 0 | 0 | 0 | 0 | 37476.5694 | 49179.8593 | 68203.2528 | 0 | 43494.6466 | 0.15866 | 0.00010078 | 4.7626 | 4.7626 | 4.7626 | 5.2884 | 6.5757 | 15085.5889 | 0 | 487.5249 | 0 | 0 | 0 | 3.3405 | #N/A | #N/A
Tropico Solar Big Beau 1 PV-NT | CISC | CA_CISO | CA | Hourly Resource | PV-NonTracking | 29 | 0 |  | 2022-06-01 | 2050-12-31 | 33.3351 | -19.328 | -4.9361 | 29 | 29 | 81869.0303 | 0 | 0 | 0.32227 | 0 | 2.7291 | 2.7291 | 8760 | 0 | 8760 | 0 | 0 | 0 | 0 | 3859.61 | 71.367 | -10.4023 | -4.9213 | -27.9076 | 1953.9065 | 72.7141 | 0 | 0 | 0 | 0 | 0 | 0 | 0 | 0 | 0 | 0 | 0 | 0 | 0 | 0 | -3.6322e-06 | 0.15866 | 0.00010078 | 4.7626 | 4.7626 | 4.7626 | 0 | 0 | 0 | 0 | 1.9215e-05 | 0 | 0 | 0 | 2.7291 | #N/A | #N/A
Tropico Solar Big Beau BESS | CISC | CA_CISO | CA | Pumped Storage | Energy Storage | 29 | -29 |  | 2022-06-01 | 2050-12-31 | 51.3969 | -17.7593 | -5.938 | 29 | 29 | 39717.7338 | 46317.3321 | 1.505 | 0.15634 | 0.12905 | 1.4119 | 1.2828 | 8760 | 0 | 8760 | 0 | 0 | -0.0098994 | 0.33783 | 0 | 71.367 | -10.4023 | -4.9213 | -27.9076 | 1953.9065 | 72.7141 | 1.1435 | 0 | 0 | 0 | 0 | 0 | 0 | 0 | 0 | 0 | 20738.8281 | 17885.8968 | 35996.1077 | 0 | 8496.3917 | 0.15866 | 0.00010078 | 4.7626 | 4.7626 | 4.7626 | 5.8605 | 2.4265 | 6501.9628 | 0 | 5699.7404 | 0 | 0 | 0 | 1.4241 | #N/A | #N/A
Trout Creek Solar 1 PV-T | PSCO | RM_PSCO | CO | Hourly Resource | PV-Tracking | 2 | 0 |  | 2019-01-31 | 2050-12-31 | 70.5373 | 17.4362 | 0.79754 | 2 | 2 | 5230.716 | 0 | 0 | 0.29856 | 0 | 0.36896 | 0.36896 | 8760 | 0 | 8760 | 0 | 0 | 0 | 0 | 73.366 | 138.7002 | 48.5324 | 3.4773 | -25.0769 | 2512.9971 | 210.7158 | 0 | 0 | 0 | 0 | 0 | 0 | 0 | 0 | 0 | 0 | 0 | 19.88 | 0 | 0 | 69.512 | 0.42135 | 0.055066 | 119.3454 | 43.2396 | 76.1058 | 0 | 120.084 | 0 | 0 | 1372.9486 | 0 | 0 | 0 | 0.37045 | #N/A | #N/A
Troutdale BESS 1 BA | BPAT | NW_BPAT | OR | Pumped Storage | Energy Storage | 200 | -200 |  | 2024-12-31 | 2051-12-31 | 117.8478 | 20.0359 | 7.7056 | 200 | 200 | 248772.0853 | 289849.5025 | 23.9486 | 0.14199 | 0.80793 | 15.5781 | 14.7702 | 8760 | 0 | 8760 | 0 | 0 | -0.061616 | 2.7719 | 0 | 110.784 | 17.4136 | 6.6798 | -36.6785 | 1805.7311 | 98.5129 | 1.2331 | 0 | 0 | 0 | 0 | 0 | 0 | 0 | 0 | 0 | 491834.2173 | 522471.3913 | 51846.3242 | 20194.981 | 798905.156 | 0.13517 | 0.13517 | 0.67195 | 0.031824 | 0.68397 | 45321.8618 | 104029.6863 | 420158.2963 | 7.6183 | 576763.1953 | 0 | 0 | 0 | 16.7244 | #N/A | #N/A
TS1 (Newmont) PV-NT | SPPC | SW_NVE | NV | Hourly Resource | PV-NonTracking | 100 | 0 |  | 2024-06-01 | 2051-12-31 | -0.95061 | -54.511 | -2.3034 | 100 | 100 | 95150.3771 | 0 | 0 | 0.10862 | 0 | -0.090451 | -0.090451 | 8760 | 0 | 8760 | 0 | 0 | 0 | 0 | 103587.9232 | 29.4444 | -53.2662 | -3.98 | -126.5888 | 1760.6804 | 68.4748 | 0 | 0 | 0 | 0 | 0 | 0 | 0 | 0 | 0 | 0 | 0 | 0 | 0 | 0 | 3.7253e-07 | 0.19614 | 0.00021973 | 4.6327 | 0.031824 | 4.6009 | 0 | 0 | 0 | 0 | 3.6899e-06 | 0 | 0 | 0 | -0.090451 | #N/A | #N/A
TS2 BA | SPPC | SW_NVE | NV | Pumped Storage | Energy Storage | 100 | -100 |  | 2024-07-01 | 2051-12-31 | 14.779 | -68.6364 | -3.6953 | 100 | 100 | 166247.9246 | 194174.0231 | -2.5923 | 0.18978 | 0.54063 | 10.5113 | 9.9707 | 8760 | 0 | 8760 | 0 | 0 | -0.041889 | 1.2173 | 0 | 29.4444 | -53.2662 | -3.98 | -126.5888 | 1760.6804 | 68.4748 | 0.75811 | 0 | 0 | 0 | 0 | 0 | 0 | 0 | 0 | 0 | 35795.9946 | 31099.2693 | 20232.2686 | 28179.8754 | 63049.4634 | 0.19614 | 0.00021973 | 4.6327 | 0.031824 | 4.6009 | 25047.166 | 11.5284 | 48143.7971 | 519.7469 | 325081.7475 | 0 | 0 | 0 | 10.9101 | #N/A | #N/A
TSGT PNM Generic Wind Resource/Battery 1 WT | EPE | SW_EPE | NM | Hourly Resource | WT-Onshore | 100 | 0 |  | 2032-01-01 | 2051-12-31 | 49.5387 | -29.3401 | -4.838 | 100 | 100 | 427370.5098 | 0 | 0 | 0.48787 | 0 | 21.1714 | 21.1714 | 8760 | 0 | 8760 | 0 | 0 | 0 | 0 | 21152.8898 | 52.8695 | -30.0052 | -3.8158 | -27.8377 | 1971.7397 | 72.9467 | 0 | 0 | 0 | 0 | 0 | 0 | 0 | 0 | 0 | 0 | 0 | 50297.1888 | 0 | 0 | 16593.2791 | 25.7912 | 14.221 | 42.7558 | 5.1679 | 37.1905 | 0 | 3291739.6979 | 0 | 0 | 804719.709 | 0 | 0 | 0 | 25.2678 | #N/A | #N/A
TSGT PNM Generic Wind Resource/Battery 2 WT | EPE | SW_EPE | NM | Hourly Resource | WT-Onshore | 200 | 0 |  | 2031-01-01 | 2051-12-31 | 49.3748 | -29.295 | -4.8215 | 200 | 200 | 860831.2297 | 0 | 0 | 0.49134 | 0 | 42.5033 | 42.5033 | 8760 | 0 | 8760 | 0 | 0 | 0 | 0 | 36215.5695 | 52.8695 | -30.0052 | -3.8158 | -27.8377 | 1971.7397 | 72.9467 | 0 | 0 | 0 | 0 | 0 | 0 | 0 | 0 | 0 | 0 | 0 | 62658.981 | 0 | 0 | 23606.2272 | 25.7912 | 14.221 | 42.7558 | 5.1679 | 37.1905 | 0 | 6646195.6116 | 0 | 0 | 1285959.8107 | 0 | 0 | 0 | 50.4355 | #N/A | #N/A
Tsilhqotin Solar 1 PV-T | BCHA | BC_BCHA | BC | Hourly Resource | PV-Tracking | 0.99 | 0 |  | 2020-05-28 | 2050-12-31 | 105.3058 | 48.5387 | 1.7845 | 0.99 | 0.99 | 1633.2254 | 0 | 0 | 0.18832 | 0 | 0.17199 | 0.17199 | 8760 | 0 | 8760 | 0 | 0 | 0 | 0 | 25.677 | 158.0449 | 70.1121 | 1.2423 | -47.457 | 1283.4868 | 144.5093 | 0 | 0 | 0 | 0 | 0 | 0 | 0 | 0 | 0 | 0 | 0 | 9.0496 | 0 | 0 | -5.8208e-09 | 0.00013821 | 0.00013721 | 0.00014044 | 0.00013944 | 0.00013842 | 0 | 0.0050841 | 0 | 0 | -3.2107e-12 | 0 | 0 | 0 | 0.17199 | #N/A | #N/A
Tuana Springs\Cassia Wind | IPMV | BS_IPCO | ID | Hourly Resource | WT-Onshore | 46 | 0 |  | 2010-05-11 | 2050-12-31 | 83.6641 | 14.617 | -0.074861 | 46 | 46 | 81016.58 | 0 | 0 | 0.20105 | 0 | 6.7782 | 6.7782 | 8760 | 0 | 8760 | 0 | 0 | 0 | 0 | 3.726 | 114.8983 | 25.2339 | 2.9738 | -29.3497 | 1931.8868 | 131.0957 | 0 | 0 | 0 | 0 | 0 | 0 | 0 | 0 | 0 | 0 | 0 | 81016.58 | 0 | 0 | 3.726 | 0.015242 | 0.010783 | 14.1881 | 0.031824 | 14.1563 | 0 | 74.519 | 0 | 0 | 0.0020695 | 0 | 0 | 0 | 6.7783 | #N/A | #N/A
Tucannon River Wind | PGE | NW_PGE | WA | Hourly Resource | WT-Onshore | 266.8 | 0 |  | 2014-12-16 | 2050-12-31 | 69.2901 | 4.1703 | -1.5899 | 266.8 | 266.8 | 617531.3997 | 0 | 0 | 0.26422 | 0 | 42.7888 | 42.7888 | 8760 | 0 | 8760 | 0 | 0 | 0 | 0 | 2044.0704 | 108.2717 | 18.542 | 3.0391 | -34.7528 | 1775.4976 | 99.9077 | 0 | 0 | 0 | 0 | 0 | 0 | 0 | 0 | 0 | 0 | 0 | 165909.0888 | 0 | 0 | 2044.0712 | 0.37688 | 0.20869 | 12.0258 | 0.031824 | 12.3093 | 0 | 11974.8468 | 0 | 0 | 185916.0428 | 0 | 0 | 0 | 42.9867 | #N/A | #N/A
Tulare Solar 5 PV-NT | CISC | CA_CISO | CA | Hourly Resource | PV-NonTracking | 55.83 | 0 |  | 2022-04-01 | 2050-12-31 | 36.6367 | -11.1891 | -5.8381 | 55.83 | 55.83 | 146699.583 | 0 | 0 | 0.29996 | 0 | 5.3746 | 5.3746 | 8760 | 0 | 8760 | 0 | 0 | 0 | 0 | 140.3566 | 77.1682 | -6.5547 | -2.9676 | -25.4767 | 2049.5115 | 74.6296 | 0 | 0 | 0 | 0 | 0 | 0 | 0 | 0 | 0 | 0 | 0 | 0 | 0 | 0 | -1.4016e-05 | 0.15866 | 0.00010078 | 4.7626 | 4.7626 | 4.7626 | 0 | 0 | 0 | 0 | 5.7703e-05 | 0 | 0 | 0 | 5.3746 | #N/A | #N/A
Tule River Hydro Plant SCE HY | CISC | CA_CISO | CA | Hydro | Hydro | 2.5 | 0 |  | 2023-08-01 | 2050-12-31 | 79.3458 | -6.5547 | -0.79 | 0.001 | 0.001 | 0 | 0 | 0 | 0 | 0 | 0 | 0 | 0 | 0 | 0 | 8760 | 0 | 0 | 0 | 0 | 79.3458 | -6.5547 | -0.79 | -26.0113 | 2062.5972 | 74.9629 | 0 | 0 | 0 | 0 | 0 | 0 | 0 | 0 | 0 | 0 | 0 | 0 | 0.0014 | 0.2971 | 2.999 | 0.15866 | 0.00010078 | 4.7626 | 4.7626 | 4.7626 | 0 | 0 | 0.037843 | 4.1662 | 42.0402 | 0 | 0 | 0 | 4.6244e-05 | #N/A | #N/A
Tule Wind 1 WT | CISD | CA_CISO | NV | Hourly Resource | WT-Onshore | 130.5 | 0 |  | 2018-01-05 | 2050-12-31 | 48.1248 | -14.9855 | -10.8429 | 130.5 | 130.5 | 317758.104 | 0 | 0 | 0.27796 | 0 | 15.2921 | 15.2921 | 8760 | 0 | 8760 | 0 | 0 | 0 | 0 | 223.416 | 62.3038 | -14.205 | -10.1818 | -25.3293 | 1892.8928 | 67.3627 | 0 | 0 | 0 | 0 | 0 | 0 | 0 | 0 | 0 | 0 | 0 | 549.3887 | 0 | 0 | 4.4145e-05 | 0.15866 | 0.00010078 | 4.7626 | 4.7626 | 4.7626 | 0 | 0.31083 | 0 | 0 | 0.0010057 | 0 | 0 | 0 | 15.292 | #N/A | #N/A
Tullock Hydro 1 HY | CIPV | CA_CISO | CA | Hydro | HydroRPS | 8.6333 | 0.74 |  | 1958-01-01 | 2050-12-31 | 88.3969 | 4.2998 | 3.5124 | 6.3 | 6.3 | 26404.9029 | 0 | 0 | 0.47845 | 0 | 2.3341 | 2.3341 | 0 | 0 | 0 | 8760 | 0 | 0 | 0 | 224.4066 | 97.4492 | 6.24 | 4.5186 | -26.528 | 1899.9723 | 68.6751 | 0 | 0 | 0 | 0 | 0 | 0 | 0 | 0 | 0 | 0 | 72.4791 | 15.5632 | 0 | 702.9499 | 9951.2277 | 0.15866 | 0.00010078 | 4.7626 | 4.7626 | 4.7626 | 761.3673 | 0.0064731 | 0 | 17827.0863 | 98092.6876 | 0 | 0 | 0 | 2.4508 | #N/A | #N/A
Tullock_1 | CIPV | CA_CISO | CA | Hydro | HydroRPS | 17.267 | 0 |  | 1958-01-01 | 2050-12-31 | 88.9517 | 4.2234 | 3.5521 | 18.3459 | 8.5279 | 106539.1221 | 0 | 0 | 0.49844 | 0 | 9.4768 | 9.4768 | 0 | 0 | 0 | 8760 | 0 | 0 | 0 | 797.4284 | 97.4492 | 6.24 | 4.5186 | -26.528 | 1899.9723 | 68.6751 | 0 | 0 | 0 | 0 | 0 | 0 | 0 | 0 | 0 | 0 | 136.7456 | 13.2915 | 5.3415 | 322.3144 | 4114.1475 | 0.15866 | 0.00010078 | 4.7626 | 4.7626 | 4.7626 | 1767.703 | 0.0073584 | 27.5826 | 7983.3161 | 41769.5472 | 0 | 0 | 0 | 9.5284 | #N/A | #N/A
Tumbleweed Solar Saturn Power Corporation 1 PV-T | PACW | NW_PACW | OR | Hourly Resource | PV-Tracking | 9.9 | 0 |  | 2017-12-28 | 2036-12-15 | 97.662 | 31.6565 | 6.3064 | 9.9 | 9.9 | 19458.3874 | 0 | 0 | 0.22437 | 0 | 1.9003 | 1.9003 | 8760 | 0 | 8760 | 0 | 0 | 0 | 0 | 1520.0286 | 109.0742 | 15.9016 | 6.4821 | -38.1561 | 1839.4032 | 94.5125 | 0 | 0 | 0 | 0 | 0 | 0 | 0 | 0 | 0 | 0 | 0 | 7111.8568 | 0 | 0 | 1520.0286 | 27.0174 | 18.7409 | 65.6973 | 0.031824 | 65.2925 | 0 | 223164.8946 | 0 | 0 | 78258.5383 | 0 | 0 | 0 | 2.2018 | #N/A | #N/A
Tuolumne Wind | BPAT | NW_BPAT | WA | Hourly Resource | WT-Onshore | 136.3 | 0 |  | 2009-05-01 | 2050-12-31 | 99.0571 | 19.9247 | -1.1615 | 136.3 | 136.3 | 395007.442 | 0 | 0 | 0.33083 | 0 | 39.1283 | 39.1283 | 8760 | 0 | 8760 | 0 | 0 | 0 | 0 | 37313.629 | 123.5765 | 33.6156 | 3.2703 | -15.4835 | 1793.4501 | 96.5688 | 0 | 0 | 0 | 0 | 0 | 0 | 0 | 0 | 0 | 0 | 0 | 221705.7431 | 0 | 0 | 37313.6771 | 0.13517 | 0.13517 | 0.67195 | 0.031824 | 0.68397 | 0 | 9796.6568 | 0 | 0 | 39870.2381 | 0 | 0 | 0 | 39.178 | #N/A | #N/A
Turlock Lake 1 HY | TIDC | CA_TIDC | CA | Hydro | Hydro | 3.3 | 0 |  | 1980-07-01 | 2050-12-31 | 103.6531 | 7.3025 | 2.3442 | 2.0561 | 0.053954 | 9191.43 | 0 | 0 | 0.34975 | 0 | 0.95272 | 0.95272 | 0 | 0 | 1709 | 7051 | 0 | 0 | 0 | 0 | 105.2047 | 15.0096 | 3.5046 | -11.8491 | 1896.0952 | 66.1796 | 0 | 0 | 0 | 0 | 0 | 0 | 0 | 0 | 0 | 0 | 1809.5271 | 577.6671 | 1135.5028 | 16.5622 | 412.0568 | 68.9916 | 47.7983 | 72.6541 | 0.031824 | 64.5133 | 147419.4879 | 126748.2122 | 57298.0925 | 0.37703 | 73510.1444 | 0 | 0 | 0 | 1.3577 | #N/A | #N/A
Turnbull Hydro 1 HY | NWMT | NW_NWMT | MT | Hydro | Hydro | 13 | 0 |  | 2011-09-16 | 2050-12-31 | 81.1493 | 8.8587 | -26.0693 | 7.1966 | 0.001 | 31749.3217 | 0 | 0 | 0.25888 | 0 | 2.5764 | 2.5764 | 0 | 0 | 625 | 8135 | 0 | 0 | 0 | 0 | 97.3551 | 20.9597 | -10.2952 | -160.773 | 1682.2622 | 104.302 | 0 | 0 | 0 | 0 | 0 | 0 | 0 | 0 | 0 | 0 | 1097.7507 | 1857.4787 | 2004.4785 | 82.9312 | 2597.3838 | 9.0549 | 8.0429 | 75.1759 | 0.031824 | 75.1075 | 49602.4834 | 67636.5193 | 149938.3928 | 37.9625 | 151081.043 | 0 | 0 | 0 | 2.9947 | #N/A | #N/A
Turquoise Solar 2 PV-T | SPPC | SW_NVE | NV | Hourly Resource | PV-Tracking | 50 | 0 |  | 2020-12-04 | 2039-12-31 | -11.7763 | -62.714 | -4.3215 | 50 | 50 | 75122.0861 | 0 | 0 | 0.17151 | 0 | -0.88466 | -0.88466 | 8760 | 0 | 8760 | 0 | 0 | 0 | 0 | 18498.514 | 28.0131 | -52.1872 | -6.4903 | -32.8198 | 1761.6534 | 64.8033 | 0 | 0 | 0 | 0 | 0 | 0 | 0 | 0 | 0 | 0 | 0 | 81.8 | 0 | 0 | 18.05 | 0.19614 | 0.00021973 | 4.6327 | 0.031824 | 4.6009 | 0 | 0.10911 | 0 | 0 | 0.021242 | 0 | 0 | 0 | -0.88466 | #N/A | #N/A
Turquoise Solar1 | SPPC | SW_NVE | NV | Hourly Resource | PV-Tracking | 10 | 0 |  | 2019-01-18 | 2039-12-31 | -9.7992 | -63.0753 | -4.5387 | 10 | 10 | 18786.0305 | 0 | 0 | 0.21445 | 0 | -0.18409 | -0.18409 | 8760 | 0 | 8760 | 0 | 0 | 0 | 0 | 4347.1296 | 28.0735 | -52.1872 | -6.4298 | -32.8196 | 1762.0596 | 64.7769 | 0 | 0 | 0 | 0 | 0 | 0 | 0 | 0 | 0 | 0 | 0 | 25.4 | 0 | 0 | 7.69 | 0.19614 | 0.00021973 | 4.6327 | 0.031824 | 4.6009 | 0 | 0.034323 | 0 | 0 | 0.0090489 | 0 | 0 | 0 | -0.18409 | #N/A | #N/A
Tutuilla Solar PV-T | PACW | NW_PACW | OR | Hourly Resource | PV-Tracking | 1.6 | 0 |  | 2023-01-31 | 2045-09-29 | 91.9743 | 28.5921 | 5.487 | 1.6 | 1.6 | 3719.7692 | 0 | 0 | 0.26539 | 0 | 0.34212 | 0.34212 | 8760 | 0 | 8760 | 0 | 0 | 0 | 0 | 149.1573 | 110.6401 | 18.5841 | 5.3655 | -34.9127 | 1832.7356 | 101.529 | 0 | 0 | 0 | 0 | 0 | 0 | 0 | 0 | 0 | 0 | 0 | 1286.4498 | 0 | 0 | 149.1573 | 27.0174 | 18.7409 | 65.6973 | 0.031824 | 65.2925 | 0 | 56421.238 | 0 | 0 | 10332.9369 | 0 | 0 | 0 | 0.40888 | #N/A | #N/A
Twilight BA | NEVP | SW_NVE | NV | Pumped Storage | Energy Storage | 100 | -100 |  | 2027-07-01 | 2051-12-31 | 33.858 | -39.4005 | -7.7865 | 100 | 100 | 145053.8408 | 169239.8068 | 2.1487 | 0.16559 | 0.47144 | 6.344 | 5.8726 | 8760 | 0 | 8760 | 0 | 0 | -0.036279 | 1.3093 | 0 | 46.7486 | -32.648 | -7.294 | -25.2252 | 1910.4542 | 66.283 | 0.81741 | 0 | 0 | 0 | 0 | 0 | 0 | 0 | 0 | 0 | 6248.8791 | 5507.6002 | 14773.615 | 17215.1677 | 18476.5917 | 0.19614 | 0.00021973 | 4.6327 | 0.031824 | 4.6009 | 41.7209 | 2.0666 | 2189.7782 | 20.8166 | 15549.7404 | 0 | 0 | 0 | 6.3618 | #N/A | #N/A
Twin Buttes 2 WT | PSCO | RM_PSCO | CO | Hourly Resource | WT-Onshore | 75 | 0 |  | 2017-12-28 | 2042-12-31 | 107.5426 | 31.5132 | -5.2322 | 75 | 75 | 289459.2786 | 0 | 0 | 0.44058 | 0 | 31.1292 | 31.1292 | 8760 | 0 | 8760 | 0 | 0 | 0 | 0 | 456.0716 | 134.3582 | 48.5552 | -0.88754 | -24.9626 | 2507.936 | 211.2815 | 0 | 0 | 0 | 0 | 0 | 0 | 0 | 0 | 0 | 0 | 0 | 190545.5895 | 0 | 0 | 456.0721 | 0.42135 | 0.055066 | 119.3454 | 43.2396 | 76.1058 | 0 | 5326.1145 | 0 | 0 | 14487.2202 | 0 | 0 | 0 | 31.149 | #N/A | #N/A
Twin Falls 1 HY | PSEI | NW_PSEI | WA | Hydro | Hydro | 24 | 0 |  | 1989-12-01 | 2050-12-31 | 117.4172 | 19.3213 | 7.2081 | 19.5235 | 20.1987 | 138968.5836 | 0 | 0 | 0.5288 | 0 | 16.3173 | 16.3173 | 0 | 0 | 29 | 8731 | 0 | 0 | 0 | 0 | 111.4727 | 17.8812 | 6.901 | -35.3811 | 1688.6732 | 99.0673 | 0 | 0 | 0 | 0 | 0 | 0 | 0 | 0 | 0 | 0 | 7086.3164 | 16037.2979 | 4558.9808 | 2986.6178 | 14541.9169 | 10.1999 | 8.7761 | 20.3774 | 0.031824 | 42.9118 | 124296.9093 | 215171.8038 | 163261.6585 | 1.0674 | 534816.5029 | 0 | 0 | 0 | 17.3548 | #N/A | #N/A
Twin Falls ID 1 HY | IPMV | BS_IPCO | ID | Hydro | Hydro | 52.73 | 0 |  | 1935-03-01 | 2050-12-31 | 98.3677 | 19.699 | 2.7029 | 34.2337 | 37.7682 | 261416.9539 | 0 | 0 | 0.29547 | 0 | 25.715 | 25.715 | 0 | 0 | 273 | 8487 | 0 | 0 | 0 | 1131.2352 | 116.5501 | 25.5437 | 4.3159 | -28.7769 | 1937.2865 | 133.97 | 0 | 0 | 0 | 0 | 0 | 0 | 0 | 0 | 0 | 0 | 127.7377 | 256.3597 | 661.6496 | 84.4092 | 6315.7144 | 0.015242 | 0.010783 | 14.1881 | 0.031824 | 14.1563 | 117.5364 | 291.5179 | 27109.8017 | 5.5472 | 313716.6744 | 0 | 0 | 0 | 26.0562 | #N/A | #N/A
Twin Reservoirs Ferc P 10376 HY 1 HY | BPAT | NW_BPAT | WA | Hydro | Hydro | 2.2 | 0 |  | 1988-01-07 | 2050-12-31 | 115.1606 | 15.6922 | 3.8343 | 0.4642 | 0.4642 | 1650.0287 | 0 | 0 | 0.40577 | 0 | 0.19002 | 0.19002 | 0 | 0 | 0 | 8760 | 0 | 0 | 0 | 0 | 110.0469 | 18.462 | 4.8943 | -35.0654 | 1818.0463 | 101.1224 | 0 | 0 | 0 | 0 | 0 | 0 | 0 | 0 | 0 | 0 | 7.0004 | 15.4 | 70.05 | 73.396 | 904.764 | 0.13517 | 0.13517 | 0.67195 | 0.031824 | 0.68397 | 0.0049925 | 129.537 | 1884.4994 | 29.4029 | 13394.9448 | 0 | 0 | 0 | 0.20546 | #N/A | #N/A
Two Dot Wind Farm 1 WT | NWMT | NW_NWMT | MT | Hourly Resource | WT-Onshore | 9.69 | 0 |  | 2013-03-31 | 2050-12-31 | 76.0035 | 7.3393 | -4.471 | 9.69 | 9.69 | 20386.1602 | 0 | 0 | 0.24016 | 0 | 1.5494 | 1.5494 | 8760 | 0 | 8760 | 0 | 0 | 0 | 0 | 83.2662 | 107.7894 | 22.8063 | -1.7075 | -54.2184 | 1606.6603 | 111.5574 | 0 | 0 | 0 | 0 | 0 | 0 | 0 | 0 | 0 | 0 | 0 | 3764.5566 | 0 | 0 | 69.4969 | 9.0549 | 8.0429 | 75.1759 | 0.031824 | 75.1075 | 0 | 13471.1653 | 0 | 0 | 2969.4387 | 0 | 0 | 0 | 1.5659 | #N/A | #N/A
Two Rivers Wind LLCWT | PAWY | BS_PACE | WY | Hourly Resource | WT-Onshore | 280 | 0 |  | 2025-03-31 | 2050-03-30 | 78.4397 | 7.6861 | -7.9583 | 280 | 280 | 958713.0004 | 0 | 0 | 0.39086 | 0 | 75.2012 | 75.2012 | 8760 | 0 | 8760 | 0 | 0 | 0 | 0 | 55.72 | 108.0317 | 26.5663 | -5.2252 | -23.969 | 2103.3284 | 143.3022 | 0 | 0 | 0 | 0 | 0 | 0 | 0 | 0 | 0 | 0 | 0 | 15762.236 | 0 | 0 | 55.7214 | 7.007 | 5.9428 | 85.5427 | 0.031824 | 85.5024 | 0 | 726513.6544 | 0 | 0 | 3184.9364 | 0 | 0 | 0 | 75.9309 | #N/A | #N/A
Tx Airport Solar 5 PV-T | EPE | SW_EPE | TX | Hourly Resource | PV-Tracking | 5 | 0 |  | 2024-05-01 | 2044-05-01 | 25.5858 | -28.1286 | -2.2037 | 5 | 5 | 13509.33 | 0 | 0 | 0.30843 | 0 | 0.34565 | 0.34565 | 8760 | 0 | 8760 | 0 | 0 | 0 | 0 | 753.68 | 54.2322 | -30.0058 | -2.4526 | -28.0446 | 2009.7572 | 74.1881 | 0 | 0 | 0 | 0 | 0 | 0 | 0 | 0 | 0 | 0 | 0 | 7219.2299 | 0 | 0 | 595.6005 | 25.7912 | 14.221 | 42.7558 | 5.1679 | 37.1905 | 0 | 80589.319 | 0 | 0 | 4203.7453 | 0 | 0 | 0 | 0.43044 | #N/A | #N/A
Tx Business Solar 50 PV-T | EPE | SW_EPE | TX | Hourly Resource | PV-Tracking | 50 | 0 |  | 2025-05-01 | 2045-05-01 | 25.5796 | -28.1133 | -2.2039 | 50 | 50 | 135103.6783 | 0 | 0 | 0.30846 | 0 | 3.4559 | 3.4559 | 8760 | 0 | 8760 | 0 | 0 | 0 | 0 | 7526.4217 | 54.2322 | -30.0058 | -2.4526 | -28.0446 | 2009.7572 | 74.1881 | 0 | 0 | 0 | 0 | 0 | 0 | 0 | 0 | 0 | 0 | 0 | 49708.0845 | 0 | 0 | 5345.3385 | 25.7912 | 14.221 | 42.7558 | 5.1679 | 37.1905 | 0 | 805747.0748 | 0 | 0 | 42475.229 | 0 | 0 | 0 | 4.3041 | #N/A | #N/A
Tx Community Solar 10 PV-T | EPE | SW_EPE | TX | Hourly Resource | PV-Tracking | 10 | 0 |  | 2024-05-01 | 2044-05-01 | 25.6348 | -28.1344 | -2.206 | 10 | 10 | 26992.8506 | 0 | 0 | 0.30814 | 0 | 0.69196 | 0.69196 | 8760 | 0 | 8760 | 0 | 0 | 0 | 0 | 1533.1694 | 54.2322 | -30.0058 | -2.4526 | -28.0446 | 2009.7572 | 74.1881 | 0 | 0 | 0 | 0 | 0 | 0 | 0 | 0 | 0 | 0 | 0 | 13927.1394 | 0 | 0 | 1211.0722 | 25.7912 | 14.221 | 42.7558 | 5.1679 | 37.1905 | 0 | 161178.0438 | 0 | 0 | 8392.5604 | 0 | 0 | 0 | 0.86153 | #N/A | #N/A
Uastp PV Agg PV-T | TEPC | SW_TEPC | AZ | Hourly Resource | PV-Tracking | 4.7 | 0 |  | 2011-12-29 | 2034-07-01 | 1.5002 | -22.775 | -2.3956 | 4.7 | 4.7 | 6475.3025 | 0 | 0 | 0.15727 | 0 | 0.0097144 | 0.0097144 | 8760 | 0 | 8760 | 0 | 0 | 0 | 0 | 0 | 48.7893 | -32.5426 | -5.3587 | -24.7261 | 1966.6697 | 68.3211 | 0 | 0 | 0 | 0 | 0 | 0 | 0 | 0 | 0 | 0 | 0 | 116.6713 | 0 | 0 | 1.1205e-06 | 1.0826 | 0.065843 | 12.0843 | 5.1679 | 6.9163 | 0 | 568.2864 | 0 | 0 | -8.0155e-08 | 0 | 0 | 0 | 0.010283 | #N/A | #N/A
Uinta Agg HY | PAUT | BS_PACE | UT | Hydro | Hydro | 1.2 | 0 |  | 1919-12-01 | 2050-12-31 | 120.0572 | 40.5552 | 1.0927 | 0.7272 | 0.7272 | 2658.1165 | 0 | 0 | 0.41727 | 0 | 0.31913 | 0.31913 | 0 | 0 | 3 | 8757 | 0 | 0 | 0 | 0 | 123.6635 | 36.6514 | 0.32156 | -27.2453 | 2347.7058 | 167.4882 | 0 | 0 | 0 | 0 | 0 | 0 | 0 | 0 | 0 | 0 | 237.7623 | 673.4759 | 891.3496 | 0 | 1059.7361 | 7.007 | 5.9428 | 85.5427 | 0.031824 | 85.5024 | 4174.2251 | 7924.7966 | 57168.384 | 0 | 116163.1999 | 0 | 0 | 0 | 0.50456 | #N/A | #N/A
Ukiah Lake Mendocino Hydro 1 HY | CIPV | CA_CISO | CA | Hydro | Hydro | 3.5 | 0 |  | 2007-07-02 | 2050-12-31 | 93.4489 | 8.0805 | -1.3221 | 0.001 | 0.001 | 0 | 0 | 0 | 0 | 0 | 0 | 0 | 0 | 0 | 0 | 8760 | 0 | 0 | 0 | 0 | 93.4489 | 8.0805 | -1.3221 | -25.6058 | 1798.6138 | 65.2345 | 0 | 0 | 0 | 0 | 0 | 0 | 0 | 0 | 0 | 0 | 0 | 0 | 0.012 | 0.353 | 2.695 | 0.15866 | 0.00010078 | 4.7626 | 4.7626 | 4.7626 | 0 | 0 | 0.31538 | 4.9007 | 36.8242 | 0 | 0 | 0 | 4.204e-05 | #N/A | #N/A
Ultrapower Chinese Station BESS 1 BA | CIPV | CA_CISO | CA | Pumped Storage | Energy Storage | 10 | -10 |  | 2022-06-01 | 2050-12-31 | 90.2645 | -0.53919 | 2.8167 | 10 | 10 | 14315.95 | 16701.1172 | 1.2003 | 0.16342 | 0.046526 | 0.39906 | 0.35253 | 8760 | 0 | 8760 | 0 | 0 | -0.0035778 | 0.11916 | 0 | 97.2921 | 6.4943 | 4.1072 | -26.8622 | 1891.781 | 68.9383 | 1.2377 | 0 | 0 | 0 | 0 | 0 | 0 | 0 | 0 | 0 | 5972.2177 | 17717.6615 | 31558.2974 | 0 | 7957.8819 | 0.15866 | 0.00010078 | 4.7626 | 4.7626 | 4.7626 | 0.67676 | 1.629 | 118709.3387 | 0 | 44359.9289 | 0 | 0 | 0 | 0.56213 | #N/A | #N/A
Union Valley 1 HY | BANC | CA_BANC | CA | Hydro | Hydro | 46.7 | 0 |  | 1963-10-01 | 2051-12-31 | 108.787 | 8.9006 | 3.4631 | 32.7245 | 29.9272 | 88358.0328 | 0 | 0 | 0.21927 | 0 | 9.6122 | 9.6122 | 0 | 0 | 55 | 8705 | 0 | 0 | 0 | 0 | 106.974 | 15.8321 | 4.4513 | -11.8198 | 1871.3145 | 66.0785 | 0 | 0 | 0 | 0 | 0 | 0 | 0 | 0 | 0 | 0 | 3350.5261 | 40066.0226 | 3145.7203 | 14117.6417 | 55283.5184 | 0.3521 | 0.050745 | 0.86998 | 0.031824 | 0.83815 | 34.1688 | 25.3092 | 2112.7822 | 301.2965 | 37722.6791 | 0 | 0 | 0 | 9.6524 | #N/A | #N/A
United HQ - Brighton (Sol Partners) 1 PV-T | PSCO | RM_PSCO | WA | Hourly Resource | PV-Tracking | 0.02 | 0 |  | 2009-10-01 | 2051-12-31 | 73.1157 | 18.3252 | 1.6319 | 0.02 | 0.02 | 43.6332 | 0 | 0 | 0.24905 | 0 | 0.003191 | 0.003191 | 8760 | 0 | 8760 | 0 | 0 | 0 | 0 | 0 | 140.5352 | 49.3088 | 4.5358 | -25.8452 | 2521.6213 | 214.869 | 0 | 0 | 0 | 0 | 0 | 0 | 0 | 0 | 0 | 0 | 0 | 0.02016 | 0 | 0 | 0.63302 | 0.42135 | 0.055066 | 119.3454 | 43.2396 | 76.1058 | 0 | 0.53187 | 0 | 0 | 5.394 | 0 | 0 | 0 | 0.0031969 | #N/A | #N/A
Upper Baker 1 HY | PSEI | NW_PSEI | WA | Hydro | Hydro | 119.39 | 0 |  | 1958-12-01 | 2050-12-31 | 132.4896 | 23.0624 | 5.5263 | 88.986 | 96.8344 | 325167.8261 | 0 | 0 | 0.3437 | 0 | 43.0814 | 43.0814 | 0 | 0 | 434 | 8326 | 0 | 0 | 0 | 0 | 108.0824 | 17.1322 | 4.2597 | -34.6356 | 1397.0415 | 92.4444 | 0 | 0 | 0 | 0 | 0 | 0 | 0 | 0 | 0 | 0 | 30612.9633 | 136172.3787 | 17023.3012 | 16390.2902 | 166079.7462 | 10.1999 | 8.7761 | 20.3774 | 0.031824 | 42.9118 | 257156.5191 | 838032.8516 | 593237.2668 | 5.8145 | 7162337.0216 | 0 | 0 | 0 | 51.9321 | #N/A | #N/A
Upper Falls Post St 1 HY | AVA | NW_AVA | WA | Hydro | Hydro | 10 | 1 |  | 1922-01-04 | 2050-12-31 | 101.6344 | 18.8464 | 3.6445 | 8.5094 | 10.3974 | 61167.0817 | 0 | 0 | 0.38792 | 0 | 6.2167 | 6.2167 | 0 | 0 | 1034 | 7726 | 0 | 0 | 0 | 0 | 110.2538 | 20.0706 | 3.4927 | -33.4067 | 1992.7965 | 105.4332 | 0 | 0 | 0 | 0 | 0 | 0 | 0 | 0 | 0 | 0 | 5143.4325 | 6300.5439 | 860.8096 | 4732.5713 | 5345.9561 | 0.0011683 | 0.0011677 | 1.4929 | 0.031824 | 2.0045 | 0.96553 | 9.4832 | 3570.113 | 1.6517 | 8349.0086 | 0 | 0 | 0 | 6.2286 | #N/A | #N/A
Upper Gorge 1 HY | LDWP | CA_LDWP | CA | Hydro | Hydro | 37.5 | 0 |  | 1953-06-01 | 2050-12-31 | 91.667 | -2.6785 | -15.213 | 24.2369 | 4.1125 | 76104.0341 | 0 | 0 | 0.22282 | 0 | 6.9762 | 6.9762 | 0 | 0 | 206 | 8554 | 0 | 0 | 0 | 36.98 | 82.3442 | 5.0846 | -9.4309 | -31.5606 | 1947.8971 | 65.9225 | 0 | 0 | 0 | 0 | 0 | 0 | 0 | 0 | 0 | 0 | 1557.9829 | 215.8519 | 1025.6239 | 3063.0648 | 11538.005 | 0.51018 | 0.0002031 | 10.9758 | 5.1679 | 5.9579 | 11273.3018 | 4.5563 | 22016.072 | 20853.8104 | 123725.9582 | 0 | 0 | 0 | 7.1541 | #N/A | #N/A
Upper Malad 1 HY | IPMV | BS_IPCO | ID | Hydro | Hydro | 8.27 | 0 |  | 1948-06-01 | 2051-12-31 | 114.9902 | 28.9886 | 2.7924 | 6.6729 | 2.2258 | 36679.8934 | 0 | 0 | 0.59817 | 0 | 4.2178 | 4.2178 | 0 | 0 | 1103 | 7657 | 0 | 0 | 0 | 50.8551 | 115.2307 | 25.28 | 3.2601 | -29.0574 | 1917.0396 | 131.1362 | 0 | 0 | 0 | 0 | 0 | 0 | 0 | 0 | 0 | 0 | 9.8927 | 23.6229 | 109.9635 | 37.7461 | 1141.4569 | 0.015242 | 0.010783 | 14.1881 | 0.031824 | 14.1563 | 17.6257 | 0.71236 | 2233.7425 | 0.027779 | 60590.1203 | 0 | 0 | 0 | 4.2807 | #N/A | #N/A
Upper Molina 1 HY | WACM | RM_WACM | CO | Hydro | Hydro | 8.64 | 0 |  | 1962-12-01 | 2050-12-31 | 212.8789 | 125.4964 | 4.3878 | 7.3646 | 7.8808 | 12641.5037 | 0 | 0 | 0.16034 | 0 | 2.6911 | 2.6911 | 0 | 0 | 14 | 8746 | 0 | 0 | 0 | 0 | 151.4812 | 62.8126 | 1.978 | -25.1035 | 2677.324 | 231.3635 | 0 | 0 | 0 | 0 | 0 | 0 | 0 | 0 | 0 | 0 | 38.4844 | 98.9989 | 696.7927 | 1935.4659 | 11846.4844 | 0.075305 | 0.00032051 | 86.4793 | 43.2396 | 43.2397 | 0.025842 | 0.062657 | 25672.82 | 121325.8594 | 510570.4955 | 0 | 0 | 0 | 3.3487 | #N/A | #N/A
Upper Power Plant 4 HY | PAID | BS_PACE | ID | Hydro | Hydro | 8 | 0 |  | 1982-09-01 | 2050-12-31 | 122.4482 | 31.4778 | 5.4219 | 6.328 | 6.328 | 28231.528 | 0 | 0 | 0.50929 | 0 | 3.4569 | 3.4569 | 0 | 0 | 1 | 8759 | 0 | 0 | 0 | 0 | 120.0641 | 27.6453 | 5.7283 | -128.6637 | 2396.1196 | 148.6599 | 0 | 0 | 0 | 0 | 0 | 0 | 0 | 0 | 0 | 0 | 8794.4217 | 15798.2155 | 7619.8447 | 0 | 19581.9084 | 7.007 | 5.9428 | 85.5427 | 0.031824 | 85.5024 | 48000.5739 | 150395.0592 | 441610.2854 | 0 | 1891206.0541 | 0 | 0 | 0 | 5.9881 | #N/A | #N/A
Upper Salmon A 1 HY | IPMV | BS_IPCO | ID | Hydro | Hydro | 18 | 0 |  | 1937-09-01 | 2050-12-31 | 113.1876 | 24.3635 | 3.3575 | 15.9673 | 17.2053 | 126362.3806 | 0 | 0 | 0.75921 | 0 | 14.3026 | 14.3026 | 0 | 0 | 129 | 8631 | 0 | 0 | 0 | 0 | 115.6124 | 25.3031 | 3.6187 | -29.0491 | 1940.4486 | 131.8204 | 0 | 0 | 0 | 0 | 0 | 0 | 0 | 0 | 0 | 0 | 2051.0603 | 6700.0929 | 957.3465 | 2249.561 | 12384.5804 | 0.015242 | 0.010783 | 14.1881 | 0.031824 | 14.1563 | 121.6393 | 131.3073 | 17827.2611 | 0.89627 | 105372.4714 | 0 | 0 | 0 | 14.4261 | #N/A | #N/A
Upper Salmon B 1 HY | IPMV | BS_IPCO | ID | Hydro | Hydro | 16.5 | 0 |  | 1947-09-01 | 2050-12-31 | 119.733 | 26.9931 | 3.5719 | 15.1168 | 15.755 | 119111.8519 | 0 | 0 | 0.7554 | 0 | 14.2616 | 14.2616 | 0 | 0 | 649 | 8111 | 0 | 0 | 0 | 0 | 115.5561 | 25.3019 | 3.5636 | -29.0414 | 1928.7628 | 131.6523 | 0 | 0 | 0 | 0 | 0 | 0 | 0 | 0 | 0 | 0 | 2520.2609 | 6957.9103 | 681.0654 | 1832.7759 | 10664.0409 | 0.015242 | 0.010783 | 14.1881 | 0.031824 | 14.1563 | 64.0885 | 107.9408 | 11473.1166 | 0.6358 | 79934.7042 | 0 | 0 | 0 | 14.3532 | #N/A | #N/A
Upriver 1 HY | AVA | NW_AVA | WA | Hydro | Hydro | 17.6 | 0 |  | 1936-01-01 | 2050-12-31 | 90.4634 | 14.9864 | 1.8009 | 7.8551 | 12.7616 | 69491.2942 | 0 | 0 | 0.4958 | 0 | 6.2864 | 6.2864 | 0 | 0 | 265 | 8495 | 0 | 0 | 0 | 0 | 109.371 | 20.0768 | 2.6036 | -33.21 | 1970.5154 | 104.7636 | 0 | 0 | 0 | 0 | 0 | 0 | 0 | 0 | 0 | 0 | 784.0662 | 623.4051 | 1175.1862 | 6157.679 | 8633.0985 | 0.0011683 | 0.0011677 | 1.4929 | 0.031824 | 2.0045 | 0.1899 | 15.4194 | 4183.1163 | 3.6209 | 7449.7221 | 0 | 0 | 0 | 6.2981 | #N/A | #N/A
Usafa PV 1 PV | WACM | RM_WACM | CO | Hourly Resource | PV-Tracking | 5.5 | 0 |  | 2011-07-01 | 2050-12-31 | 71.587 | 18.1679 | 1.5132 | 5.5 | 5.5 | 12228.1225 | 0 | 0 | 0.2538 | 0 | 0.87538 | 0.87538 | 8760 | 0 | 8760 | 0 | 0 | 0 | 0 | 0 | 139.8707 | 48.3885 | 4.7917 | -23.7454 | 2531.5605 | 212.5471 | 0 | 0 | 0 | 0 | 0 | 0 | 0 | 0 | 0 | 0 | 0 | 899.5686 | 0 | 0 | -5.6345e-06 | 0.075305 | 0.00032051 | 86.4793 | 43.2396 | 43.2397 | 0 | 0.91733 | 0 | 0 | 5.2643e-05 | 0 | 0 | 0 | 0.87538 | #N/A | #N/A
Utah Red Hills Renewable Park 1 PV-T | PAUT | BS_PACE | UT | Hourly Resource | PV-Tracking | 80 | 0 |  | 2015-12-16 | 2036-12-30 | 53.1539 | 5.122 | -5.2305 | 80 | 80 | 202077.7027 | 0 | 0 | 0.28835 | 0 | 10.7412 | 10.7412 | 8760 | 0 | 8760 | 0 | 0 | 0 | 0 | 10262.7774 | 106.7674 | 24.6988 | -4.622 | -24.7101 | 2281.1941 | 146.1879 | 0 | 0 | 0 | 0 | 0 | 0 | 0 | 0 | 0 | 0 | 0 | 202077.7027 | 0 | 0 | 10262.7775 | 7.007 | 5.9428 | 85.5427 | 0.031824 | 85.5024 | 0 | 147079.1794 | 0 | 0 | 442594.9867 | 0 | 0 | 0 | 11.3309 | #N/A | #N/A
Utility Wind Portland North Coast 1 WT | BPAT | NW_BPAT | OR | Hourly Resource | WT-Onshore | 130 | 0 |  | 2032-01-01 | 2051-12-31 | 89.9515 | 11.3215 | 6.8654 | 130 | 130 | 96678.0103 | 0 | 0 | 0.084895 | 0 | 8.6963 | 8.6963 | 8760 | 0 | 8760 | 0 | 0 | 0 | 0 | 79.82 | 111.7581 | 17.4445 | 7.6231 | -36.7198 | 1769.2826 | 98.5977 | 0 | 0 | 0 | 0 | 0 | 0 | 0 | 0 | 0 | 0 | 0 | 172.9 | 0 | 0 | 56.16 | 0.13517 | 0.13517 | 0.67195 | 0.031824 | 0.68397 | 0 | 3880.0975 | 0 | 0 | 1628.4492 | 0 | 0 | 0 | 8.7018 | #N/A | #N/A
Vaca Dixon Solar Station 1 PV-NT | CIPV | CA_CISO | CA | Hourly Resource | PV-NonTracking | 2.5 | 0 |  | 2013-09-06 | 2050-12-31 | 63.2938 | 7.6123 | 0.65435 | 2.5 | 2.5 | 5478.3725 | 0 | 0 | 0.25015 | 0 | 0.34675 | 0.34675 | 8760 | 0 | 8760 | 0 | 0 | 0 | 0 | 54.575 | 96.8894 | 7.7754 | 2.4235 | -26.0134 | 1757.4731 | 64.7118 | 0 | 0 | 0 | 0 | 0 | 0 | 0 | 0 | 0 | 0 | 0 | 0.925 | 0 | 0 | 4.3656e-08 | 0.15866 | 0.00010078 | 4.7626 | 4.7626 | 4.7626 | 0 | 0.00069153 | 0 | 0 | -1.7201e-07 | 0 | 0 | 0 | 0.34675 | #N/A | #N/A
Vale Air Solar Center 1 PV-NT | IPTV | BS_IPCO | ID | Hourly Resource | PV-NonTracking | 10 | 0 |  | 2016-12-31 | 2050-12-31 | 86.5845 | 29.9503 | 1.4422 | 10 | 10 | 22396.84 | 0 | 0 | 0.25567 | 0 | 1.9392 | 1.9392 | 8760 | 0 | 8760 | 0 | 0 | 0 | 0 | 18.16 | 112.0492 | 24.07 | 1.2887 | -29.7883 | 1880.4907 | 122.4787 | 0 | 0 | 0 | 0 | 0 | 0 | 0 | 0 | 0 | 0 | 0 | 14157.8875 | 0 | 0 | 18.16 | 0.015242 | 0.010783 | 14.1881 | 0.031824 | 14.1563 | 0 | 4.8584 | 0 | 0 | 0.0052166 | 0 | 0 | 0 | 1.9392 | #N/A | #N/A
Vale I Solar 1 PV-NT | IPTV | BS_IPCO | ID | Hourly Resource | PV-NonTracking | 3 | 0 |  | 2020-07-01 | 2050-12-31 | 82.8556 | 27.9813 | 1.6353 | 3 | 3 | 5662.428 | 0 | 0 | 0.21547 | 0 | 0.46916 | 0.46916 | 8760 | 0 | 8760 | 0 | 0 | 0 | 0 | 2.37 | 112.0492 | 24.07 | 1.2887 | -29.7883 | 1880.4907 | 122.4787 | 0 | 0 | 0 | 0 | 0 | 0 | 0 | 0 | 0 | 0 | 0 | 1.377 | 0 | 0 | 5.5079e-07 | 0.015242 | 0.010783 | 14.1881 | 0.031824 | 14.1563 | 0 | 0.26272 | 0 | 0 | 1.1644e-05 | 0 | 0 | 0 | 0.46916 | #N/A | #N/A
Valencia 2 PV-T | IID | CA_IID | CA | Hourly Resource | PV-Tracking | 2 | 0 |  | 2020-11-16 | 2050-12-31 | 25.598 | -21.6665 | -8.261 | 2 | 2 | 4223.0582 | 0 | 0 | 0.24104 | 0 | 0.1081 | 0.1081 | 8760 | 0 | 8760 | 0 | 0 | 0 | 0 | 334.5718 | 61.5072 | -15.1131 | -10.0703 | -26.6668 | 1851.5021 | 66.4238 | 0 | 0 | 0 | 0 | 0 | 0 | 0 | 0 | 0 | 0 | 0 | 173.7006 | 0 | 0 | 32.254 | 0.30887 | 0.0049745 | 15.5549 | 5.1679 | 10.3853 | 0 | 12.5529 | 0 | 0 | 0.014527 | 0 | 0 | 0 | 0.10811 | #N/A | #N/A
Valentine Solar 1 PV-NT | CISC | CA_CISO | CA | Hourly Resource | PV-Tracking | 100 | 0 |  | 2019-11-09 | 2050-12-31 | 31.9265 | -19.1342 | -5.1933 | 100 | 100 | 268994.62 | 0 | 0 | 0.30707 | 0 | 8.5881 | 8.5881 | 8760 | 0 | 8760 | 0 | 0 | 0 | 0 | 8940.68 | 71.1667 | -10.4023 | -5.1215 | -27.9105 | 1954.9547 | 72.7582 | 0 | 0 | 0 | 0 | 0 | 0 | 0 | 0 | 0 | 0 | 0 | 2160.5295 | 0 | 0 | 58.2 | 0.15866 | 0.00010078 | 4.7626 | 4.7626 | 4.7626 | 0 | 1.1534 | 0 | 0 | 0.032424 | 0 | 0 | 0 | 8.5881 | #N/A | #N/A
Vallecito Energy Storage 1 BA | CISC | CA_CISO | CA | Pumped Storage | Energy Storage | 10 | -10 |  | 2021-02-04 | 2050-12-31 | 60.4767 | -18.2872 | -2.9258 | 10 | 10 | 13146.2685 | 15325.0213 | 0.65658 | 0.15007 | 0.042707 | 0.4087 | 0.36599 | 8760 | 0 | 8760 | 0 | 0 | -0.0032681 | 0.11844 | 0 | 79.6566 | -5.4974 | -1.5366 | -27.4498 | 2043.505 | 73.1542 | 1.2002 | 0 | 0 | 0 | 0 | 0 | 0 | 0 | 0 | 0 | 7822.8578 | 27662.2221 | 29257.2108 | 18.5 | 6978.8196 | 0.15866 | 0.00010078 | 4.7626 | 4.7626 | 4.7626 | 44.6251 | 2.1561 | 1300.6037 | 0.0035341 | 218.4949 | 0 | 0 | 0 | 0.41027 | #N/A | #N/A
Valley Center 1 | CISD | CA_CISO | CA | Hourly Resource | PV-Tracking | 2.5 | 0 |  | 2013-12-31 | 2050-12-31 | 27.5599 | -25.1357 | -3.4716 | 2.5 | 2.5 | 3771.435 | 0 | 0 | 0.17221 | 0 | 0.10394 | 0.10394 | 8760 | 0 | 8760 | 0 | 0 | 0 | 0 | 192.395 | 68.3065 | -13.3716 | -5.0125 | -26.6891 | 1956.2107 | 70.3599 | 0 | 0 | 0 | 0 | 0 | 0 | 0 | 0 | 0 | 0 | 0 | 26.275 | 0 | 0 | -8.12e-07 | 0.15866 | 0.00010078 | 4.7626 | 4.7626 | 4.7626 | 0 | 0.015159 | 0 | 0 | -8.2291e-06 | 0 | 0 | 0 | 0.10394 | #N/A | #N/A
Valley Center 2 | CISD | CA_CISO | CA | Hourly Resource | PV-Tracking | 5 | 0 |  | 2013-12-31 | 2050-12-31 | 28.8889 | -25.298 | -3.5673 | 5 | 5 | 7357.55 | 0 | 0 | 0.16798 | 0 | 0.21255 | 0.21255 | 8760 | 0 | 8760 | 0 | 0 | 0 | 0 | 569.605 | 68.3065 | -13.3716 | -5.0125 | -26.6891 | 1956.2107 | 70.3599 | 0 | 0 | 0 | 0 | 0 | 0 | 0 | 0 | 0 | 0 | 0 | 44.71 | 0 | 0 | 1.37 | 0.15866 | 0.00010078 | 4.7626 | 4.7626 | 4.7626 | 0 | 0.025893 | 0 | 0 | 0.0010191 | 0 | 0 | 0 | 0.21255 | #N/A | #N/A
Valley Center Energy Storage BA | CISD | CA_CISO | CA | Pumped Storage | Energy Storage | 139 | -139 |  | 2021-11-29 | 2050-12-31 | 50.0388 | -23.8989 | -5.7245 | 139 | 139 | 194814.8478 | 227231.5772 | 6.9534 | 0.15999 | 0.63307 | 7.2118 | 6.5788 | 8760 | 0 | 8760 | 0 | 0 | -0.048625 | 1.725 | 0 | 68.2576 | -13.3716 | -5.0614 | -27.0647 | 1956.2107 | 70.3206 | 1.0959 | 0 | 0 | 0 | 0 | 0 | 0 | 0 | 0 | 0 | 70004.38 | 300181.7532 | 111415.5809 | 0 | 406760.5877 | 0.15866 | 0.00010078 | 4.7626 | 4.7626 | 4.7626 | 7.6686 | 25.5509 | 1361.1153 | 0 | 2367.7863 | 0 | 0 | 0 | 7.2156 | #N/A | #N/A
Valley View Solar PV | WACM | RM_WACM | CO | Hourly Resource | PV | 4 | 0 |  | 2015-01-29 | 2051-12-31 | 80.0801 | 23.8321 | 2.217 | 4 | 4 | 9054.4 | 0 | 0 | 0.2584 | 0 | 0.72508 | 0.72508 | 8760 | 0 | 8760 | 0 | 0 | 0 | 0 | 126.348 | 142.1937 | 50.5059 | 4.9973 | -24.5615 | 2563.8132 | 210.6735 | 0 | 0 | 0 | 0 | 0 | 0 | 0 | 0 | 0 | 0 | 0 | 3.212 | 0 | 0 | 114.348 | 0.075305 | 0.00032051 | 86.4793 | 43.2396 | 43.2397 | 0 | 0.0011738 | 0 | 0 | 19.1861 | 0 | 0 | 0 | 0.7251 | #N/A | #N/A
Vansycle 1 WT | BPAT | NW_BPAT | OR | Hourly Resource | WT-Onshore | 25.1 | 0 |  | 2009-11-01 | 2050-12-31 | 68.2118 | 3.0842 | -6.7194 | 25.1 | 25.1 | 67822.1024 | 0 | 0 | 0.30846 | 0 | 4.6263 | 4.6263 | 8760 | 0 | 8760 | 0 | 0 | 0 | 0 | 765.1046 | 106.674 | 18.462 | 1.5214 | -34.9002 | 1806.7755 | 101.539 | 0 | 0 | 0 | 0 | 0 | 0 | 0 | 0 | 0 | 0 | 0 | 277.7973 | 0 | 0 | 765.1045 | 0.13517 | 0.13517 | 0.67195 | 0.031824 | 0.68397 | 0 | 0.099828 | 0 | 0 | 0.28001 | 0 | 0 | 0 | 4.6263 | #N/A | #N/A
Vansycle 2 WT | PACW | NW_PACW | WA | Hourly Resource | WT-Onshore | 98.9 | 0 |  | 2009-11-01 | 2050-12-31 | 73.5297 | 3.2937 | -1.5969 | 98.9 | 98.9 | 267760.4262 | 0 | 0 | 0.30906 | 0 | 19.6883 | 19.6883 | 8760 | 0 | 8760 | 0 | 0 | 0 | 0 | 2489.5651 | 108.2747 | 18.0835 | 3.5007 | -35.3628 | 1794.3945 | 99.3964 | 0 | 0 | 0 | 0 | 0 | 0 | 0 | 0 | 0 | 0 | 0 | 19433.8625 | 0 | 0 | 2335.943 | 27.0174 | 18.7409 | 65.6973 | 0.031824 | 65.2925 | 0 | 513007.9702 | 0 | 0 | 117429.8981 | 0 | 0 | 0 | 20.3188 | #N/A | #N/A
Vansycle_OR | BPAT | NW_BPAT | OR | Hourly Resource | WT-Onshore | 123.42 | 0 |  | 2002-02-01 | 2050-12-31 | 72.709 | 3.2469 | -2.2623 | 123.42 | 123.42 | 342147.3879 | 0 | 0 | 0.31646 | 0 | 24.8772 | 24.8772 | 8760 | 0 | 8760 | 0 | 0 | 0 | 0 | 2.5918 | 108.795 | 18.1876 | 3.9169 | -35.4673 | 1814.4189 | 100.6603 | 0 | 0 | 0 | 0 | 0 | 0 | 0 | 0 | 0 | 0 | 0 | 116733.0124 | 0 | 0 | 2.5919 | 0.13517 | 0.13517 | 0.67195 | 0.031824 | 0.68397 | 0 | 597.487 | 0 | 0 | 0.0013614 | 0 | 0 | 0 | 24.8778 | #N/A | #N/A
Vansycle_WA | BPAT | NW_BPAT | OR | Hourly Resource | WT-Onshore | 176.9 | 0 |  | 2002-02-01 | 2050-12-31 | 68.9118 | 2.555 | -2.7678 | 176.9 | 176.9 | 394428.9646 | 0 | 0 | 0.25453 | 0 | 27.1808 | 27.1808 | 8760 | 0 | 8760 | 0 | 0 | 0 | 0 | 2.4766 | 108.1099 | 18.0835 | 3.3359 | -35.356 | 1793.1058 | 99.4463 | 0 | 0 | 0 | 0 | 0 | 0 | 0 | 0 | 0 | 0 | 0 | 341856.5469 | 0 | 0 | 2.4752 | 0.13517 | 0.13517 | 0.67195 | 0.031824 | 0.68397 | 0 | 445.4148 | 0 | 0 | 0.0011239 | 0 | 0 | 0 | 27.1813 | #N/A | #N/A
Vantage Wind 1 WT | PSEI | NW_PSEI | WA | Hourly Resource | WT-Onshore | 96 | 0 |  | 2010-10-01 | 2050-12-31 | 92.4548 | 18.8192 | -1.0304 | 96 | 96 | 275291.5206 | 0 | 0 | 0.32735 | 0 | 25.452 | 25.452 | 8760 | 0 | 8760 | 0 | 0 | 0 | 0 | 784.32 | 125.0747 | 34.3369 | 4.0472 | -15.1182 | 1782.2572 | 98.6293 | 0 | 0 | 0 | 0 | 0 | 0 | 0 | 0 | 0 | 0 | 0 | 160583.0544 | 0 | 0 | 784.3214 | 10.1999 | 8.7761 | 20.3774 | 0.031824 | 42.9118 | 0 | 337708.6156 | 0 | 0 | 2368.8212 | 0 | 0 | 0 | 25.7921 | #N/A | #N/A
Vasco Wind 1 WT | CIPB | CA_CISO | CA | Hourly Resource | WT-Onshore | 78.2 | 0 |  | 1988-01-01 | 2050-12-31 | 94.3169 | 2.4368 | 0.5662 | 78.2 | 78.2 | 241116.8657 | 0 | 0 | 0.35198 | 0 | 22.7414 | 22.7414 | 8760 | 0 | 8760 | 0 | 0 | 0 | 0 | 761.7462 | 95.5716 | 6.8695 | 2.0115 | -25.8101 | 1651.3479 | 59.9377 | 0 | 0 | 0 | 0 | 0 | 0 | 0 | 0 | 0 | 0 | 0 | 34.5644 | 0 | 0 | 0.00011277 | 0.15866 | 0.00010078 | 4.7626 | 4.7626 | 4.7626 | 0 | 0.02584 | 0 | 0 | 0.00056243 | 0 | 0 | 0 | 22.7414 | #N/A | #N/A
Vauxhall 1 PV-NT | AESO | AB_AESO | AB | Hourly Resource | PV-NonTracking | 60 | 0 |  | 2024-06-01 | 2054-12-31 | 73.0279 | 14.1489 | 3.6593 | 60 | 60 | 134056.2604 | 0 | 0 | 0.25505 | 0 | 9.7899 | 9.7899 | 8760 | 0 | 8760 | 0 | 0 | 0 | 0 | 56.88 | 96.7317 | 10.9588 | -0.91771 | -25.0117 | 766.5507 | 69.3752 | 0 | 0 | 0 | 0 | 0 | 0 | 0 | 0 | 0 | 0 | 0 | 0 | 0 | 0 | -7.7579e-05 | 1.8659 | 0.0078726 | 35.0857 | 35.06 | 35.06 | 0 | 0 | 0 | 0 | -0.0028292 | 0 | 0 | 0 | 9.7899 | #N/A | #N/A
Vauxhall Vxh1 1 PV-NT | AESO | AB_AESO | AB | Hourly Resource | PV-Tracking | 22 | 0 |  | 2020-04-21 | 2050-12-31 | 69.5282 | 14.6269 | 1.0405 | 22 | 22 | 39400.614 | 0 | 0 | 0.20444 | 0 | 2.7395 | 2.7395 | 8760 | 0 | 8760 | 0 | 0 | 0 | 0 | 8.492 | 93.0346 | 9.1854 | -2.8413 | -24.6496 | 777.8716 | 71.6386 | 0 | 0 | 0 | 0 | 0 | 0 | 0 | 0 | 0 | 0 | 0 | 31597.9545 | 0 | 0 | 8.492 | 1.8659 | 0.0078726 | 35.0857 | 35.06 | 35.06 | 0 | 26.1239 | 0 | 0 | 143.4997 | 0 | 0 | 0 | 2.7396 | #N/A | #N/A
Vecino Vineyards 1 HY | CIPV | CA_CISO | CA | Hydro | Hydro | 1.25 | 0 |  | 1990-03-27 | 2054-12-31 | 83.7336 | 6.7304 | 0.045593 | 46 | 46 | 2245.8638 | 0 | 0 | 0.0055734 | 0 | 0.18806 | 0.18806 | 0 | 0 | 0 | 8760 | 0 | 0 | 0 | 0 | 94.6165 | 8.0893 | -0.16337 | -25.5403 | 1829.7478 | 66.3234 | 0 | 0 | 0 | 0 | 0 | 0 | 0 | 0 | 0 | 0 | 50.0625 | 2.7837 | 3727.5 | 3727.5 | 3728.6034 | 0.15866 | 0.00010078 | 4.7626 | 4.7626 | 4.7626 | 599.508 | 0.0015461 | 52550.2909 | 52550.2908 | 52550.2944 | 0 | 0 | 0 | 0.34631 | #N/A | #N/A
Vega Solar 1 PV-NT | CIPV | CA_CISO | CA | Hourly Resource | PV-NonTracking | 20 | 0 |  | 2015-03-23 | 2050-12-31 | 46.6445 | -6.3521 | -2.1547 | 20 | 20 | 47521.7106 | 0 | 0 | 0.27124 | 0 | 2.2166 | 2.2166 | 8760 | 0 | 8760 | 0 | 0 | 0 | 0 | 401.7694 | 91.5567 | 4.181 | 0.6852 | -25.5905 | 2047.4983 | 80.0379 | 0 | 0 | 0 | 0 | 0 | 0 | 0 | 0 | 0 | 0 | 0 | 580.92 | 0 | 0 | 3.4925e-06 | 0.15866 | 0.00010078 | 4.7626 | 4.7626 | 4.7626 | 0 | 0.27686 | 0 | 0 | 6.2581e-06 | 0 | 0 | 0 | 2.2166 | #N/A | #N/A
Ventura Energy Storage 1 BA | CISC | CA_CISO | CA | Pumped Storage | Energy Storage | 100 | -100 |  | 2021-03-31 | 2050-12-31 | 60.5113 | -17.155 | -3.5168 | 100 | 100 | 134087.7912 | 156338.5726 | 6.7788 | 0.15307 | 0.43564 | 4.0164 | 3.5808 | 8760 | 0 | 8760 | 0 | 0 | -0.033376 | 1.218 | 0 | 78.9666 | -5.4974 | -2.2266 | -26.1857 | 2024.4164 | 72.5231 | 1.1958 | 0 | 0 | 0 | 0 | 0 | 0 | 0 | 0 | 0 | 66784.7475 | 258011.464 | 135278.7556 | 0 | 226511.358 | 0.15866 | 0.00010078 | 4.7626 | 4.7626 | 4.7626 | 7.1725 | 20.695 | 19896.6721 | 0 | 4915.7549 | 0 | 0 | 0 | 4.0413 | #N/A | #N/A
Victor Aggregate Solar Resources PV-NT | CISC | CA_CISO | CA | Hourly Resource | PV-NonTracking | 24.5 | 0 |  | 2017-09-13 | 2050-12-31 | 38.5596 | -20.3568 | -6.17 | 24.5 | 24.5 | 52207.4357 | 0 | 0 | 0.24326 | 0 | 2.0131 | 2.0131 | 8760 | 0 | 8760 | 0 | 0 | 0 | 0 | 10708.0254 | 67.783 | -13.8226 | -5.085 | -38.7251 | 1966.0111 | 72.7548 | 0 | 0 | 0 | 0 | 0 | 0 | 0 | 0 | 0 | 0 | 0 | 0 | 0 | 0 | 77.8565 | 0.15866 | 0.00010078 | 4.7626 | 4.7626 | 4.7626 | 0 | 0 | 0 | 0 | 0.080607 | 0 | 0 | 0 | 2.0131 | #N/A | #N/A
Victor Dry Farm Ranch A 1 PV-NT | CISC | CA_CISO | CA | Hourly Resource | PV-NonTracking | 5 | 0 |  | 2015-06-12 | 2054-12-31 | 38.0905 | -15.8933 | -5.3871 | 5 | 5 | 8568.685 | 0 | 0 | 0.19563 | 0 | 0.32639 | 0.32639 | 8760 | 0 | 8760 | 0 | 0 | 0 | 0 | 1430.01 | 66.9899 | -13.8226 | -5.878 | -39.078 | 1961.2496 | 72.7261 | 0 | 0 | 0 | 0 | 0 | 0 | 0 | 0 | 0 | 0 | 0 | 0 | 0 | 0 | 21.425 | 0.15866 | 0.00010078 | 4.7626 | 4.7626 | 4.7626 | 0 | 0 | 0 | 0 | 0.026143 | 0 | 0 | 0 | 0.32639 | #N/A | #N/A
Victor Dry Farm Ranch B 1 PV-NT | CISC | CA_CISO | CA | Hourly Resource | PV-NonTracking | 5 | 0 |  | 2015-06-12 | 2054-12-31 | 38.0905 | -15.8933 | -5.3871 | 5 | 5 | 8568.685 | 0 | 0 | 0.19563 | 0 | 0.32639 | 0.32639 | 8760 | 0 | 8760 | 0 | 0 | 0 | 0 | 1430.01 | 66.9899 | -13.8226 | -5.878 | -39.078 | 1961.2496 | 72.7261 | 0 | 0 | 0 | 0 | 0 | 0 | 0 | 0 | 0 | 0 | 0 | 0 | 0 | 0 | 21.425 | 0.15866 | 0.00010078 | 4.7626 | 4.7626 | 4.7626 | 0 | 0 | 0 | 0 | 0.026143 | 0 | 0 | 0 | 0.32639 | #N/A | #N/A
Victor Phelan Solar One 1 PV-NT | CISC | CA_CISO | CA | Hourly Resource | PV-NonTracking | 17.5 | 0 |  | 2013-11-18 | 2050-12-31 | 37.115 | -19.285 | -7.3363 | 17.5 | 17.5 | 33783.1796 | 0 | 0 | 0.22037 | 0 | 1.2539 | 1.2539 | 8760 | 0 | 8760 | 0 | 0 | 0 | 0 | 6763.1829 | 66.9899 | -13.8226 | -5.878 | -39.078 | 1961.2496 | 72.7261 | 0 | 0 | 0 | 0 | 0 | 0 | 0 | 0 | 0 | 0 | 0 | 168.595 | 0 | 0 | 93.2225 | 0.15866 | 0.00010078 | 4.7626 | 4.7626 | 4.7626 | 0 | 0.086816 | 0 | 0 | 0.081699 | 0 | 0 | 0 | 1.2539 | #N/A | #N/A
VICTORY PASS SOLAR PV-NT | CISC | CA_CISO | CA | Hourly Resource | PV-NonTracking | 200 | 0 |  | 2024-07-31 | 2054-12-31 | 26.7425 | -18.3758 | -6.2613 | 200 | 200 | 453356.1997 | 0 | 0 | 0.25876 | 0 | 12.1239 | 12.1239 | 8760 | 0 | 8760 | 0 | 0 | 0 | 0 | 140.8 | 63.0293 | -15.0611 | -8.6002 | -25.1365 | 1928.7107 | 68.7435 | 0 | 0 | 0 | 0 | 0 | 0 | 0 | 0 | 0 | 0 | 0 | 0 | 0 | 0 | -4.8429e-06 | 0.15866 | 0.00010078 | 4.7626 | 4.7626 | 4.7626 | 0 | 0 | 0 | 0 | 0.00065347 | 0 | 0 | 0 | 12.1239 | #N/A | #N/A
Victory Pass VCTBA BA | CISC | CA_CISO | CA | Pumped Storage | Energy Storage | 50 | -50 |  | 2024-03-01 | 2051-12-31 | 45.4534 | -23.0249 | -8.9666 | 50 | 50 | 71061.5675 | 82895.9589 | 2.2314 | 0.16224 | 0.23094 | 2.5352 | 2.3042 | 8760 | 0 | 8760 | 0 | 0 | -0.017752 | 0.60915 | 0 | 63.2101 | -15.0611 | -8.4194 | -25.1815 | 1928.9972 | 68.7149 | 1.043 | 0 | 0 | 0 | 0 | 0 | 0 | 0 | 0 | 0 | 0 | 0 | 1104.1074 | 0 | 801.5207 | 0.15866 | 0.00010078 | 4.7626 | 4.7626 | 4.7626 | 0 | 0 | 17665.7282 | 0 | 2026.3013 | 0 | 0 | 0 | 2.5549 | #N/A | #N/A
Victory Solar 1 PV-T | PSCO | RM_PSCO | CO | Hourly Resource | PV-Tracking | 12.83 | 0 |  | 2016-12-01 | 2050-12-31 | 77.9582 | 23.0487 | 1.2986 | 12.83 | 12.83 | 29588.1094 | 0 | 0 | 0.26326 | 0 | 2.3066 | 2.3066 | 8760 | 0 | 8760 | 0 | 0 | 0 | 0 | 153.6395 | 140.1606 | 49.2944 | 4.1756 | -25.3253 | 2521.771 | 214.155 | 0 | 0 | 0 | 0 | 0 | 0 | 0 | 0 | 0 | 0 | 0 | 5273.6376 | 0 | 0 | 153.6395 | 0.42135 | 0.055066 | 119.3454 | 43.2396 | 76.1058 | 0 | 195.3439 | 0 | 0 | 690.8504 | 0 | 0 | 0 | 2.3075 | #N/A | #N/A
Vikings BESS BA | IID | CA_IID | CA | Pumped Storage | Energy Storage | 150 | -150 |  | 2023-12-31 | 2054-12-31 | 50.3382 | -16.8962 | -10.4126 | 150 | 150 | 202828.0629 | 236503.5933 | 8.4238 | 0.15436 | 0.659 | 5.2676 | 4.6086 | 8760 | 0 | 8760 | 0 | 0 | -0.050513 | 2.0236 | 0 | 60.2886 | -14.7848 | -11.6172 | -28.66 | 1825.2754 | 66.1265 | 0.99449 | 0 | 0 | 0 | 0 | 0 | 0 | 0 | 0 | 0 | 113845.6572 | 385187.2921 | 102555.6697 | 133093.809 | 442675.3915 | 0.30887 | 0.0049745 | 15.5549 | 5.1679 | 10.3853 | 14732.3556 | 1017.0532 | 826006.3839 | 2648282.2514 | 1617416.3262 | 0 | 0 | 0 | 10.375 | #N/A | #N/A
Vikings Solar PV-NT | IID | CA_IID | CA | Hourly Resource | PV-NonTracking | 136.8 | 0 |  | 2024-08-12 | 2054-12-31 | 30.2838 | -22.319 | -10.403 | 136.8 | 136.8 | 215380.1648 | 0 | 0 | 0.17973 | 0 | 6.5225 | 6.5225 | 8760 | 0 | 8760 | 0 | 0 | 0 | 0 | 41248.5694 | 60.0805 | -14.7848 | -11.8253 | -28.6617 | 1827.7279 | 66.31 | 0 | 0 | 0 | 0 | 0 | 0 | 0 | 0 | 0 | 0 | 0 | 20.4995 | 0 | 0 | 51.984 | 0.30887 | 0.0049745 | 15.5549 | 5.1679 | 10.3853 | 0 | 0.024017 | 0 | 0 | 110.4523 | 0 | 0 | 0 | 6.5226 | #N/A | #N/A
Vilas Solar Energy 1 PV-T | PSCO | RM_PSCO | CO | Hourly Resource | PV-Tracking | 4 | 0 |  | 2018-03-01 | 2050-12-31 | 74.0306 | 19.9382 | 0.85318 | 4 | 4 | 10174.56 | 0 | 0 | 0.29037 | 0 | 0.75323 | 0.75323 | 8760 | 0 | 8760 | 0 | 0 | 0 | 0 | 35.208 | 138.3252 | 48.5501 | 3.0846 | -24.8151 | 2524.2686 | 212.6021 | 0 | 0 | 0 | 0 | 0 | 0 | 0 | 0 | 0 | 0 | 0 | 18.8343 | 0 | 0 | 35.208 | 0.42135 | 0.055066 | 119.3454 | 43.2396 | 76.1058 | 0 | 295.8145 | 0 | 0 | 864.6613 | 0 | 0 | 0 | 0.75439 | #N/A | #N/A
Vinam PV-NT | CISC | CA_CISO | CA | Hourly Resource | PV-NonTracking | 1.5 | 0 |  | 2023-06-28 | 2054-12-31 | 34.3185 | -15.2874 | -4.6078 | 1.5 | 1.5 | 4205.82 | 0 | 0 | 0.32008 | 0 | 0.14434 | 0.14434 | 8760 | 0 | 8760 | 0 | 0 | 0 | 0 | 24.72 | 73.2627 | -8.743 | -4.6848 | -25.2092 | 1965.8539 | 71.9873 | 0 | 0 | 0 | 0 | 0 | 0 | 0 | 0 | 0 | 0 | 0 | 0 | 0 | 0 | -1.4552e-09 | 0.15866 | 0.00010078 | 4.7626 | 4.7626 | 4.7626 | 0 | 0 | 0 | 0 | 1.1694e-06 | 0 | 0 | 0 | 0.14434 | #N/A | #N/A
Vinelands Hydro 1 HY | PSCO | RM_PSCO | CO | Hydro | Hydro | 4.8 | 0 |  | 2022-11-05 | 2051-12-31 | 161.1838 | 70.447 | 2.5917 | 2.8272 | 2.8272 | 13027.3269 | 0 | 0 | 0.52601 | 0 | 2.0998 | 2.0998 | 0 | 0 | 0 | 8760 | 0 | 0 | 0 | 147.2336 | 153.5215 | 64.9238 | 1.9072 | -26.6326 | 2721.5464 | 235.6013 | 0 | 0 | 0 | 0 | 0 | 0 | 0 | 0 | 0 | 0 | 2209.9496 | 2896.9067 | 15344.3923 | 1092.9519 | 41962.6575 | 0.42135 | 0.055066 | 119.3454 | 43.2396 | 76.1058 | 4456.2228 | 691.6443 | 1584182.7545 | 188115.6558 | 3209442.9009 | 0 | 0 | 0 | 7.0867 | #N/A | #N/A
Vintner Solar 1 PV-NT | CIPV | CA_CISO | CA | Hourly Resource | PV-NonTracking | 1.5 | 0 |  | 2014-03-05 | 2050-12-31 | 45.6337 | -16.1812 | -4.2719 | 1.5 | 1.5 | 3849.3513 | 0 | 0 | 0.29295 | 0 | 0.17566 | 0.17566 | 8760 | 0 | 8760 | 0 | 0 | 0 | 0 | 741.7092 | 82.0689 | -3.6073 | -1.0144 | -58.1518 | 2069.7776 | 81.3658 | 0 | 0 | 0 | 0 | 0 | 0 | 0 | 0 | 0 | 0 | 0 | 1.4025 | 0 | 0 | 11.8275 | 0.15866 | 0.00010078 | 4.7626 | 4.7626 | 4.7626 | 0 | 0.0010485 | 0 | 0 | 1.4347 | 0 | 0 | 0 | 0.17566 | #N/A | #N/A
Virginia Ranch Dam Powerplant 1 HY | CIPV | CA_CISO | CA | Hydro | Hydro | 1 | 0 |  | 2012-06-14 | 2050-12-31 | 95.08 | 7.8179 | 4.7174 | 0.519 | 0.519 | 1684.385 | 0 | 0 | 0.37048 | 0 | 0.16015 | 0.16015 | 0 | 0 | 1 | 8759 | 0 | 0 | 0 | 112.306 | 101.1111 | 8.9274 | 5.4932 | -26.6474 | 1902.7097 | 70.3526 | 0 | 0 | 0 | 0 | 0 | 0 | 0 | 0 | 0 | 0 | 38.641 | 3.964 | 8.915 | 213.077 | 775.619 | 0.15866 | 0.00010078 | 4.7626 | 4.7626 | 4.7626 | 459.6696 | 0.0017042 | 208.1382 | 3165.3195 | 9472.3075 | 0 | 0 | 0 | 0.17346 | #N/A | #N/A
Vista Energy Storage1BA40 | CISD | CA_CISO | CA | Pumped Storage | Energy Storage | 40 | -40 |  | 2018-06-26 | 2050-12-31 | 51.1729 | -24.8653 | -5.4634 | 40 | 40 | 56576 | 65995.2922 | 2.0896 | 0.16146 | 0.18386 | 2.093 | 1.9092 | 8760 | 0 | 8760 | 0 | 0 | -0.014129 | 0.49018 | 0 | 69.1525 | -13.1546 | -4.3835 | -26.242 | 1975.9596 | 71.3339 | 1.1148 | 0 | 0 | 0 | 0 | 0 | 0 | 0 | 0 | 0 | 26776.4442 | 85462.5372 | 98367.9571 | 40 | 42566.0874 | 0.15866 | 0.00010078 | 4.7626 | 4.7626 | 4.7626 | 2.7595 | 6.476 | 239.1946 | 0.00272 | 4.9476 | 0 | 0 | 0 | 2.0933 | #N/A | #N/A
Vista Solar Energy Center 1 PV-T | PNM | SW_PNM | NM | Hourly Resource | PV-NonTracking | 10 | 0 |  | 2019-03-05 | 2049-12-01 | 15.8664 | -32.9129 | -3.9639 | 10 | 10 | 27767.57 | 0 | 0 | 0.31698 | 0 | 0.44057 | 0.44057 | 8760 | 0 | 8760 | 0 | 0 | 0 | 0 | 16.85 | 48.9172 | -34.0425 | -3.7309 | -25.3085 | 1939.736 | 73.987 | 0 | 0 | 0 | 0 | 0 | 0 | 0 | 0 | 0 | 0 | 0 | 16033.8966 | 0 | 0 | 3.9174e-06 | 0.89269 | 0.0029891 | 22.2939 | 5.1679 | 17.1082 | 0 | 73.6726 | 0 | 0 | -0.00011901 | 0 | 0 | 0 | 0.44065 | #N/A | #N/A
Viva Naughton Agg HY | PAWY | BS_PACE | WY | Hydro | Hydro | 0.8 | 0 |  | 1986-04-01 | 2040-12-31 | 137.698 | 42.7207 | 1.7517 | 0.1688 | 0.1688 | 651.3704 | 0 | 0 | 0.44051 | 0 | 0.089693 | 0.089693 | 0 | 0 | 0 | 8760 | 0 | 0 | 0 | 0 | 115.7689 | 27.8383 | 1.24 | -26.1363 | 2093.1785 | 145.4506 | 0 | 0 | 0 | 0 | 0 | 0 | 0 | 0 | 0 | 0 | 117.0589 | 264.9027 | 640.9646 | 0 | 78.742 | 7.007 | 5.9428 | 85.5427 | 0.031824 | 85.5024 | 1053.1074 | 2160.5925 | 38403.9704 | 0 | 17405.7553 | 0 | 0 | 0 | 0.14872 | #N/A | #N/A
Volta 7 Qfunts 1 HY | CIPV | CA_CISO | CA | Hydro | Hydro | 0.15 | 0 |  | 2007-03-01 | 2051-12-31 | 83.9557 | 8.639 | -5.1322 | 0.07785 | 0.07785 | 258.7667 | 0 | 0 | 0.37944 | 0 | 0.021726 | 0.021726 | 0 | 0 | 0 | 8760 | 0 | 0 | 0 | 10.737 | 95.8077 | 9.5108 | -0.39367 | -42.297 | 1541.8479 | 66.9247 | 0 | 0 | 0 | 0 | 0 | 0 | 0 | 0 | 0 | 0 | 4.3431 | 0 | 59.7888 | 171.9706 | 446.7 | 0.15866 | 0.00010078 | 4.7626 | 4.7626 | 4.7626 | 58.2376 | 0 | 1015.756 | 2257.0758 | 6306.0351 | 0 | 0 | 0 | 0.031363 | #N/A | #N/A
Volta Hydro Unit 1 HY | CIPV | CA_CISO | CA | Hydro | HydroRPS | 9.1 | 0 |  | 1980-01-01 | 2050-12-31 | 115.0524 | 9.5566 | 4.6377 | 0.047991 | 0.12271 | 516.81 | 0 | 0 | 0.085502 | 0 | 0.05946 | 0.05946 | 0 | 0 | 504 | 8256 | 0 | 0 | 0 | 0 | 92.1984 | 9.5401 | -4.0323 | -53.1118 | 1568.7454 | 65.7426 | 0 | 0 | 0 | 0 | 0 | 0 | 0 | 0 | 0 | 0 | 0.59334 | 1.879 | 0.2525 | 6.6936 | 71.7493 | 0.15866 | 0.00010078 | 4.7626 | 4.7626 | 4.7626 | 0.00022887 | 0.00059855 | 0.14301 | 32.3738 | 202.1784 | 0 | 0 | 0 | 0.059695 | #N/A | #N/A
Volta Hydro Unit 2 HY | CIPV | CA_CISO | CA | Hydro | HydroRPS | 1 | 0 |  | 1981-01-01 | 2050-12-31 | 53.8753 | 6.9623 | -24.3998 | 61.2783 | 7.1955 | 316119.903 | 0 | 0 | 0.21614 | 0 | 17.0311 | 17.0311 | 0 | 0 | 504 | 8256 | 0 | 0 | 0 | 1157.2641 | 92.1984 | 9.5401 | -4.0323 | -53.1118 | 1568.7454 | 65.7426 | 0 | 0 | 0 | 0 | 0 | 0 | 0 | 0 | 0 | 0 | 12.8417 | 50.4733 | 1.1187 | 26.4342 | 476.9285 | 0.15866 | 0.00010078 | 4.7626 | 4.7626 | 4.7626 | 142.4629 | 0.017026 | 42.2373 | 374.7247 | 3631.2321 | 0 | 0 | 0 | 17.0353 | #N/A | #N/A
Voyager Wind 1 WT | CISC | CA_CISO | CA | Hourly Resource | WT-Onshore | 128.91 | 0 |  | 2020-03-31 | 2050-12-31 | 70.0898 | -13.6742 | -6.5823 | 128.91 | 128.91 | 373840.2731 | 0 | 0 | 0.33105 | 0 | 26.2024 | 26.2024 | 8760 | 0 | 8760 | 0 | 0 | 0 | 0 | 4419.8363 | 70.6383 | -10.3451 | -5.7072 | -25.303 | 1907.8594 | 71.5447 | 0 | 0 | 0 | 0 | 0 | 0 | 0 | 0 | 0 | 0 | 0 | 66.2597 | 0 | 0 | 69.3182 | 0.15866 | 0.00010078 | 4.7626 | 4.7626 | 4.7626 | 0 | 0.037647 | 0 | 0 | 0.040112 | 0 | 0 | 0 | 26.2024 | #N/A | #N/A
Voyager Wind 3 WT | CISC | CA_CISO | CA | Hourly Resource | WT-Onshore | 42.45 | 0 |  | 2018-12-29 | 2050-12-31 | 70.1001 | -14.1987 | -6.7112 | 42.45 | 42.45 | 120268.3042 | 0 | 0 | 0.32342 | 0 | 8.4308 | 8.4308 | 8760 | 0 | 8760 | 0 | 0 | 0 | 0 | 1466.2428 | 70.6144 | -10.3451 | -5.7311 | -25.3018 | 1906.2316 | 71.5062 | 0 | 0 | 0 | 0 | 0 | 0 | 0 | 0 | 0 | 0 | 0 | 215.6752 | 0 | 0 | 0.00018962 | 0.15866 | 0.00010078 | 4.7626 | 4.7626 | 4.7626 | 0 | 0.10871 | 0 | 0 | 0.0033213 | 0 | 0 | 0 | 8.4308 | #N/A | #N/A
Voyager Wind 4-1 WT | CISC | CA_CISO | CA | Hourly Resource | WT-Onshore | 21.01 | 0 |  | 2018-12-29 | 2050-12-31 | 69.709 | -13.5852 | -7.0099 | 21.01 | 21.01 | 64253.1479 | 0 | 0 | 0.34911 | 0 | 4.479 | 4.479 | 8760 | 0 | 8760 | 0 | 0 | 0 | 0 | 1213.4458 | 70.3994 | -10.3451 | -5.9461 | -25.4168 | 1897.5704 | 71.2949 | 0 | 0 | 0 | 0 | 0 | 0 | 0 | 0 | 0 | 0 | 0 | 79.4388 | 0 | 0 | 39.5618 | 0.15866 | 0.00010078 | 4.7626 | 4.7626 | 4.7626 | 0 | 0.041334 | 0 | 0 | 0.026203 | 0 | 0 | 0 | 4.479 | #N/A | #N/A
Voyager Wind Oasis Alta WT | CISC | CA_CISO | CA | Hourly Resource | WT-Onshore | 13.98 | 0 |  | 2021-04-26 | 2050-12-31 | 68.2929 | -13.4544 | -7.5953 | 13.98 | 13.98 | 42958.3296 | 0 | 0 | 0.35078 | 0 | 2.9337 | 2.9337 | 8760 | 0 | 8760 | 0 | 0 | 0 | 0 | 764.6361 | 70.0493 | -10.3451 | -6.2962 | -25.6304 | 1880.4358 | 70.9322 | 0 | 0 | 0 | 0 | 0 | 0 | 0 | 0 | 0 | 0 | 0 | 0 | 0 | 0 | -3.2852e-05 | 0.15866 | 0.00010078 | 4.7626 | 4.7626 | 4.7626 | 0 | 0 | 0 | 0 | -0.0010264 | 0 | 0 | 0 | 2.9337 | #N/A | #N/A
Voyager2_G1 | CISC | CA_CISO | CA | Hourly Resource | WT-Onshore | 126.35 | 0 |  | 2018-12-19 | 2050-12-31 | 68.5984 | -13.5621 | -6.7385 | 126.35 | 126.35 | 390456.7974 | 0 | 0 | 0.35277 | 0 | 26.7847 | 26.7847 | 8760 | 0 | 8760 | 0 | 0 | 0 | 0 | 4708.8906 | 70.5188 | -10.3335 | -5.8383 | -25.3683 | 1904.0735 | 71.5029 | 0 | 0 | 0 | 0 | 0 | 0 | 0 | 0 | 0 | 0 | 0 | 597.0038 | 0 | 0 | 115.8629 | 0.15866 | 0.00010078 | 4.7626 | 4.7626 | 4.7626 | 0 | 0.2976 | 0 | 0 | 0.063766 | 0 | 0 | 0 | 26.7847 | #N/A | #N/A
Vulcan 255S Der Solar 1 PV-NT | AESO | AB_AESO | AB | Hourly Resource | PV-NonTracking | 15 | 0 |  | 2024-06-01 | 2051-12-31 | 72.1759 | 14.3519 | 2.6276 | 15 | 15 | 33528.2851 | 0 | 0 | 0.25516 | 0 | 2.4199 | 2.4199 | 8760 | 0 | 8760 | 0 | 0 | 0 | 0 | 0 | 95.9535 | 11.1072 | -1.8442 | -24.9528 | 763.1766 | 68.8097 | 0 | 0 | 0 | 0 | 0 | 0 | 0 | 0 | 0 | 0 | 0 | 0 | 0 | 0 | -2.0326e-05 | 1.8659 | 0.0078726 | 35.0857 | 35.06 | 35.06 | 0 | 0 | 0 | 0 | -0.00070731 | 0 | 0 | 0 | 2.4199 | #N/A | #N/A
Vulcan Vcn1 1 PV-NT | AESO | AB_AESO | AB | Hourly Resource | PV-Tracking | 22 | 0 |  | 2022-02-28 | 2050-12-31 | 64.4457 | 14.0821 | -3.6506 | 22 | 22 | 39188.6909 | 0 | 0 | 0.20335 | 0 | 2.5255 | 2.5255 | 8760 | 0 | 8760 | 0 | 0 | 0 | 0 | 220.4151 | 89.4022 | 8.7333 | -6.0216 | -25.8761 | 773.6361 | 70.6129 | 0 | 0 | 0 | 0 | 0 | 0 | 0 | 0 | 0 | 0 | 0 | 18548.6924 | 0 | 0 | 220.4151 | 1.8659 | 0.0078726 | 35.0857 | 35.06 | 35.06 | 0 | 16.6427 | 0 | 0 | 9524.7329 | 0 | 0 | 0 | 2.5351 | #N/A | #N/A
W_E_Warne_1 | CISC | CA_CISO | CA | Hydro | Hydro | 76 | 0 |  | 1982-01-01 | 2050-12-31 | 87.7793 | -3.9619 | -2.6537 | 63.2877 | 43.532 | 223882.7463 | 0 | 0 | 0.33986 | 0 | 19.6523 | 19.6523 | 0 | 0 | 299 | 8461 | 0 | 0 | 0 | 6219.828 | 78.2358 | -5.2757 | -3.1791 | -25.7106 | 1997.3584 | 71.7842 | 0 | 0 | 0 | 0 | 0 | 0 | 0 | 0 | 0 | 0 | 585.9132 | 29.2132 | 22.1818 | 2193.9907 | 32337.373 | 0.15866 | 0.00010078 | 4.7626 | 4.7626 | 4.7626 | 8278.874 | 0.01685 | 95.0938 | 33956.8403 | 611843.0744 | 0 | 0 | 0 | 20.3064 | #N/A | #N/A
W_R_Gianelli_1 | CIPV | CA_CISO | CA | Hourly Resource | PumpedStorage | 374.43 | -374.43 |  | 1967-01-01 | 2050-12-31 | 95.1856 | 5.0405 | 1.554 | 374.43 | 374.43 | 259703.5673 | 384353.0585 | 42.2285 | 0.079178 | 0 | -23.1521 | -23.1521 | 8760 | 0 | 8760 | 0 | 0 | 0 | 0 | 0 | 91.8025 | 4.1216 | 0.99037 | -25.3475 | 1976.988 | 75.1703 | 0 | 0 | 0 | 0 | 0 | 0 | 0 | 0 | 0 | 0 | 0 | 0 | 0 | 0 | 0 | 0.15866 | 0.00010078 | 4.7626 | 4.7626 | 4.7626 | 0 | 0 | 0 | 0 | 0 | 0 | 0 | 0 | -23.1521 | #N/A | #N/A
Wagner Wind 1 WT | CISC | CA_CISO | CA | Hourly Resource | WT-Onshore | 6 | 0 |  | 2012-12-24 | 2051-12-31 | 66.573 | -10.6965 | -6.7842 | 6 | 6 | 18506.79 | 0 | 0 | 0.35211 | 0 | 1.2321 | 1.2321 | 8760 | 0 | 8760 | 0 | 0 | 0 | 0 | 504.714 | 67.2488 | -13.1776 | -6.2641 | -26.2504 | 1958.4138 | 70.6306 | 0 | 0 | 0 | 0 | 0 | 0 | 0 | 0 | 0 | 0 | 0 | 0 | 0 | 0 | -2.7023e-05 | 0.15866 | 0.00010078 | 4.7626 | 4.7626 | 4.7626 | 0 | 0 | 0 | 0 | -0.00038776 | 0 | 0 | 0 | 1.2321 | #N/A | #N/A
Wallowa Falls 1 HY | PACW | NW_PACW | OR | Hydro | Hydro | 1.1 | 0 |  | 1921-01-01 | 2056-12-31 | 109.7707 | 19.9716 | 3.1086 | 1.1191 | 1.1191 | 9803.3158 | 0 | 0 | 1 | 0 | 1.0761 | 1.0761 | 0 | 0 | 8760 | 0 | 0 | 0 | 0 | 0 | 109.7708 | 19.9716 | 3.1086 | -31.9816 | 1815.4827 | 105.7576 | 0 | 0 | 0 | 0 | 0 | 0 | 0 | 0 | 0 | 0 | 2569.9637 | 690.9893 | 0 | 0 | 0 | 27.0174 | 18.7409 | 65.6973 | 0.031824 | 65.2925 | 110863.8522 | 20813.5974 | 0 | 0 | 0 | 0 | 0 | 0 | 1.2078 | #N/A | #N/A
Walterville Ferc P 2496 HY 1 HY | BPAT | NW_BPAT | OR | Hydro | Hydro | 8 | 0 |  | 1948-12-01 | 2050-12-31 | 109.1238 | 16.0477 | 9.187 | 8 | 8 | 55531.4435 | 0 | 0 | 0.7924 | 0 | 6.0598 | 6.0598 | 0 | 0 | 5278 | 3482 | 0 | 0 | 0 | 0 | 112.4453 | 16.3382 | 9.4166 | -38.1425 | 1864.3844 | 97.8766 | 0 | 0 | 0 | 0 | 0 | 0 | 0 | 0 | 0 | 0 | 2347.3628 | 12395.7333 | 337.7346 | 24.0745 | 5265.6593 | 0.13517 | 0.13517 | 0.67195 | 0.031824 | 0.68397 | 0.84685 | 1085.232 | 0.24212 | 0.0086144 | 1.8774 | 0 | 0 | 0 | 6.0609 | #N/A | #N/A
Wanapum | GCPD | NW_GCPD | WA | Hydro | Hydro | 1222 | 0 |  | 2013-11-01 | 2050-12-31 | 99.6935 | 14.5661 | 3.8241 | 1220 | 1220 | 5424010.186 | 0 | 0 | 0.50752 | 0 | 540.7383 | 540.7383 | 0 | 0 | 0 | 8760 | 0 | 0 | 0 | 0 | 109.5605 | 18.0732 | 4.7967 | -34.9926 | 1743.0056 | 98.8555 | 0 | 0 | 0 | 0 | 0 | 0 | 0 | 0 | 0 | 0 | 104581.3976 | 677339.517 | 605494.631 | 1216.2986 | 1499997.5813 | 145.6727 | 146.0257 | 0.29651 | 0.031824 | 0.7917 | 8342019.447 | 83717041.5438 | 22129.8593 | 7953.437 | 1094931.2382 | 0 | 0 | 0 | 633.9224 | #N/A | #N/A
Warm Springs Hydro 1 HY | CIPV | CA_CISO | CA | Hydro | Hydro | 3.75 | 0 |  | 1988-12-22 | 2050-12-31 | 95.2354 | 13.5432 | -4.3073 | 0.060341 | 1.1971 | 3727.1192 | 0 | 0 | 0.23123 | 0 | 0.35495 | 0.35495 | 0 | 0 | 1561 | 7199 | 0 | 0 | 0 | 15.6507 | 89.1377 | 8.0416 | -5.5944 | -25.8535 | 1668.736 | 61.0289 | 0 | 0 | 0 | 0 | 0 | 0 | 0 | 0 | 0 | 0 | 4.5482 | 0.85825 | 2.3483 | 43.2859 | 258.7044 | 0.15866 | 0.00010078 | 4.7626 | 4.7626 | 4.7626 | 65.2128 | 0.0003669 | 53.4625 | 264.1074 | 1008.9964 | 0 | 0 | 0 | 0.35635 | #N/A | #N/A
Warren Af Wind 1 WT | WACM | RM_WACM | WY | Hourly Resource | WT-Onshore | 1.3 | 0 |  | 2005-01-01 | 2050-12-31 | 82.5843 | 7.1957 | -0.20826 | 1.3 | 1.3 | 3970.7589 | 0 | 0 | 0.34868 | 0 | 0.32792 | 0.32792 | 8760 | 0 | 8760 | 0 | 0 | 0 | 0 | 6.2738 | 122.4561 | 33.352 | 2.4136 | -25.3818 | 2425.1865 | 165.6379 | 0 | 0 | 0 | 0 | 0 | 0 | 0 | 0 | 0 | 0 | 0 | 119.2568 | 0 | 0 | 0.23139 | 0.075305 | 0.00032051 | 86.4793 | 43.2396 | 43.2397 | 0 | 0.12841 | 0 | 0 | 48.3068 | 0 | 0 | 0 | 0.32797 | #N/A | #N/A
Water Wheel Ranch 1 HY | CIPV | CA_CISO | CA | Hydro | Hydro | 0.98 | 0 |  | 1984-03-22 | 2050-12-31 | 93.1083 | 9.5453 | 1.7019 | 0.50862 | 0.50862 | 1664.6584 | 0 | 0 | 0.37362 | 0 | 0.15499 | 0.15499 | 0 | 0 | 1 | 8759 | 0 | 0 | 0 | 96.0988 | 100.1704 | 10.5609 | 2.9189 | -25.262 | 1807.3409 | 71.1712 | 0 | 0 | 0 | 0 | 0 | 0 | 0 | 0 | 0 | 0 | 38.8286 | 2.7646 | 8.524 | 209.4169 | 746.9161 | 0.15866 | 0.00010078 | 4.7626 | 4.7626 | 4.7626 | 466.2535 | 0.001277 | 87.3767 | 3516.9166 | 8984.5533 | 0 | 0 | 0 | 0.16805 | #N/A | #N/A
Watson Reservoir Hydro Ferc HY 1 HY | PACW | NW_PACW | OR | Hydro | Hydro | 0.68 | 0 |  | 2014-08-26 | 2050-12-31 | 116.3469 | 11.6928 | 9.0207 | 0.14348 | 0.14348 | 510.0088 | 0 | 0 | 0.40577 | 0 | 0.059339 | 0.059339 | 0 | 0 | 0 | 8760 | 0 | 0 | 0 | 0 | 112.3426 | 15.9016 | 9.7504 | -38.8695 | 1921.332 | 97.3241 | 0 | 0 | 0 | 0 | 0 | 0 | 0 | 0 | 0 | 0 | 185.6733 | 157.2389 | 1255.737 | 0.28696 | 5952.7201 | 27.0174 | 18.7409 | 65.6973 | 0.031824 | 65.2925 | 6075.161 | 5714.475 | 82800.6456 | 0.00024697 | 390050.6483 | 0 | 0 | 0 | 0.54398 | #N/A | #N/A
Watts I PV-NT | LDWP | CA_LDWP | CA | Hourly Resource | PV | 1.5 | 0 |  | 2013-08-01 | 2051-12-31 | 60.3444 | 10.8831 | -4.0923 | 1.5 | 1.5 | 4531.095 | 0 | 0 | 0.34483 | 0 | 0.27343 | 0.27343 | 8760 | 0 | 8760 | 0 | 0 | 0 | 0 | 0 | 88.4785 | 6.4879 | -4.7 | -11.3098 | 1961.2866 | 68.2257 | 0 | 0 | 0 | 0 | 0 | 0 | 0 | 0 | 0 | 0 | 0 | 0 | 0 | 0 | 2.7067e-07 | 0.51018 | 0.0002031 | 10.9758 | 5.1679 | 5.9579 | 0 | 0 | 0 | 0 | 1.2272e-05 | 0 | 0 | 0 | 0.27343 | #N/A | #N/A
Watts II PV-NT | LDWP | CA_LDWP | CA | Hourly Resource | PV | 0.5 | 0 |  | 2013-12-01 | 2051-12-31 | 60.3441 | 10.8831 | -4.0923 | 0.5 | 0.5 | 1510.365 | 0 | 0 | 0.34483 | 0 | 0.091142 | 0.091142 | 8760 | 0 | 8760 | 0 | 0 | 0 | 0 | 0 | 88.4785 | 6.4879 | -4.7 | -11.3098 | 1961.2866 | 68.2257 | 0 | 0 | 0 | 0 | 0 | 0 | 0 | 0 | 0 | 0 | 0 | 0 | 0 | 0 | 0 | 0.51018 | 0.0002031 | 10.9758 | 5.1679 | 5.9579 | 0 | 0 | 0 | 0 | 0 | 0 | 0 | 0 | 0.091142 | #N/A | #N/A
Weber 1 HY | PAUT | BS_PACE | UT | Hydro | Hydro | 3.9 | 0 |  | 1949-01-03 | 2050-12-31 | 115.2111 | 33.9776 | 2.8238 | 2.3634 | 2.3634 | 8638.8785 | 0 | 0 | 0.41727 | 0 | 0.9953 | 0.9953 | 0 | 0 | 0 | 8760 | 0 | 0 | 0 | 0 | 116.2205 | 27.0041 | 2.5259 | -25.9911 | 2190.8953 | 147.6789 | 0 | 0 | 0 | 0 | 0 | 0 | 0 | 0 | 0 | 0 | 3216.1475 | 4832.6107 | 9881.9899 | 0 | 1917.8607 | 7.007 | 5.9428 | 85.5427 | 0.031824 | 85.5024 | 32705.8294 | 44749.4373 | 636772.0807 | 0 | 373088.4214 | 0 | 0 | 0 | 2.0826 | #N/A | #N/A
Weeks Falls 1 HY | PSEI | NW_PSEI | WA | Hydro | Hydro | 4.29 | 0 |  | 1990-06-01 | 2050-12-31 | 83.987 | 11.4235 | 6.0553 | 1.8416 | 3.0265 | 13741.1039 | 0 | 0 | 0.31372 | 0 | 1.1541 | 1.1541 | 0 | 0 | 405 | 8355 | 0 | 0 | 0 | 0 | 112.4832 | 17.8925 | 7.9001 | -35.5317 | 1689.637 | 99.8649 | 0 | 0 | 0 | 0 | 0 | 0 | 0 | 0 | 0 | 0 | 1128.1334 | 1788.1654 | 983.8467 | 17.3421 | 3211.3452 | 10.1999 | 8.7761 | 20.3774 | 0.031824 | 42.9118 | 38085.6979 | 28713.3685 | 63896.8257 | 0.011322 | 219763.773 | 0 | 0 | 0 | 1.5045 | #N/A | #N/A
Weiser Distributed BESS BA | IPTV | BS_IPCO | ID | Pumped Storage | Energy Storage | 4 | -4 |  | 2023-06-01 | 2054-12-31 | 117.0349 | 30.5654 | 5.118 | 4 | 4 | 5231.424 | 6098.1457 | 0.46289 | 0.1493 | 0.016994 | 0.40017 | 0.38317 | 8760 | 0 | 8760 | 0 | 0 | -0.0013001 | 0.059237 | 0 | 115.4625 | 23.8916 | 4.8804 | -30.9701 | 1912.8947 | 123.866 | 1.2205 | 0 | 0 | 0 | 0 | 0 | 0 | 0 | 0 | 0 | 14051.7379 | 9986.1286 | 13945.5984 | 2634.3431 | 6984.5253 | 0.015242 | 0.010783 | 14.1881 | 0.031824 | 14.1563 | 110.2119 | 55.6731 | 159940.832 | 4.8597 | 156892.1317 | 0 | 0 | 0 | 0.71717 | #N/A | #N/A
Wells | DOPD | NW_DOPD | WA | Hydro | Hydro | 843.6 | 50 |  | 1967-09-01 | 2050-12-31 | 100.1444 | 14.2849 | 2.787 | 840 | 840 | 4503882.3429 | 0 | 0 | 0.61207 | 0 | 451.0387 | 451.0387 | 0 | 0 | 0 | 8760 | 0 | 0 | 0 | 0 | 108.7021 | 18.133 | 3.8786 | -33.8572 | 1681.8618 | 98.2663 | 0 | 0 | 0 | 0 | 0 | 0 | 0 | 0 | 0 | 0 | 168752.8094 | 542710.9409 | 427926.7928 | 43546.7508 | 1035527.9949 | 178.6976 | 179.9973 | 104.4816 | 0.031824 | 106.3986 | 35604020.6996 | 83721820.8093 | 43078157.0547 | 216.8506 | 108079700.2094 | 0 | 0 | 0 | 721.5227 | #N/A | #N/A
West Antelope Solar 1 PV-NT | CISC | CA_CISO | CA | Hourly Resource | PV-NonTracking | 20 | 0 |  | 2014-11-13 | 2050-12-31 | 39.0609 | -13.5513 | -5.0205 | 20 | 20 | 58412.3601 | 0 | 0 | 0.3334 | 0 | 2.2816 | 2.2816 | 8760 | 0 | 8760 | 0 | 0 | 0 | 0 | 364.7 | 73.2663 | -8.743 | -4.6812 | -25.2123 | 1966.0555 | 71.9898 | 0 | 0 | 0 | 0 | 0 | 0 | 0 | 0 | 0 | 0 | 0 | 0 | 0 | 0 | 4.6915e-06 | 0.15866 | 0.00010078 | 4.7626 | 4.7626 | 4.7626 | 0 | 0 | 0 | 0 | -6.1801e-06 | 0 | 0 | 0 | 2.2816 | #N/A | #N/A
West Camp Wind 1 WT | AZPS | SW_AZPS | AZ | Hourly Resource | WT-Onshore | 500 | 0 |  | 2026-06-01 | 2051-12-31 | 39.1403 | -30.8375 | -7.0049 | 500 | 500 | 993361.2473 | 0 | 0 | 0.22679 | 0 | 38.8804 | 38.8804 | 8760 | 0 | 8760 | 0 | 0 | 0 | 0 | 5859.7498 | 47.3572 | -31.7968 | -7.5365 | -26.5226 | 1910.6117 | 67.7433 | 0 | 0 | 0 | 0 | 0 | 0 | 0 | 0 | 0 | 0 | 0 | 37.7761 | 0 | 0 | 79.6489 | 0.94841 | 0.0016464 | 11.9962 | 5.1679 | 6.8283 | 0 | 0.051526 | 0 | 0 | 446.8917 | 0 | 0 | 0 | 38.8809 | #N/A | #N/A
West Gates Solar Station 1 PV-NT | CIPV | CA_CISO | CA | Hourly Resource | PV-NonTracking | 10 | 0 |  | 2013-06-24 | 2050-12-31 | 36.3246 | -16.4411 | -3.3257 | 10 | 10 | 21398.98 | 0 | 0 | 0.24428 | 0 | 0.77731 | 0.77731 | 8760 | 0 | 8760 | 0 | 0 | 0 | 0 | 1040.59 | 84.8944 | -0.60397 | -1.1922 | -35.3414 | 2061.7559 | 82.5458 | 0 | 0 | 0 | 0 | 0 | 0 | 0 | 0 | 0 | 0 | 0 | 0 | 0 | 0 | -8.7311e-07 | 0.15866 | 0.00010078 | 4.7626 | 4.7626 | 4.7626 | 0 | 0 | 0 | 0 | -5.5203e-06 | 0 | 0 | 0 | 0.77731 | #N/A | #N/A
West Hines PV PV-NT | BPAT | NW_BPAT | OR | Hourly Resource | PV-NonTracking | 10 | 0 |  | 2020-06-01 | 2050-12-31 | 90.9605 | 27.7925 | 6.0146 | 10 | 10 | 26345.9 | 0 | 0 | 0.30075 | 0 | 2.3964 | 2.3964 | 8760 | 0 | 8760 | 0 | 0 | 0 | 0 | 110.59 | 114.0128 | 18.3096 | 9.0127 | -35.7862 | 1972.6672 | 104.6347 | 0 | 0 | 0 | 0 | 0 | 0 | 0 | 0 | 0 | 0 | 0 | 8.99 | 0 | 0 | 0.59 | 0.13517 | 0.13517 | 0.67195 | 0.031824 | 0.68397 | 0 | 0.0094791 | 0 | 0 | 22.5878 | 0 | 0 | 0 | 2.3965 | #N/A | #N/A
West Line Solar PV | SRP | SW_SRP | AZ | Hourly Resource | PV | 100 | 0 |  | 2022-12-31 | 2047-12-30 | 13.2341 | -31.7447 | -7.9164 | 100 | 100 | 276545.3274 | 0 | 0 | 0.31569 | 0 | 3.6598 | 3.6598 | 8760 | 0 | 8760 | 0 | 0 | 0 | 0 | 3749.8725 | 42.9934 | -33.2956 | -10.4015 | -25.2419 | 1888.8279 | 65.3428 | 0 | 0 | 0 | 0 | 0 | 0 | 0 | 0 | 0 | 0 | 0 | 3791.4036 | 0 | 0 | 89.3726 | 1.0352 | 0.11547 | 12.6186 | 5.1679 | 7.4506 | 0 | 22008.2717 | 0 | 0 | 2054.5203 | 0 | 0 | 0 | 3.6839 | #N/A | #N/A
West Point Hydro Plant 1 HY | CIPV | CA_CISO | CA | Hydro | HydroRPS | 14 | 0 |  | 1948-01-01 | 2050-12-31 | 109.87 | 4.0556 | 7.3384 | 12.9344 | 13.0809 | 67385.3201 | 0 | 0 | 0.53494 | 0 | 7.4036 | 7.4036 | 0 | 0 | 630 | 8130 | 0 | 0 | 0 | 1945.1917 | 98.3862 | 5.1917 | 6.504 | -26.962 | 1914.312 | 67.9417 | 0 | 0 | 0 | 0 | 0 | 0 | 0 | 0 | 0 | 0 | 183.6928 | 846.7599 | 28.4806 | 677.2051 | 7968.8024 | 0.15866 | 0.00010078 | 4.7626 | 4.7626 | 4.7626 | 1606.8765 | 0.28315 | 340.4062 | 8552.0666 | 77644.8186 | 0 | 0 | 0 | 7.4918 | #N/A | #N/A
Western Antelope Blue Sky Ranch A 1 PV-NT | CISC | CA_CISO | CA | Hourly Resource | PV-NonTracking | 20 | 0 |  | 2014-11-07 | 2050-12-31 | 35.3521 | -13.7057 | -5.6667 | 20 | 20 | 48684.5 | 0 | 0 | 0.27788 | 0 | 1.7211 | 1.7211 | 8760 | 0 | 8760 | 0 | 0 | 0 | 0 | 84.52 | 72.6341 | -8.743 | -5.3134 | -25.1432 | 1962.6333 | 71.9319 | 0 | 0 | 0 | 0 | 0 | 0 | 0 | 0 | 0 | 0 | 0 | 0 | 0 | 0 | -3.4925e-08 | 0.15866 | 0.00010078 | 4.7626 | 4.7626 | 4.7626 | 0 | 0 | 0 | 0 | -7.5263e-06 | 0 | 0 | 0 | 1.7211 | #N/A | #N/A
Western Antelope Blue Sky Ranch B PV-NT | CISC | CA_CISO | CA | Hourly Resource | PV-Tracking | 20 | 0 |  | 2016-12-03 | 2050-12-31 | 31.6626 | -15.9681 | -6.7541 | 20 | 20 | 58712.2601 | 0 | 0 | 0.33512 | 0 | 1.859 | 1.859 | 8760 | 0 | 8760 | 0 | 0 | 0 | 0 | 37.88 | 71.5021 | -8.8657 | -6.3227 | -25.0859 | 1955.7181 | 71.8636 | 0 | 0 | 0 | 0 | 0 | 0 | 0 | 0 | 0 | 0 | 0 | 0 | 0 | 0 | 1.1642e-06 | 0.15866 | 0.00010078 | 4.7626 | 4.7626 | 4.7626 | 0 | 0 | 0 | 0 | 2.5361e-05 | 0 | 0 | 0 | 1.859 | #N/A | #N/A
Western Antelope Dry Ranch 1 PV-NT | CISC | CA_CISO | CA | Hourly Resource | PV-NonTracking | 10 | 0 |  | 2016-12-01 | 2050-12-31 | 35.5611 | -13.7164 | -5.5701 | 10 | 10 | 25892.4 | 0 | 0 | 0.29558 | 0 | 0.92076 | 0.92076 | 8760 | 0 | 8760 | 0 | 0 | 0 | 0 | 40.45 | 72.7121 | -8.743 | -5.2355 | -25.152 | 1963.032 | 71.9379 | 0 | 0 | 0 | 0 | 0 | 0 | 0 | 0 | 0 | 0 | 0 | 0 | 0 | 0 | 2.3458e-06 | 0.15866 | 0.00010078 | 4.7626 | 4.7626 | 4.7626 | 0 | 0 | 0 | 0 | 1.7198e-06 | 0 | 0 | 0 | 0.92076 | #N/A | #N/A
Westfield Yellow Lake Wef1 1 PV-NT | AESO | AB_AESO | AB | Hourly Resource | PV-Tracking | 19 | 0 |  | 2021-03-02 | 2050-12-31 | 67.9205 | 14.4319 | -0.45063 | 19 | 19 | 33916.881 | 0 | 0 | 0.20378 | 0 | 2.3037 | 2.3037 | 8760 | 0 | 8760 | 0 | 0 | 0 | 0 | 118.313 | 91.241 | 9.0175 | -4.467 | -24.659 | 783.0912 | 72.6603 | 0 | 0 | 0 | 0 | 0 | 0 | 0 | 0 | 0 | 0 | 0 | 18464.6151 | 0 | 0 | 118.313 | 1.8659 | 0.0078726 | 35.0857 | 35.06 | 35.06 | 0 | 16.3164 | 0 | 0 | 6029.9969 | 0 | 0 | 0 | 2.3097 | #N/A | #N/A
Westlands Almond PV-NT | CIPV | CA_CISO | CA | Hourly Resource | PV-NonTracking | 19.88 | 0 |  | 2023-02-15 | 2050-12-31 | 36.1739 | -14.1562 | -4.0554 | 19.88 | 19.88 | 51249.488 | 0 | 0 | 0.29429 | 0 | 1.8539 | 1.8539 | 8760 | 0 | 8760 | 0 | 0 | 0 | 0 | 458.3898 | 89.1696 | 2.8864 | -0.40733 | -26.2953 | 2157.741 | 87.2533 | 0 | 0 | 0 | 0 | 0 | 0 | 0 | 0 | 0 | 0 | 0 | 0 | 0 | 0 | -2.4913e-06 | 0.15866 | 0.00010078 | 4.7626 | 4.7626 | 4.7626 | 0 | 0 | 0 | 0 | -2.0919e-05 | 0 | 0 | 0 | 1.8539 | #N/A | #N/A
WESTLANDS SOLAR BLUE BESS BA | CIPV | CA_CISO | CA | Pumped Storage | Energy Storage | 225 | -225 |  | 2023-08-31 | 2054-12-31 | 65.8095 | -7.6979 | -2.595 | 225 | 225 | 321010.5469 | 374482.986 | 14.401 | 0.16287 | 1.0432 | 16.968 | 15.9248 | 8760 | 0 | 8760 | 0 | 0 | -0.080209 | 2.7547 | 0 | 87.194 | 0.67387 | -0.17044 | -32.9972 | 2142.0891 | 86.5523 | 1.2281 | 0 | 0 | 0 | 0 | 0 | 0 | 0 | 0 | 0 | 17972.6256 | 33975.9399 | 32615.19 | 0 | 170768.8453 | 0.15866 | 0.00010078 | 4.7626 | 4.7626 | 4.7626 | 3.0997 | 5.9898 | 10857.8602 | 0 | 82800.4924 | 0 | 0 | 0 | 17.0617 | #N/A | #N/A
Westlands Solar Blue PV-NT | CIPV | CA_CISO | CA | Hourly Resource | PV-NonTracking | 250 | 0 |  | 2023-03-30 | 2050-12-31 | 32.6444 | -17.0825 | -6.4327 | 250 | 250 | 638843.6606 | 0 | 0 | 0.29171 | 0 | 20.8547 | 20.8547 | 8760 | 0 | 8760 | 0 | 0 | 0 | 0 | 31276.3395 | 82.6202 | -0.60397 | -3.4664 | -35.6115 | 2045.5757 | 82.2614 | 0 | 0 | 0 | 0 | 0 | 0 | 0 | 0 | 0 | 0 | 0 | 0 | 0 | 0 | 1071.3277 | 0.15866 | 0.00010078 | 4.7626 | 4.7626 | 4.7626 | 0 | 0 | 0 | 0 | 1.1224 | 0 | 0 | 0 | 20.8547 | #N/A | #N/A
Westlands Solar Farm PV 1 PV-NT | CIPV | CA_CISO | CA | Hourly Resource | PV-NonTracking | 18 | 0 |  | 2014-02-14 | 2050-12-31 | 44.6202 | -15.8087 | -5.5521 | 18 | 18 | 36784.1087 | 0 | 0 | 0.23328 | 0 | 1.6413 | 1.6413 | 8760 | 0 | 8760 | 0 | 0 | 0 | 0 | 10655.7373 | 81.7278 | -2.9388 | -2.024 | -70.6395 | 2043.0275 | 82.9255 | 0 | 0 | 0 | 0 | 0 | 0 | 0 | 0 | 0 | 0 | 0 | 0 | 0 | 0 | 158.166 | 0.15866 | 0.00010078 | 4.7626 | 4.7626 | 4.7626 | 0 | 0 | 0 | 0 | 11.3772 | 0 | 0 | 0 | 1.6413 | #N/A | #N/A
Westside Solar Station 1 PV-NT | CIPV | CA_CISO | CA | Hourly Resource | PV-NonTracking | 15 | 0 |  | 2011-09-13 | 2051-12-31 | 54.4309 | -5.7613 | -4.3193 | 15 | 15 | 28362.5834 | 0 | 0 | 0.21585 | 0 | 1.5438 | 1.5438 | 8760 | 0 | 8760 | 0 | 0 | 0 | 0 | 7142.7769 | 87.6649 | 1.3394 | -0.36507 | -40.6816 | 2086.1533 | 83.5906 | 0 | 0 | 0 | 0 | 0 | 0 | 0 | 0 | 0 | 0 | 0 | 0 | 0 | 0 | 7.92 | 0.15866 | 0.00010078 | 4.7626 | 4.7626 | 4.7626 | 0 | 0 | 0 | 0 | 0.010952 | 0 | 0 | 0 | 1.5438 | #N/A | #N/A
Westwing I BESS 1 BA | AZPS | SW_AZPS | AZ | Pumped Storage | Energy Storage | 200 | -200 |  | 2022-12-31 | 2050-12-31 | 34.6804 | -38.1988 | -9.7961 | 200 | 200 | 295380.1846 | 344682.5585 | 4.6388 | 0.1686 | 0.96009 | 12.92 | 11.9599 | 8760 | 0 | 8760 | 0 | 0 | -0.073954 | 2.4584 | 0 | 44.9835 | -32.5576 | -9.1495 | -25.1916 | 1902.4995 | 65.9225 | 0.79746 | 0 | 0 | 0 | 0 | 0 | 0 | 0 | 0 | 0 | 103607.2901 | 1079962.1794 | 95001.4156 | 93001.4326 | 555509.461 | 0.94841 | 0.0016464 | 11.9962 | 5.1679 | 6.8283 | 110370.1974 | 2370.9163 | 28682.7374 | 21919.2916 | 122166.7047 | 0 | 0 | 0 | 13.2055 | #N/A | #N/A
Wheat Field 46 WT | BPAT | NW_BPAT | OR | Hourly Resource | WT-Onshore | 102.9 | 0 |  | 2009-04-01 | 2050-12-31 | 65.57 | -3.4761 | -2.4562 | 102.9 | 102.9 | 223734.0937 | 0 | 0 | 0.24821 | 0 | 14.6703 | 14.6703 | 8760 | 0 | 8760 | 0 | 0 | 0 | 0 | 685.6654 | 106.415 | 16.0652 | 3.6592 | -36.0294 | 1774.7372 | 99.1486 | 0 | 0 | 0 | 0 | 0 | 0 | 0 | 0 | 0 | 0 | 0 | 223734.0937 | 0 | 0 | 685.6657 | 0.13517 | 0.13517 | 0.67195 | 0.031824 | 0.68397 | 0 | 155.482 | 0 | 0 | 26798.3712 | 0 | 0 | 0 | 14.6972 | #N/A | #N/A
Wheatcrest MPC Solar 1 PV-NT | AESO | AB_AESO | AB | Hourly Resource | PV-NonTracking | 50 | 0 |  | 2023-09-01 | 2054-12-31 | 72.1498 | 14.2972 | 2.6563 | 50 | 50 | 111760.95 | 0 | 0 | 0.25516 | 0 | 8.0635 | 8.0635 | 8760 | 0 | 8760 | 0 | 0 | 0 | 0 | 0 | 96.8676 | 11.0649 | -0.8878 | -24.959 | 772.3275 | 69.0194 | 0 | 0 | 0 | 0 | 0 | 0 | 0 | 0 | 0 | 0 | 0 | 993.6741 | 0 | 0 | 3.7951e-06 | 1.8659 | 0.0078726 | 35.0857 | 35.06 | 35.06 | 0 | 1.0999 | 0 | 0 | 0.0014396 | 0 | 0 | 0 | 8.0635 | #N/A | #N/A
Wheatland Wind Whe1 1 WT | AESO | AB_AESO | AB | Hourly Resource | WT-Onshore | 120 | 0 |  | 2022-06-30 | 2050-12-31 | 68.7169 | -0.77695 | -14.8836 | 120 | 120 | 445475.804 | 0 | 0 | 0.42378 | 0 | 30.6117 | 30.6117 | 8760 | 0 | 8760 | 0 | 0 | 0 | 0 | 1491.1959 | 86.339 | 10.0291 | -10.3806 | -33.2268 | 734.7478 | 69.374 | 0 | 0 | 0 | 0 | 0 | 0 | 0 | 0 | 0 | 0 | 0 | 71684.5309 | 0 | 0 | 1491.1958 | 1.8659 | 0.0078726 | 35.0857 | 35.06 | 35.06 | 0 | 64.0578 | 0 | 0 | 75192.627 | 0 | 0 | 0 | 30.687 | #N/A | #N/A
Wheatridge Hybrid BA | BPAT | NW_BPAT | OR | Pumped Storage | Energy Storage | 1.95 | -30 |  | 2021-03-31 | 2050-12-31 | 111.9433 | 19.7959 | 4.3049 | 1.95 | 1.95 | 2797.0218 | 3263.0843 | 0.26186 | 0.16374 | 0 | 0.15467 | 0.15467 | 8760 | 0 | 8760 | 0 | 0 | 0 | 0.029399 | 0 | 108.0888 | 17.7896 | 3.6087 | -35.7288 | 1773.7618 | 97.8288 | 1.2051 | 0 | 0 | 0 | 0 | 0 | 0 | 0 | 0 | 0 | 56.1952 | 14.1318 | 188.76 | 12.285 | 89.2038 | 0.13517 | 0.13517 | 0.67195 | 0.031824 | 0.68397 | 1017.0997 | 487.508 | 6750.8119 | 0.0070825 | 2533.2455 | 0 | 0 | 0 | 0.16546 | #N/A | #N/A
Wheatridge IIWT200 | BPAT | NW_BPAT | OR | Hourly Resource | WT-Onshore | 100 | 0 |  | 2020-10-08 | 2050-12-31 | 74.236 | 3.3691 | -2.613 | 100 | 100 | 293223.138 | 0 | 0 | 0.33473 | 0 | 21.7677 | 21.7677 | 8760 | 0 | 8760 | 0 | 0 | 0 | 0 | 319.6616 | 106.9378 | 17.7898 | 2.4574 | -35.7336 | 1764.6401 | 97.8965 | 0 | 0 | 0 | 0 | 0 | 0 | 0 | 0 | 0 | 0 | 0 | 57.2 | 0 | 0 | 297.5617 | 0.13517 | 0.13517 | 0.67195 | 0.031824 | 0.68397 | 0 | 2071.777 | 0 | 0 | 23782.0502 | 0 | 0 | 0 | 21.7936 | #N/A | #N/A
Wheatridge Solar PV-NT | BPAT | NW_BPAT | OR | Hourly Resource | PV-NonTracking | 50 | 0 |  | 2022-06-01 | 2054-12-31 | 92.4393 | 31.8306 | 4.833 | 50 | 50 | 109359.8169 | 0 | 0 | 0.24968 | 0 | 10.1091 | 10.1091 | 8760 | 0 | 8760 | 0 | 0 | 0 | 0 | 524.433 | 108.0888 | 17.7896 | 3.6087 | -35.7288 | 1773.7618 | 97.8288 | 0 | 0 | 0 | 0 | 0 | 0 | 0 | 0 | 0 | 0 | 0 | 0 | 0 | 0 | 1.9 | 0.13517 | 0.13517 | 0.67195 | 0.031824 | 0.68397 | 0 | 0 | 0 | 0 | 124.7929 | 0 | 0 | 0 | 10.1093 | #N/A | #N/A
WheelerRidgePump-Total | CIPV | CA_CISO | CA | Hourly Resource | MotorLoad | 115.5 | -7.69 |  | 1980-01-01 | 2050-01-01 | 82.0492 | 0.37972 | -2.7431 | 115.5 | 115.5 | 0 | 320157.709 | 26.2687 | 0 | 0 | -26.2687 | -26.2687 | 8760 | 0 | 8760 | 0 | 0 | 0 | 0 | 0 | 79.5814 | -3.3236 | -3.7855 | -25.0723 | 2001.1296 | 76.1027 | 0 | 0 | 0 | 0 | 0 | 0 | 0 | 0 | 0 | 0 | 0 | 0 | 0 | 0 | 0 | 0.15866 | 0.00010078 | 4.7626 | 4.7626 | 4.7626 | 0 | 0 | 0 | 0 | 0 | 0 | 0 | 0 | -26.2687 | #N/A | #N/A
Whiskeytown 9 HY | BANC | CA_BANC | CA | Hydro | Hydro | 3.92 | 0 |  | 1986-09-01 | 2051-12-31 | 100.1897 | 14.8546 | 1.3261 | 0.90552 | 0.90552 | 2430.843 | 0 | 0 | 0.30645 | 0 | 0.24355 | 0.24355 | 0 | 0 | 0 | 8760 | 0 | 0 | 0 | 0 | 107.2931 | 18.362 | 2.2405 | -11.3431 | 1790.3163 | 67.0989 | 0 | 0 | 0 | 0 | 0 | 0 | 0 | 0 | 0 | 0 | 170.4813 | 434.8027 | 297.2472 | 1833.5275 | 3366.34 | 0.3521 | 0.050745 | 0.86998 | 0.031824 | 0.83815 | 419.05 | 83.393 | 882.327 | 73.7802 | 7211.1478 | 0 | 0 | 0 | 0.25222 | #N/A | #N/A
White Hills A1WT50 | WALC | SW_WALC | AZ | Hourly Resource | WT-Onshore | 50 | 0 |  | 2020-12-15 | 2050-12-31 | 45.9297 | -34.6358 | -10.2241 | 50 | 50 | 135778.6333 | 0 | 0 | 0.31 | 0 | 6.2363 | 6.2363 | 8760 | 0 | 8760 | 0 | 0 | 0 | 0 | 25081.3662 | 40.3278 | -36.8365 | -9.5262 | -28.0228 | 1870.5842 | 64.9019 | 0 | 0 | 0 | 0 | 0 | 0 | 0 | 0 | 0 | 0 | 0 | 0 | 0 | 0 | 1037.9498 | 5.7983 | 0.0036528 | 11.544 | 5.1679 | 6.7594 | 0 | 0 | 0 | 0 | 1088.6812 | 0 | 0 | 0 | 6.2374 | #N/A | #N/A
White Hills B1WT300 | WALC | SW_WALC | AZ | Hourly Resource | WT-Onshore | 300 | 0 |  | 2020-12-15 | 2050-12-31 | 43.9043 | -35.1058 | -10.0876 | 300 | 300 | 843331.2714 | 0 | 0 | 0.3209 | 0 | 37.0259 | 37.0259 | 8760 | 0 | 8760 | 0 | 0 | 0 | 0 | 121830.8289 | 40.3278 | -36.8365 | -9.5262 | -28.0228 | 1870.5842 | 64.9019 | 0 | 0 | 0 | 0 | 0 | 0 | 0 | 0 | 0 | 0 | 0 | 0 | 0 | 0 | 5428.0003 | 5.7983 | 0.0036528 | 11.544 | 5.1679 | 6.7594 | 0 | 0 | 0 | 0 | 1164.4172 | 0 | 0 | 0 | 37.0271 | #N/A | #N/A
White River Solar 1 PV-NT | CIPV | CA_CISO | CA | Hourly Resource | PV-NonTracking | 20 | 0 |  | 2013-06-22 | 2050-12-31 | 30.6471 | -17.458 | -5.546 | 20 | 20 | 52746.1601 | 0 | 0 | 0.30106 | 0 | 1.6165 | 1.6165 | 8760 | 0 | 8760 | 0 | 0 | 0 | 0 | 54.76 | 79.5874 | -3.3659 | -3.7372 | -25.336 | 2012.2213 | 76.6911 | 0 | 0 | 0 | 0 | 0 | 0 | 0 | 0 | 0 | 0 | 0 | 17715.1517 | 0 | 0 | 2.95e-05 | 0.15866 | 0.00010078 | 4.7626 | 4.7626 | 4.7626 | 0 | 4.5024 | 0 | 0 | 2.9769e-05 | 0 | 0 | 0 | 1.6165 | #N/A | #N/A
White River West 1 PV-NT | CIPV | CA_CISO | CA | Hourly Resource | PV-NonTracking | 19.75 | 0 |  | 2014-10-01 | 2050-12-31 | 30.351 | -17.2143 | -6.1417 | 19.75 | 19.75 | 52258.4211 | 0 | 0 | 0.30205 | 0 | 1.5861 | 1.5861 | 8760 | 0 | 8760 | 0 | 0 | 0 | 0 | 135.7615 | 79.1087 | -3.3659 | -4.216 | -25.4374 | 2008.6785 | 76.6454 | 0 | 0 | 0 | 0 | 0 | 0 | 0 | 0 | 0 | 0 | 0 | 11183.9152 | 0 | 0 | 3.9395e-05 | 0.15866 | 0.00010078 | 4.7626 | 4.7626 | 4.7626 | 0 | 3.3194 | 0 | 0 | 3.2596e-05 | 0 | 0 | 0 | 1.5861 | #N/A | #N/A
White Rock 1 HY | BANC | CA_BANC | CA | Hydro | Hydro | 250.3 | 0 |  | 1968-06-01 | 2051-12-31 | 98.6902 | 12.2892 | 3.3926 | 192.2243 | 136.3776 | 389425.0163 | 0 | 0 | 0.19245 | 0 | 38.4324 | 38.4324 | 0 | 0 | 99 | 8661 | 0 | 0 | 0 | 0 | 107.1976 | 15.8233 | 4.6838 | -11.9072 | 1879.5781 | 66.358 | 0 | 0 | 0 | 0 | 0 | 0 | 0 | 0 | 0 | 0 | 11469.4656 | 180346.7328 | 21854.0317 | 64193.8894 | 365560.9614 | 0.3521 | 0.050745 | 0.86998 | 0.031824 | 0.83815 | 21431.7796 | 20372.5892 | 1946.7265 | 3864.5048 | 332134.2495 | 0 | 0 | 0 | 38.8122 | #N/A | #N/A
White Wing Ranch Solar PV-NT | CISD | CA_CISO | AZ | Hourly Resource | PV-NonTracking | 175 | 0 |  | 2024-09-23 | 2054-12-31 | 22.9853 | -22.0586 | -7.6168 | 175 | 175 | 328289.6748 | 0 | 0 | 0.21415 | 0 | 7.5459 | 7.5459 | 8760 | 0 | 8760 | 0 | 0 | 0 | 0 | 0 | 60.5765 | -16.0706 | -10.0435 | -25.2555 | 1886.4489 | 66.2102 | 0 | 0 | 0 | 0 | 0 | 0 | 0 | 0 | 0 | 0 | 0 | 0 | 0 | 0 | 1.9802e-05 | 0.15866 | 0.00010078 | 4.7626 | 4.7626 | 4.7626 | 0 | 0 | 0 | 0 | 0.00012315 | 0 | 0 | 0 | 7.5459 | #N/A | #N/A
White_Creek1 | BPAT | NW_BPAT | WA | Hourly Resource | WT-Onshore | 204.69 | 0 |  | 2007-12-01 | 2050-12-31 | 95.7165 | 21.3377 | -1.2024 | 204.69 | 204.69 | 640911.7314 | 0 | 0 | 0.35744 | 0 | 61.3458 | 61.3458 | 8760 | 0 | 8760 | 0 | 0 | 0 | 0 | 285.639 | 125.3032 | 35.443 | 3.1696 | -14.75 | 1808.1565 | 96.9333 | 0 | 0 | 0 | 0 | 0 | 0 | 0 | 0 | 0 | 0 | 0 | 640911.7314 | 0 | 0 | 285.6392 | 0.13517 | 0.13517 | 0.67195 | 0.031824 | 0.68397 | 0 | 10388.9448 | 0 | 0 | 26202.6714 | 0 | 0 | 0 | 61.3824 | #N/A | #N/A
Whitewater Hill Wind Project WT | CISC | CA_CISO | CA | Hourly Resource | WT-Onshore | 61.5 | 0 |  | 2002-08-31 | 2050-12-31 | 65.5775 | -11.001 | -7.1331 | 61.5 | 61.5 | 163138.3441 | 0 | 0 | 0.30281 | 0 | 10.6982 | 10.6982 | 8760 | 0 | 8760 | 0 | 0 | 0 | 0 | 4694.172 | 67.1382 | -13.1776 | -6.3747 | -26.2611 | 1958.8634 | 70.6064 | 0 | 0 | 0 | 0 | 0 | 0 | 0 | 0 | 0 | 0 | 0 | 163138.3441 | 0 | 0 | 4694.3566 | 0.15866 | 0.00010078 | 4.7626 | 4.7626 | 4.7626 | 0 | 13.6994 | 0 | 0 | 0.55192 | 0 | 0 | 0 | 10.6982 | #N/A | #N/A
Whitewater Hydro 1 HY | CISC | CA_CISO | CA | Hydro | Hydro | 1 | 0 |  | 2016-07-08 | 2050-12-31 | 86.2768 | -9.4556 | -5.6247 | 0.71893 | 0.23256 | 2673.3049 | 0 | 0 | 0.30517 | 0 | 0.23064 | 0.23064 | 0 | 0 | 1253 | 7507 | 0 | 0 | 0 | 206.8422 | 67.2488 | -13.1776 | -6.2641 | -26.2504 | 1958.4138 | 70.6306 | 0 | 0 | 0 | 0 | 0 | 0 | 0 | 0 | 0 | 0 | 2.0592 | 0.3 | 2.6005 | 79.2494 | 91.4152 | 0.15866 | 0.00010078 | 4.7626 | 4.7626 | 4.7626 | 21.957 | 0.00014791 | 96.3503 | 1768.5812 | 1966.0834 | 0 | 0 | 0 | 0.2345 | #N/A | #N/A
Whitla Wht1 1 WT | AESO | AB_AESO | AB | Hourly Resource | WT-Onshore | 202 | 0 |  | 2019-09-01 | 2050-12-31 | 63.0414 | -5.8356 | -10.212 | 202 | 202 | 692165.9247 | 0 | 0 | 0.39116 | 0 | 43.6351 | 43.6351 | 8760 | 0 | 8760 | 0 | 0 | 0 | 0 | 983.1339 | 89.792 | 9.6531 | -6.5517 | -35.487 | 759.4328 | 71.2684 | 0 | 0 | 0 | 0 | 0 | 0 | 0 | 0 | 0 | 0 | 0 | 527791.9616 | 0 | 0 | 983.1332 | 1.8659 | 0.0078726 | 35.0857 | 35.06 | 35.06 | 0 | 329.3066 | 0 | 0 | 37074.7126 | 0 | 0 | 0 | 43.6725 | #N/A | #N/A
Whitla Wht2 1 WT | AESO | AB_AESO | AB | Hourly Resource | WT-Onshore | 151 | 0 |  | 2021-09-15 | 2050-12-31 | 70.5741 | -2.7325 | -10.2626 | 151 | 151 | 414555.9965 | 0 | 0 | 0.3134 | 0 | 29.2569 | 29.2569 | 8760 | 0 | 8760 | 0 | 0 | 0 | 0 | 713.9349 | 89.9163 | 9.6531 | -6.4273 | -24.7735 | 758.0833 | 71.0001 | 0 | 0 | 0 | 0 | 0 | 0 | 0 | 0 | 0 | 0 | 0 | 110372.645 | 0 | 0 | 713.9323 | 1.8659 | 0.0078726 | 35.0857 | 35.06 | 35.06 | 0 | 94.9661 | 0 | 0 | 30010.9039 | 0 | 0 | 0 | 29.287 | #N/A | #N/A
Whitney Point Solar 1 PV-NT | CIPV | CA_CISO | CA | Hourly Resource | PV-NonTracking | 20 | 0 |  | 2017-04-15 | 2050-12-31 | 31.9553 | -18.6399 | -3.7542 | 20 | 20 | 55788.4022 | 0 | 0 | 0.31843 | 0 | 1.7827 | 1.7827 | 8760 | 0 | 8760 | 0 | 0 | 0 | 0 | 354.0778 | 85.8965 | -0.49129 | -0.30278 | -40.5119 | 2075.448 | 83.2747 | 0 | 0 | 0 | 0 | 0 | 0 | 0 | 0 | 0 | 0 | 0 | 20502.0264 | 0 | 0 | 18.38 | 0.15866 | 0.00010078 | 4.7626 | 4.7626 | 4.7626 | 0 | 3.3843 | 0 | 0 | 0.005713 | 0 | 0 | 0 | 1.7827 | #N/A | #N/A
Wi Eco 1 WT | WACM | RM_WACM | CO | Hourly Resource | WT-Onshore | 100 | 0 |  | 1905-07-19 | 2054-12-31 | 101.2144 | 27.4118 | 1.0252 | 100 | 100 | 138776.8999 | 0 | 0 | 0.15842 | 0 | 14.0462 | 14.0462 | 8760 | 0 | 8760 | 0 | 0 | 0 | 0 | 0 | 136.8833 | 47.7399 | 2.4528 | -24.4003 | 2499.6365 | 213.383 | 0 | 0 | 0 | 0 | 0 | 0 | 0 | 0 | 0 | 0 | 0 | 0 | 0 | 0 | -8.624e-05 | 0.075305 | 0.00032051 | 86.4793 | 43.2396 | 43.2397 | 0 | 0 | 0 | 0 | -0.0021859 | 0 | 0 | 0 | 14.0462 | #N/A | #N/A
Wi Eco 2 WT | WACM | RM_WACM | CO | Hourly Resource | WT-Onshore | 100 | 0 |  | 1905-07-25 | 2054-12-31 | 102.1088 | 27.6728 | 1.6586 | 100 | 100 | 138776.8999 | 0 | 0 | 0.15842 | 0 | 14.1703 | 14.1703 | 8760 | 0 | 8760 | 0 | 0 | 0 | 0 | 0 | 137.6394 | 48.1548 | 2.794 | -24.3436 | 2487.2019 | 213.297 | 0 | 0 | 0 | 0 | 0 | 0 | 0 | 0 | 0 | 0 | 0 | 0 | 0 | 0 | -8.624e-05 | 0.075305 | 0.00032051 | 86.4793 | 43.2396 | 43.2397 | 0 | 0 | 0 | 0 | -0.0021859 | 0 | 0 | 0 | 14.1703 | #N/A | #N/A
Wi Wyo Wne WT | WACM | RM_WACM | NM | Hourly Resource | WT-Onshore | 200 | 0 |  | 1905-07-20 | 2054-12-31 | 100.7653 | 22.0295 | -2.0605 | 200 | 200 | 898224.7567 | 0 | 0 | 0.51269 | 0 | 90.5099 | 90.5099 | 8760 | 0 | 8760 | 0 | 0 | 0 | 0 | 973.6409 | 118.4485 | 32.7676 | -1.0097 | -25.9415 | 2365.1572 | 161.6626 | 0 | 0 | 0 | 0 | 0 | 0 | 0 | 0 | 0 | 0 | 0 | 0 | 0 | 0 | 167.0409 | 0.075305 | 0.00032051 | 86.4793 | 43.2396 | 43.2397 | 0 | 0 | 0 | 0 | 28208.6084 | 0 | 0 | 0 | 90.5381 | #N/A | #N/A
Wild Horse Expansion 1 WT | PSEI | NW_PSEI | WA | Hourly Resource | WT-Onshore | 44 | 0 |  | 2009-11-01 | 2050-12-31 | 75.5645 | 2.202 | -1.1738 | 44 | 44 | 125227.4989 | 0 | 0 | 0.32489 | 0 | 9.4628 | 9.4628 | 8760 | 0 | 8760 | 0 | 0 | 0 | 0 | 904.6555 | 108.6395 | 18.074 | 3.875 | -34.8665 | 1740.8666 | 98.8997 | 0 | 0 | 0 | 0 | 0 | 0 | 0 | 0 | 0 | 0 | 0 | 125227.4989 | 0 | 0 | 904.7482 | 10.1999 | 8.7761 | 20.3774 | 0.031824 | 42.9118 | 0 | 461615.1168 | 0 | 0 | 79926.4726 | 0 | 0 | 0 | 10.0043 | #N/A | #N/A
Wild Horse Wind 1 | PSEI | NW_PSEI | WA | Hourly Resource | WT-Onshore | 228 | 0 |  | 2006-09-01 | 2050-12-31 | 75.7171 | 2.3723 | -1.3518 | 228 | 228 | 643076.5625 | 0 | 0 | 0.32198 | 0 | 48.6919 | 48.6919 | 8760 | 0 | 8760 | 0 | 0 | 0 | 0 | 10517.8144 | 108.5246 | 18.0742 | 3.7598 | -34.8486 | 1740.4198 | 98.8972 | 0 | 0 | 0 | 0 | 0 | 0 | 0 | 0 | 0 | 0 | 0 | 441693.3878 | 0 | 0 | 10517.814 | 10.1999 | 8.7761 | 20.3774 | 0.031824 | 42.9118 | 0 | 2165199.5346 | 0 | 0 | 981678.4303 | 0 | 0 | 0 | 51.8388 | #N/A | #N/A
Wild Rose 2 Wind Farm 1 WT | AESO | AB_AESO | AB | Hourly Resource | WT-Onshore | 192 | 0 |  | 2023-06-30 | 2054-12-31 | 25.2989 | -43.5927 | -8.5093 | 192 | 192 | 380072.5643 | 0 | 0 | 0.22598 | 0 | 9.6154 | 9.6154 | 8760 | 0 | 8760 | 0 | 0 | 0 | 0 | 68833.579 | 79.7567 | -1.5252 | -5.4086 | -25 | 761.7542 | 80.8672 | 0 | 0 | 0 | 0 | 0 | 0 | 0 | 0 | 0 | 0 | 0 | 55.104 | 0 | 0 | 39718.021 | 1.8659 | 0.0078726 | 35.0857 | 35.06 | 35.06 | 0 | 0.06524 | 0 | 0 | 986474.2012 | 0 | 0 | 0 | 10.6019 | #N/A | #N/A
Wildcat I BESS 1 BA | CISC | CA_CISO | CA | Pumped Storage | Energy Storage | 3 | -3 |  | 2021-10-13 | 2050-12-31 | 47.7054 | -21.4378 | -6.635 | 3 | 3 | 4077.9002 | 4755.1763 | 0.13613 | 0.15517 | 0.01325 | 0.14912 | 0.13587 | 8760 | 0 | 8760 | 0 | 0 | -0.0010159 | 0.035911 | 0 | 67.2854 | -13.1776 | -6.2275 | -26.2399 | 1958.1609 | 70.6237 | 1.0975 | 0 | 0 | 0 | 0 | 0 | 0 | 0 | 0 | 0 | 3040.0618 | 8004.0587 | 8943.4793 | 64.35 | 1840.6627 | 0.15866 | 0.00010078 | 4.7626 | 4.7626 | 4.7626 | 0.31504 | 0.57784 | 126.1093 | 0.0096948 | 19.4544 | 0 | 0 | 0 | 0.14927 | #N/A | #N/A
Wildwood Solar 2 PV-NT | CIPV | CA_CISO | CA | Hourly Resource | PV-NonTracking | 15 | 0 |  | 2017-01-11 | 2050-12-31 | 31.4732 | -17.2594 | -5.5502 | 15 | 15 | 42663.6457 | 0 | 0 | 0.32469 | 0 | 1.3428 | 1.3428 | 8760 | 0 | 8760 | 0 | 0 | 0 | 0 | 43.77 | 79.4404 | -3.3659 | -3.8843 | -25.1585 | 2005.8101 | 76.4174 | 0 | 0 | 0 | 0 | 0 | 0 | 0 | 0 | 0 | 0 | 0 | 733.4718 | 0 | 0 | -7.1013e-07 | 0.15866 | 0.00010078 | 4.7626 | 4.7626 | 4.7626 | 0 | 0.34928 | 0 | 0 | -1.3849e-05 | 0 | 0 | 0 | 1.3428 | #N/A | #N/A
Wildwood Solar I 1 PV-NT | CIPV | CA_CISO | CA | Hourly Resource | PV-NonTracking | 20 | 0 |  | 2015-02-19 | 2050-12-31 | 30.771 | -17.3286 | -5.8321 | 20 | 20 | 54607.1 | 0 | 0 | 0.31168 | 0 | 1.6803 | 1.6803 | 8760 | 0 | 8760 | 0 | 0 | 0 | 0 | 56.22 | 79.2007 | -3.3659 | -4.1239 | -25.2688 | 2004.0233 | 76.3912 | 0 | 0 | 0 | 0 | 0 | 0 | 0 | 0 | 0 | 0 | 0 | 957.6783 | 0 | 0 | 6.3563e-06 | 0.15866 | 0.00010078 | 4.7626 | 4.7626 | 4.7626 | 0 | 0.45349 | 0 | 0 | 6.1706e-06 | 0 | 0 | 0 | 1.6803 | #N/A | #N/A
Williams Fork 1 HY | WACM | RM_WACM | CO | Hydro | Hydro | 3.5 | 0 |  | 2012-09-01 | 2050-12-31 | 215.3451 | 100.0057 | 5.9568 | 1.2108 | 0.047311 | 4201.2054 | 0 | 0 | 0.1199 | 0 | 0.90471 | 0.90471 | 0 | 0 | 770 | 7990 | 0 | 0 | 0 | 0 | 141.316 | 50.6432 | 3.9822 | -24.5107 | 2549.2441 | 208.6961 | 0 | 0 | 0 | 0 | 0 | 0 | 0 | 0 | 0 | 0 | 51.569 | 81.811 | 56.4426 | 132.6423 | 865.3622 | 0.075305 | 0.00032051 | 86.4793 | 43.2396 | 43.2397 | 0.021913 | 0.03759 | 2745.9311 | 10109.2049 | 48308.4758 | 0 | 0 | 0 | 0.96587 | #N/A | #N/A
Willow Creek 48 WT | BPAT | NW_BPAT | OR | Hourly Resource | WT-Onshore | 72 | 0 |  | 2009-02-01 | 2050-12-31 | 86.4194 | 17.1191 | -1.6653 | 72 | 72 | 156773.2318 | 0 | 0 | 0.24856 | 0 | 13.5482 | 13.5482 | 8760 | 0 | 8760 | 0 | 0 | 0 | 0 | 255.168 | 124.8297 | 34.149 | 3.9902 | -15.6153 | 1822.7777 | 98.4465 | 0 | 0 | 0 | 0 | 0 | 0 | 0 | 0 | 0 | 0 | 0 | 26910.4104 | 0 | 0 | 255.1677 | 0.13517 | 0.13517 | 0.67195 | 0.031824 | 0.68397 | 0 | 9.4824 | 0 | 0 | 0.090328 | 0 | 0 | 0 | 13.5482 | #N/A | #N/A
Willow Springs 2 PV-NT | CISC | CA_CISO | CA | Hourly Resource | PV-NonTracking | 100 | 0 |  | 2019-01-29 | 2050-12-31 | 31.1403 | -19.0907 | -5.3864 | 100 | 100 | 259424.5907 | 0 | 0 | 0.29615 | 0 | 8.0786 | 8.0786 | 8760 | 0 | 8760 | 0 | 0 | 0 | 0 | 6609.4099 | 71.0446 | -10.4023 | -5.2437 | -27.9138 | 1956.0087 | 72.7981 | 0 | 0 | 0 | 0 | 0 | 0 | 0 | 0 | 0 | 0 | 0 | 429.6 | 0 | 0 | 65.2 | 0.15866 | 0.00010078 | 4.7626 | 4.7626 | 4.7626 | 0 | 0.24423 | 0 | 0 | 0.03637 | 0 | 0 | 0 | 8.0786 | #N/A | #N/A
Willy 9 Chap 1 PV-NT | CISC | CA_CISO | CA | Hourly Resource | PV-NonTracking | 102 | 0 |  | 2023-04-30 | 2054-12-31 | 35.9222 | -13.144 | -4.0332 | 102 | 102 | 223893.5491 | 0 | 0 | 0.25057 | 0 | 8.0428 | 8.0428 | 8760 | 0 | 8760 | 0 | 0 | 0 | 0 | 7389.9209 | 71.3504 | -10.4023 | -4.9378 | -27.9145 | 1959.334 | 72.8755 | 0 | 0 | 0 | 0 | 0 | 0 | 0 | 0 | 0 | 0 | 0 | 0 | 0 | 0 | -5.3644e-05 | 0.15866 | 0.00010078 | 4.7626 | 4.7626 | 4.7626 | 0 | 0 | 0 | 0 | -0.00052037 | 0 | 0 | 0 | 8.0428 | #N/A | #N/A
Willy 9 Chap 2 PV-NT | CISC | CA_CISO | CA | Hourly Resource | PV-NonTracking | 72 | 0 |  | 2023-03-08 | 2051-12-31 | 40.511 | -10.7663 | -3.7486 | 72 | 72 | 201937.9367 | 0 | 0 | 0.32017 | 0 | 8.1807 | 8.1807 | 8760 | 0 | 8760 | 0 | 0 | 0 | 0 | 1957.0633 | 77.5012 | -6.5547 | -2.6346 | -25.6254 | 2017.6589 | 73.0231 | 0 | 0 | 0 | 0 | 0 | 0 | 0 | 0 | 0 | 0 | 0 | 0 | 0 | 0 | -1.0128e-06 | 0.15866 | 0.00010078 | 4.7626 | 4.7626 | 4.7626 | 0 | 0 | 0 | 0 | -3.6582e-05 | 0 | 0 | 0 | 8.1807 | #N/A | #N/A
Wilmont PV II | TEPC | SW_TEPC | AZ | Pumped Storage | Energy Storage | 100 | -100 |  | 2026-05-01 | 2054-12-31 | 40.9216 | -37.2451 | -5.2905 | 100 | 100 | 142698.7308 | 166469.0895 | 2.6866 | 0.1629 | 0.46375 | 7.2784 | 6.8147 | 8760 | 0 | 8760 | 0 | 0 | -0.035656 | 1.2794 | 0 | 48.743 | -32.4724 | -5.4751 | -24.7568 | 1969.0267 | 68.3167 | 0.8301 | 0 | 0 | 0 | 0 | 0 | 0 | 0 | 0 | 0 | 38765.7913 | 535423.6264 | 28333.7958 | 8352.5344 | 339098.285 | 1.0826 | 0.065843 | 12.0843 | 5.1679 | 6.9163 | 30512.1867 | 3828.441 | 32632.6529 | 5468.037 | 128258.0998 | 0 | 0 | 0 | 7.4791 | #N/A | #N/A
Wilmot II 100 MW Storage Project 1 BA | TEPC | SW_TEPC | AZ | Pumped Storage | Energy Storage | 100 | -100 |  | 2026-04-01 | 2051-12-31 | 42.9535 | -35.5755 | -5.4136 | 100 | 100 | 146084.6476 | 170452.5206 | 3.6362 | 0.16676 | 0.47481 | 6.324 | 5.8492 | 8760 | 0 | 8760 | 0 | 0 | -0.036552 | 1.3071 | 0 | 48.3884 | -32.5601 | -5.7421 | -24.7512 | 1959.4656 | 67.9522 | 0.82624 | 0 | 0 | 0 | 0 | 0 | 0 | 0 | 0 | 0 | 145551.8012 | 210919.7273 | 63859.7272 | 13284.3835 | 297849.1456 | 1.0826 | 0.065843 | 12.0843 | 5.1679 | 6.9163 | 35885.8707 | 5360.4455 | 411982.961 | 59716.0725 | 736843.6582 | 0 | 0 | 0 | 7.5738 | #N/A | #N/A
Wilmot Solar Nextera 1 PV-T | TEPC | SW_TEPC | AZ | Hourly Resource | PV-Tracking | 100 | 0 |  | 2021-04-30 | 2041-04-30 | 17.2544 | -29.8676 | -4.692 | 100 | 100 | 277535.5999 | 0 | 0 | 0.31682 | 0 | 4.7887 | 4.7887 | 8760 | 0 | 8760 | 0 | 0 | 0 | 0 | 0 | 48.2935 | -32.4724 | -5.9246 | -24.7288 | 1966.2101 | 68.1734 | 0 | 0 | 0 | 0 | 0 | 0 | 0 | 0 | 0 | 0 | 0 | 209063.7574 | 0 | 0 | -1.6531e-05 | 1.0826 | 0.065843 | 12.0843 | 5.1679 | 6.9163 | 0 | 19338.9281 | 0 | 0 | 0.00023349 | 0 | 0 | 0 | 4.808 | #N/A | #N/A
Wilmot Storage Project 1 BA | TEPC | SW_TEPC | AZ | Pumped Storage | Energy Storage | 30 | -30 |  | 2021-04-30 | 2041-04-30 | 41.3034 | -36.3995 | -5.2786 | 30 | 30 | 40885.4269 | 47676.9708 | 0.82034 | 0.15558 | 0.13284 | 2.0172 | 1.8844 | 8760 | 0 | 8760 | 0 | 0 | -0.010187 | 0.37055 | 0 | 48.6004 | -32.4724 | -5.6178 | -24.7689 | 1968.3192 | 68.2633 | 0.82802 | 0 | 0 | 0 | 0 | 0 | 0 | 0 | 0 | 0 | 35441.9363 | 148429.4987 | 18864.7685 | 2542.1959 | 96801.3962 | 1.0826 | 0.065843 | 12.0843 | 5.1679 | 6.9163 | 103221.1463 | 3249.6694 | 66082.6008 | 587.974 | 51574.2308 | 0 | 0 | 0 | 2.242 | #N/A | #N/A
WilsonLake1 | IPMV | BS_IPCO | ID | Hydro | Hydro | 8.4 | 0 |  | 1993-05-18 | 2050-12-31 | 136.1522 | 40.1339 | 4.2072 | 6.0608 | 1.3052 | 26003.0585 | 0 | 0 | 0.37105 | 0 | 3.5404 | 3.5404 | 0 | 0 | 424 | 8336 | 0 | 0 | 0 | 0 | 116.2542 | 25.6189 | 3.9448 | -28.649 | 1920.0836 | 134.0047 | 0 | 0 | 0 | 0 | 0 | 0 | 0 | 0 | 0 | 0 | 135.8501 | 299.965 | 307.6453 | 1201.2953 | 5729.5296 | 0.015242 | 0.010783 | 14.1881 | 0.031824 | 14.1563 | 5.8898 | 8.4976 | 5283.9991 | 5.1955 | 76105.4081 | 0 | 0 | 0 | 3.6218 | #N/A | #N/A
Wind Resource I 1 WT | CISC | CA_CISO | CA | Hourly Resource | WT-Onshore | 9 | 0 |  | 2012-03-24 | 2051-12-31 | 64.6342 | -15.5987 | -5.6064 | 9 | 9 | 24090.237 | 0 | 0 | 0.30556 | 0 | 1.5571 | 1.5571 | 8760 | 0 | 8760 | 0 | 0 | 0 | 0 | 500.121 | 71.1515 | -10.3454 | -5.1936 | -25.2199 | 1944.8481 | 72.3618 | 0 | 0 | 0 | 0 | 0 | 0 | 0 | 0 | 0 | 0 | 0 | 0 | 0 | 0 | -6.6066e-06 | 0.15866 | 0.00010078 | 4.7626 | 4.7626 | 4.7626 | 0 | 0 | 0 | 0 | -9.4419e-05 | 0 | 0 | 0 | 1.5571 | #N/A | #N/A
Wind Resource II 1 WT | CISC | CA_CISO | CA | Hourly Resource | WT-Onshore | 19.95 | 0 |  | 2013-05-17 | 2050-12-31 | 65.5463 | -15.4869 | -5.5073 | 19.95 | 19.95 | 52946.9833 | 0 | 0 | 0.30297 | 0 | 3.4705 | 3.4705 | 8760 | 0 | 8760 | 0 | 0 | 0 | 0 | 1561.5065 | 71.3383 | -10.3451 | -5.0072 | -25.1857 | 1945.2294 | 72.4189 | 0 | 0 | 0 | 0 | 0 | 0 | 0 | 0 | 0 | 0 | 0 | 0 | 0 | 0 | -4.4284e-05 | 0.15866 | 0.00010078 | 4.7626 | 4.7626 | 4.7626 | 0 | 0 | 0 | 0 | 9.2696e-05 | 0 | 0 | 0 | 3.4705 | #N/A | #N/A
Wind Wall Monolith 1 WT | CISC | CA_CISO | CA | Hourly Resource | WT-Onshore | 19.85 | 0 |  | 2016-06-14 | 2050-12-31 | 64.4246 | -12.9306 | -8.7872 | 19.85 | 19.85 | 61179.0318 | 0 | 0 | 0.35183 | 0 | 3.9414 | 3.9414 | 8760 | 0 | 8760 | 0 | 0 | 0 | 0 | 61.7137 | 70.1593 | -9.5411 | -6.9901 | -25.3467 | 1841.8146 | 69.3227 | 0 | 0 | 0 | 0 | 0 | 0 | 0 | 0 | 0 | 0 | 0 | 214.5515 | 0 | 0 | 4.7823e-05 | 0.15866 | 0.00010078 | 4.7626 | 4.7626 | 4.7626 | 0 | 0.10322 | 0 | 0 | 0.00011683 | 0 | 0 | 0 | 3.9414 | #N/A | #N/A
Wind Wall Monolith 2 WT | CISC | CA_CISO | CA | Hourly Resource | WT-Onshore | 23.66 | 0 |  | 2016-06-14 | 2050-12-31 | 64.1642 | -12.9243 | -9.0772 | 23.66 | 23.66 | 72899.4405 | 0 | 0 | 0.35173 | 0 | 4.6775 | 4.6775 | 8760 | 0 | 8760 | 0 | 0 | 0 | 0 | 95.823 | 69.9954 | -9.5411 | -7.154 | -25.3741 | 1834.006 | 69.1561 | 0 | 0 | 0 | 0 | 0 | 0 | 0 | 0 | 0 | 0 | 0 | 258.6748 | 0 | 0 | -1.0604e-05 | 0.15866 | 0.00010078 | 4.7626 | 4.7626 | 4.7626 | 0 | 0.12428 | 0 | 0 | 0.0013442 | 0 | 0 | 0 | 4.6775 | #N/A | #N/A
Wind_Peace_14 1 WT | BCHA | BC_BCHA | BC | Hourly Resource | WT-Onshore | 145.8333 | 0 |  | 2028-11-01 | 2051-12-31 | 30.5456 | -36.945 | -7.4484 | 145.8333 | 145.8333 | 156288.062 | 0 | 0 | 0.12234 | 0 | 4.7739 | 4.7739 | 8760 | 0 | 8760 | 0 | 0 | 0 | 0 | 46094.7975 | 77.5853 | -6.4135 | -2.6917 | -79.0337 | 1050.1976 | 90.8454 | 0 | 0 | 0 | 0 | 0 | 0 | 0 | 0 | 0 | 0 | 0 | 0 | 0 | 0 | 0 | 0.00013821 | 0.00013721 | 0.00014044 | 0.00013944 | 0.00013842 | 0 | 0 | 0 | 0 | 0 | 0 | 0 | 0 | 4.7739 | #N/A | #N/A
Wind_Peace_18 1 WT | BCHA | BC_BCHA | BC | Hourly Resource | WT-Onshore | 137.5 | 0 |  | 2028-11-01 | 2051-12-31 | 21.3996 | -46.3198 | -7.5029 | 137.5 | 137.5 | 179345.2221 | 0 | 0 | 0.1489 | 0 | 3.8379 | 3.8379 | 8760 | 0 | 8760 | 0 | 0 | 0 | 0 | 11473.0059 | 77.9411 | -6.4135 | -2.336 | -79.0738 | 1050.0206 | 90.7305 | 0 | 0 | 0 | 0 | 0 | 0 | 0 | 0 | 0 | 0 | 0 | 0 | 0 | 0 | 0 | 0.00013821 | 0.00013721 | 0.00014044 | 0.00013944 | 0.00013842 | 0 | 0 | 0 | 0 | 0 | 0 | 0 | 0 | 3.8379 | #N/A | #N/A
Wind_Peace_19 1 WT | BCHA | BC_BCHA | BC | Hourly Resource | WT-Onshore | 87.5 | 0 |  | 2028-11-01 | 2051-12-31 | 25.2727 | -42.2788 | -7.7969 | 87.5 | 87.5 | 103918.5595 | 0 | 0 | 0.13558 | 0 | 2.6263 | 2.6263 | 8760 | 0 | 8760 | 0 | 0 | 0 | 0 | 17511.2279 | 77.6666 | -6.4135 | -2.6104 | -79.0442 | 1050.2246 | 90.8353 | 0 | 0 | 0 | 0 | 0 | 0 | 0 | 0 | 0 | 0 | 0 | 0 | 0 | 0 | 0 | 0.00013821 | 0.00013721 | 0.00014044 | 0.00013944 | 0.00013842 | 0 | 0 | 0 | 0 | 0 | 0 | 0 | 0 | 2.6263 | #N/A | #N/A
Wind_Peace_20 1 WT | BCHA | BC_BCHA | BC | Hourly Resource | WT-Onshore | 158.3333 | 0 |  | 2028-11-01 | 2051-12-31 | 35.1738 | -32.6359 | -7.2129 | 158.3333 | 158.3333 | 156633.1181 | 0 | 0 | 0.11293 | 0 | 5.5094 | 5.5094 | 8760 | 0 | 8760 | 0 | 0 | 0 | 0 | 63096.9239 | 77.5853 | -6.4135 | -2.6917 | -79.0337 | 1050.1976 | 90.8454 | 0 | 0 | 0 | 0 | 0 | 0 | 0 | 0 | 0 | 0 | 0 | 0 | 0 | 0 | 0 | 0.00013821 | 0.00013721 | 0.00014044 | 0.00013944 | 0.00013842 | 0 | 0 | 0 | 0 | 0 | 0 | 0 | 0 | 5.5094 | #N/A | #N/A
Wind_Peace_28 1 WT | BCHA | BC_BCHA | BC | Hourly Resource | WT-Onshore | 150 | 0 |  | 2028-11-01 | 2051-12-31 | 21.5029 | -47.2165 | -6.2465 | 150 | 150 | 201406.1331 | 0 | 0 | 0.15328 | 0 | 4.3308 | 4.3308 | 8760 | 0 | 8760 | 0 | 0 | 0 | 0 | 6759.2171 | 78.5586 | -6.4124 | -1.7196 | -79.1401 | 1049.8121 | 90.5231 | 0 | 0 | 0 | 0 | 0 | 0 | 0 | 0 | 0 | 0 | 0 | 0 | 0 | 0 | 0 | 0.00013821 | 0.00013721 | 0.00014044 | 0.00013944 | 0.00013842 | 0 | 0 | 0 | 0 | 0 | 0 | 0 | 0 | 4.3308 | #N/A | #N/A
Wind_SI_xx 1 WT | BCHA | BC_BCHA | BC | Hourly Resource | WT-Onshore | 29 | 0 |  | 2024-11-01 | 2051-12-31 | 80.481 | 4.9645 | 0.77235 | 29 | 29 | 34430.5111 | 0 | 0 | 0.13553 | 0 | 2.771 | 2.771 | 8760 | 0 | 8760 | 0 | 0 | 0 | 0 | 8.7 | 103.7393 | 14.8581 | 2.1907 | -29.3635 | 1051.8561 | 83.8417 | 0 | 0 | 0 | 0 | 0 | 0 | 0 | 0 | 0 | 0 | 0 | 0 | 0 | 0 | 0 | 0.00013821 | 0.00013721 | 0.00014044 | 0.00013944 | 0.00013842 | 0 | 0 | 0 | 0 | 0 | 0 | 0 | 0 | 2.771 | #N/A | #N/A
WindGapPump-Total | CIPV | CA_CISO | CA | Hourly Resource | MotorLoad | 253.5 | -16.92 |  | 1980-01-01 | 2050-01-01 | 82.2927 | 0.60307 | -2.6966 | 253.5 | 253.5 | 0 | 705856.46 | 58.0868 | 0 | 0 | -58.0868 | -58.0868 | 8760 | 0 | 8760 | 0 | 0 | 0 | 0 | 0 | 79.6009 | -3.3044 | -3.7852 | -25.0696 | 2003.3579 | 76.2284 | 0 | 0 | 0 | 0 | 0 | 0 | 0 | 0 | 0 | 0 | 0 | 0 | 0 | 0 | 0 | 0.15866 | 0.00010078 | 4.7626 | 4.7626 | 4.7626 | 0 | 0 | 0 | 0 | 0 | 0 | 0 | 0 | -58.0868 | #N/A | #N/A
Windhub Solar A 1 PV-NT | CISC | CA_CISO | CA | Hourly Resource | PV-Tracking | 20 | 0 |  | 2019-12-18 | 2050-12-31 | 33.7876 | -16.6742 | -5.5678 | 20 | 20 | 50348.98 | 0 | 0 | 0.28738 | 0 | 1.7012 | 1.7012 | 8760 | 0 | 8760 | 0 | 0 | 0 | 0 | 1074.66 | 70.9465 | -10.3451 | -5.3989 | -25.2771 | 1949.0537 | 72.5098 | 0 | 0 | 0 | 0 | 0 | 0 | 0 | 0 | 0 | 0 | 0 | 59.9 | 0 | 0 | 2.7474e-06 | 0.15866 | 0.00010078 | 4.7626 | 4.7626 | 4.7626 | 0 | 0.03402 | 0 | 0 | -2.3272e-05 | 0 | 0 | 0 | 1.7012 | #N/A | #N/A
Windrise Wrw1 1 WT | AESO | AB_AESO | AB | Hourly Resource | WT-Onshore | 207 | 0 |  | 2021-06-10 | 2050-12-31 | 60.1132 | -11.0196 | -8.8331 | 207 | 207 | 702314.0105 | 0 | 0 | 0.38731 | 0 | 42.2184 | 42.2184 | 8760 | 0 | 8760 | 0 | 0 | 0 | 0 | 7992.2091 | 88.2258 | 7.0461 | -5.5109 | -46.2507 | 779.653 | 73.4206 | 0 | 0 | 0 | 0 | 0 | 0 | 0 | 0 | 0 | 0 | 0 | 360642.6077 | 0 | 0 | 7992.2086 | 1.8659 | 0.0078726 | 35.0857 | 35.06 | 35.06 | 0 | 245.3223 | 0 | 0 | 17864.9909 | 0 | 0 | 0 | 42.2365 | #N/A | #N/A
Windstar 1 WT | CISC | CA_CISO | CA | Hourly Resource | WT-Onshore | 120 | 0 |  | 2012-01-28 | 2050-12-31 | 66.3127 | -12.5116 | -7.9976 | 120 | 120 | 357003.5976 | 0 | 0 | 0.33962 | 0 | 23.6739 | 23.6739 | 8760 | 0 | 8760 | 0 | 0 | 0 | 0 | 254.04 | 70.6669 | -9.5052 | -6.5185 | -25.2156 | 1864.944 | 69.9323 | 0 | 0 | 0 | 0 | 0 | 0 | 0 | 0 | 0 | 0 | 0 | 1202.0387 | 0 | 0 | -0.00012694 | 0.15866 | 0.00010078 | 4.7626 | 4.7626 | 4.7626 | 0 | 0.55775 | 0 | 0 | -0.0056344 | 0 | 0 | 0 | 23.6739 | #N/A | #N/A
Windstream 39 | CISC | CA_CISO | CA | Hourly Resource | WT-Onshore | 3.35 | 0 |  | 1984-02-01 | 2050-12-31 | 69.4422 | -13.0133 | -5.8367 | 3.35 | 3.35 | 9917.7987 | 0 | 0 | 0.33796 | 0 | 0.68871 | 0.68871 | 8760 | 0 | 8760 | 0 | 0 | 0 | 0 | 218.2257 | 70.9983 | -10.3451 | -5.3472 | -25.1631 | 1935.2078 | 72.1429 | 0 | 0 | 0 | 0 | 0 | 0 | 0 | 0 | 0 | 0 | 0 | 0 | 0 | 0 | -1.1227e-05 | 0.15866 | 0.00010078 | 4.7626 | 4.7626 | 4.7626 | 0 | 0 | 0 | 0 | -5.5074e-06 | 0 | 0 | 0 | 0.68871 | #N/A | #N/A
Windstream 60401WT4.07 | CISC | CA_CISO | CA | Hourly Resource | WT-Onshore | 4.07 | 0 |  | 2014-11-30 | 2050-12-31 | 69.4423 | -13.0133 | -5.8367 | 4.07 | 4.07 | 12049.3861 | 0 | 0 | 0.33796 | 0 | 0.83674 | 0.83674 | 8760 | 0 | 8760 | 0 | 0 | 0 | 0 | 265.2338 | 70.9983 | -10.3451 | -5.3472 | -25.1631 | 1935.2078 | 72.1429 | 0 | 0 | 0 | 0 | 0 | 0 | 0 | 0 | 0 | 0 | 0 | 0 | 0 | 0 | -4.8865e-06 | 0.15866 | 0.00010078 | 4.7626 | 4.7626 | 4.7626 | 0 | 0 | 0 | 0 | -0.0001118 | 0 | 0 | 0 | 0.83674 | #N/A | #N/A
Windstream 6041 | CISC | CA_CISO | CA | Hourly Resource | WT-Onshore | 3.86 | 0 |  | 2014-11-30 | 2050-12-31 | 69.4423 | -13.0133 | -5.8367 | 3.86 | 3.86 | 11427.6724 | 0 | 0 | 0.33796 | 0 | 0.79356 | 0.79356 | 8760 | 0 | 8760 | 0 | 0 | 0 | 0 | 251.5485 | 70.9983 | -10.3451 | -5.3472 | -25.1631 | 1935.2078 | 72.1429 | 0 | 0 | 0 | 0 | 0 | 0 | 0 | 0 | 0 | 0 | 0 | 0 | 0 | 0 | 8.3295e-06 | 0.15866 | 0.00010078 | 4.7626 | 4.7626 | 4.7626 | 0 | 0 | 0 | 0 | 0.00020361 | 0 | 0 | 0 | 0.79356 | #N/A | #N/A
Windstream 6042 | CISC | CA_CISO | CA | Hourly Resource | WT-Onshore | 6.77 | 0 |  | 2015-12-11 | 2050-12-31 | 67.9402 | -13.6174 | -5.8906 | 6.77 | 6.77 | 19570.039 | 0 | 0 | 0.32999 | 0 | 1.3296 | 1.3296 | 8760 | 0 | 8760 | 0 | 0 | 0 | 0 | 453.6712 | 70.9983 | -10.3451 | -5.3472 | -25.1631 | 1935.2078 | 72.1429 | 0 | 0 | 0 | 0 | 0 | 0 | 0 | 0 | 0 | 0 | 0 | 0 | 0 | 0 | 2.1009e-05 | 0.15866 | 0.00010078 | 4.7626 | 4.7626 | 4.7626 | 0 | 0 | 0 | 0 | 0.00034598 | 0 | 0 | 0 | 1.3296 | #N/A | #N/A
Windstream 6111 | CISC | CA_CISO | CA | Hourly Resource | WT-Onshore | 6.31 | 0 |  | 2016-03-08 | 2050-12-31 | 69.5006 | -8.0246 | -5.5556 | 6.31 | 6.31 | 16868.1569 | 0 | 0 | 0.30516 | 0 | 1.1723 | 1.1723 | 8760 | 0 | 8760 | 0 | 0 | 0 | 0 | 351.5112 | 70.9983 | -10.3451 | -5.3472 | -25.1631 | 1935.2078 | 72.1429 | 0 | 0 | 0 | 0 | 0 | 0 | 0 | 0 | 0 | 0 | 0 | 0 | 0 | 0 | 1.1153e-05 | 0.15866 | 0.00010078 | 4.7626 | 4.7626 | 4.7626 | 0 | 0 | 0 | 0 | -0.00017292 | 0 | 0 | 0 | 1.1723 | #N/A | #N/A
Windustries 1 WT | CISC | CA_CISO | CA | Hourly Resource | WT-Onshore | 9.8 | 0 |  | 2015-12-10 | 2051-12-31 | 65.4373 | -10.6398 | -7.9859 | 9.8 | 9.8 | 30206.1584 | 0 | 0 | 0.35186 | 0 | 1.9766 | 1.9766 | 8760 | 0 | 8760 | 0 | 0 | 0 | 0 | 846.2006 | 66.6631 | -13.1776 | -6.8499 | -26.3056 | 1958.7861 | 70.4809 | 0 | 0 | 0 | 0 | 0 | 0 | 0 | 0 | 0 | 0 | 0 | 0 | 0 | 0 | -5.0454e-05 | 0.15866 | 0.00010078 | 4.7626 | 4.7626 | 4.7626 | 0 | 0 | 0 | 0 | 0.00031249 | 0 | 0 | 0 | 1.9766 | #N/A | #N/A
Windy Flats Wind | BPAT | NW_BPAT | WA | Hourly Resource | WT-Onshore | 262 | 0 |  | 2010-01-01 | 2050-12-31 | 75.0652 | -0.22394 | -1.5297 | 262 | 262 | 752396.063 | 0 | 0 | 0.32782 | 0 | 56.4788 | 56.4788 | 8760 | 0 | 8760 | 0 | 0 | 0 | 0 | 1193.7505 | 116.4383 | 26.5582 | 3.1895 | -16.8646 | 1792.0356 | 100.3877 | 0 | 0 | 0 | 0 | 0 | 0 | 0 | 0 | 0 | 0 | 0 | 34709.3194 | 0 | 0 | 280.8817 | 0.13517 | 0.13517 | 0.67195 | 0.031824 | 0.68397 | 0 | 12.3342 | 0 | 0 | 0.10057 | 0 | 0 | 0 | 56.4788 | #N/A | #N/A
WindyFlats2 | PSEI | NW_PSEI | WA | Hourly Resource | WT-Onshore | 59.78 | 0 |  | 2010-01-01 | 2050-12-31 | 53.895 | -20.9584 | -1.7994 | 59.78 | 59.78 | 161591.621 | 0 | 0 | 0.30857 | 0 | 8.709 | 8.709 | 8760 | 0 | 8760 | 0 | 0 | 0 | 0 | 10352.9011 | 107.4449 | 17.8403 | 2.914 | -35.7624 | 1787.0808 | 108.6904 | 0 | 0 | 0 | 0 | 0 | 0 | 0 | 0 | 0 | 0 | 0 | 25986.7778 | 0 | 0 | 8582.4274 | 10.1999 | 8.7761 | 20.3774 | 0.031824 | 42.9118 | 0 | 139266.4077 | 0 | 0 | 180334.2889 | 0 | 0 | 0 | 9.0286 | #N/A | #N/A
Winnifred MPC Wind 1 WT | AESO | AB_AESO | AB | Hourly Resource | WT-Onshore | 90 | 0 |  | 2024-10-01 | 2054-12-31 | 58.9851 | -10.2261 | -7.572 | 90 | 90 | 210424.7723 | 0 | 0 | 0.2669 | 0 | 12.4119 | 12.4119 | 8760 | 0 | 8760 | 0 | 0 | 0 | 0 | 0 | 92.6117 | 9.6139 | -3.6928 | -24.7628 | 767.2797 | 71.9317 | 0 | 0 | 0 | 0 | 0 | 0 | 0 | 0 | 0 | 0 | 0 | 21.78 | 0 | 0 | 5.7742e-05 | 1.8659 | 0.0078726 | 35.0857 | 35.06 | 35.06 | 0 | 0.025816 | 0 | 0 | -8.0215e-05 | 0 | 0 | 0 | 12.4119 | #N/A | #N/A
Winnifred Wind Modification 1 WT | AESO | AB_AESO | AB | Hourly Resource | WT-Onshore | 38 | 0 |  | 2023-07-31 | 2054-12-31 | 75.3056 | -6.8262 | 4.1345 | 38 | 38 | 87651.3178 | 0 | 0 | 0.26331 | 0 | 6.6006 | 6.6006 | 8760 | 0 | 8760 | 0 | 0 | 0 | 0 | 1194.6961 | 99.9219 | 10.8628 | 2.3685 | -26.5111 | 770.5568 | 69.5774 | 0 | 0 | 0 | 0 | 0 | 0 | 0 | 0 | 0 | 0 | 0 | 9.386 | 0 | 0 | 1009.7765 | 1.8659 | 0.0078726 | 35.0857 | 35.06 | 35.06 | 0 | 0.011124 | 0 | 0 | 22579.7717 | 0 | 0 | 0 | 6.6232 | #N/A | #N/A
Wintec Energy Ltd 1 WT | CISC | CA_CISO | CA | Hourly Resource | WT-Onshore | 1.32 | 0 |  | 2003-12-30 | 2050-12-31 | 65.8973 | -11.0105 | -6.8069 | 1.32 | 1.32 | 3501.7529 | 0 | 0 | 0.30284 | 0 | 0.23076 | 0.23076 | 8760 | 0 | 8760 | 0 | 0 | 0 | 0 | 99.462 | 67.2752 | -13.1776 | -6.2378 | -26.2479 | 1958.0386 | 70.6333 | 0 | 0 | 0 | 0 | 0 | 0 | 0 | 0 | 0 | 0 | 0 | 3501.7529 | 0 | 0 | 100.5101 | 0.15866 | 0.00010078 | 4.7626 | 4.7626 | 4.7626 | 0 | 0.29422 | 0 | 0 | 0.012216 | 0 | 0 | 0 | 0.23076 | #N/A | #N/A
Wintec PaLM WT | CISC | CA_CISO | CA | Hourly Resource | WT-Onshore | 5.93 | 0 |  | 2018-02-06 | 2050-12-31 | 65.8398 | -10.9943 | -6.9386 | 5.93 | 5.93 | 15719.3682 | 0 | 0 | 0.30261 | 0 | 1.035 | 1.035 | 8760 | 0 | 8760 | 0 | 0 | 0 | 0 | 463.0203 | 67.2277 | -13.1776 | -6.2852 | -26.2525 | 1958.8646 | 70.6308 | 0 | 0 | 0 | 0 | 0 | 0 | 0 | 0 | 0 | 0 | 0 | 0 | 0 | 0 | -1.5672e-06 | 0.15866 | 0.00010078 | 4.7626 | 4.7626 | 4.7626 | 0 | 0 | 0 | 0 | -0.00038378 | 0 | 0 | 0 | 1.035 | #N/A | #N/A
Winter Wheat Solar Farm 1 PV-NT | CIPV | CA_CISO | CA | Hourly Resource | PV-NonTracking | 1.5 | 0 |  | 2019-05-11 | 2050-12-31 | 41.796 | -12.3123 | -2.1539 | 1.5 | 1.5 | 3721.3785 | 0 | 0 | 0.28321 | 0 | 0.15554 | 0.15554 | 8760 | 0 | 8760 | 0 | 0 | 0 | 0 | 150.3345 | 90.7786 | 3.2277 | 0.86038 | -25.5539 | 2120.4421 | 83.9055 | 0 | 0 | 0 | 0 | 0 | 0 | 0 | 0 | 0 | 0 | 0 | 1.293 | 0 | 0 | 4.8494e-07 | 0.15866 | 0.00010078 | 4.7626 | 4.7626 | 4.7626 | 0 | 0.00096665 | 0 | 0 | -1.6739e-06 | 0 | 0 | 0 | 0.15554 | #N/A | #N/A
Winteringhills 1 WT | AESO | AB_AESO | AB | Hourly Resource | WT-Onshore | 16 | 0.75 |  | 2011-08-01 | 2050-12-31 | 60.9428 | -5.9692 | -15.7434 | 16 | 16 | 49411.6482 | 0 | 0 | 0.35254 | 0 | 3.0113 | 3.0113 | 8760 | 0 | 8760 | 0 | 0 | 0 | 0 | 278.0799 | 86.0252 | 10.0427 | -10.7081 | -40.9311 | 729.6593 | 69.6875 | 0 | 0 | 0 | 0 | 0 | 0 | 0 | 0 | 0 | 0 | 0 | 49411.6482 | 0 | 0 | 278.0799 | 1.8659 | 0.0078726 | 35.0857 | 35.06 | 35.06 | 0 | 61.7348 | 0 | 0 | 14544.6156 | 0 | 0 | 0 | 3.0259 | #N/A | #N/A
Winteringhills 2 WT | AESO | AB_AESO | AB | Hourly Resource | WT-Onshore | 14.4 | 0.675 |  | 2011-08-01 | 2050-12-31 | 61.8182 | -5.9654 | -14.8497 | 14.4 | 14.4 | 44506.6982 | 0 | 0 | 0.35282 | 0 | 2.7513 | 2.7513 | 8760 | 0 | 8760 | 0 | 0 | 0 | 0 | 214.056 | 86.5885 | 10.0427 | -10.1448 | -36.5219 | 732.5504 | 69.6364 | 0 | 0 | 0 | 0 | 0 | 0 | 0 | 0 | 0 | 0 | 0 | 44506.6982 | 0 | 0 | 214.0559 | 1.8659 | 0.0078726 | 35.0857 | 35.06 | 35.06 | 0 | 55.5804 | 0 | 0 | 10615.5441 | 0 | 0 | 0 | 2.762 | #N/A | #N/A
Winteringhills 3 WT | AESO | AB_AESO | AB | Hourly Resource | WT-Onshore | 12.8 | 0.6 |  | 2011-08-01 | 2050-12-31 | 61.5721 | -5.9759 | -15.0808 | 12.8 | 12.8 | 39568.5695 | 0 | 0 | 0.35289 | 0 | 2.4363 | 2.4363 | 8760 | 0 | 8760 | 0 | 0 | 0 | 0 | 183.2135 | 86.4445 | 10.0427 | -10.2888 | -37.667 | 731.83 | 69.6483 | 0 | 0 | 0 | 0 | 0 | 0 | 0 | 0 | 0 | 0 | 0 | 39568.5695 | 0 | 0 | 183.2136 | 1.8659 | 0.0078726 | 35.0857 | 35.06 | 35.06 | 0 | 49.4075 | 0 | 0 | 9523.2342 | 0 | 0 | 0 | 2.4459 | #N/A | #N/A
Winteringhills 4 WT | AESO | AB_AESO | AB | Hourly Resource | WT-Onshore | 16 | 0.75 |  | 2011-08-01 | 2050-12-31 | 61.9697 | -5.9613 | -14.6668 | 16 | 16 | 49484.5056 | 0 | 0 | 0.35306 | 0 | 3.0665 | 3.0665 | 8760 | 0 | 8760 | 0 | 0 | 0 | 0 | 205.2225 | 86.7005 | 10.0427 | -10.0327 | -35.643 | 733.1075 | 69.626 | 0 | 0 | 0 | 0 | 0 | 0 | 0 | 0 | 0 | 0 | 0 | 49484.5056 | 0 | 0 | 205.2225 | 1.8659 | 0.0078726 | 35.0857 | 35.06 | 35.06 | 0 | 61.7743 | 0 | 0 | 10268.3076 | 0 | 0 | 0 | 3.0769 | #N/A | #N/A
Winteringhills 5 WT | AESO | AB_AESO | AB | Hourly Resource | WT-Onshore | 14.4 | 0.675 |  | 2011-08-01 | 2050-12-31 | 61.5195 | -5.972 | -15.1533 | 14.4 | 14.4 | 44497.7414 | 0 | 0 | 0.35275 | 0 | 2.7375 | 2.7375 | 8760 | 0 | 8760 | 0 | 0 | 0 | 0 | 223.0128 | 86.4013 | 10.0427 | -10.332 | -37.986 | 731.6335 | 69.6529 | 0 | 0 | 0 | 0 | 0 | 0 | 0 | 0 | 0 | 0 | 0 | 44497.7414 | 0 | 0 | 223.0127 | 1.8659 | 0.0078726 | 35.0857 | 35.06 | 35.06 | 0 | 55.5738 | 0 | 0 | 11336.7667 | 0 | 0 | 0 | 2.7489 | #N/A | #N/A
Winteringhills 6 WT | AESO | AB_AESO | AB | Hourly Resource | WT-Onshore | 14.4 | 0.675 |  | 2011-08-01 | 2050-12-31 | 61.596 | -5.9785 | -15.0588 | 14.4 | 14.4 | 44511.1622 | 0 | 0 | 0.35286 | 0 | 2.7417 | 2.7417 | 8760 | 0 | 8760 | 0 | 0 | 0 | 0 | 209.592 | 86.4598 | 10.0427 | -10.2735 | -37.5284 | 731.9214 | 69.647 | 0 | 0 | 0 | 0 | 0 | 0 | 0 | 0 | 0 | 0 | 0 | 44511.1622 | 0 | 0 | 209.5919 | 1.8659 | 0.0078726 | 35.0857 | 35.06 | 35.06 | 0 | 55.5808 | 0 | 0 | 10993.5932 | 0 | 0 | 0 | 2.7528 | #N/A | #N/A
Wise Hydro Unit 1 HY | CIPV | CA_CISO | CA | Hydro | HydroRPS | 17.7 | 0 |  | 1917-05-01 | 2050-12-31 | 100.146 | 7.2989 | 5.7001 | 10.5468 | 7.5206 | 65838.4204 | 0 | 0 | 0.54621 | 0 | 6.5935 | 6.5935 | 0 | 0 | 0 | 8760 | 0 | 0 | 0 | 547.6548 | 102.3738 | 9.7938 | 5.8894 | -33.9211 | 1966.1377 | 72.0233 | 0 | 0 | 0 | 0 | 0 | 0 | 0 | 0 | 0 | 0 | 145.3582 | 3024.8333 | 9.2099 | 387.7457 | 10579.6907 | 0.15866 | 0.00010078 | 4.7626 | 4.7626 | 4.7626 | 1298.4447 | 0.47406 | 123.6093 | 4106.6222 | 25300.1643 | 0 | 0 | 0 | 6.6243 | #N/A | #N/A
Wistaria Ranch Solar 1 PV-NT | CISD | CA_CISO | CA | Hourly Resource | PV-NonTracking | 100 | 0 |  | 2018-11-06 | 2050-12-31 | 24.7029 | -20.584 | -7.773 | 100 | 100 | 284112.7443 | 0 | 0 | 0.32433 | 0 | 7.0184 | 7.0184 | 8760 | 0 | 8760 | 0 | 0 | 0 | 0 | 312.1553 | 62.3529 | -14.38 | -9.9576 | -25.2001 | 1880.6473 | 66.9591 | 0 | 0 | 0 | 0 | 0 | 0 | 0 | 0 | 0 | 0 | 0 | 869.5687 | 0 | 0 | -1.0245e-06 | 0.15866 | 0.00010078 | 4.7626 | 4.7626 | 4.7626 | 0 | 0.49145 | 0 | 0 | 0.00029146 | 0 | 0 | 0 | 7.0184 | #N/A | #N/A
WI-wyo-wne WT | WACM | RM_WACM | WY | Hourly Resource | WT-Onshore | 100 | 0 |  | 2030-01-01 | 2051-12-31 | 135.1115 | 38.2737 | -1.1755 | 100 | 100 | 262335.2008 | 0 | 0 | 0.29947 | 0 | 35.4445 | 35.4445 | 8760 | 0 | 8760 | 0 | 0 | 0 | 0 | 0 | 118.4485 | 32.7676 | -1.0097 | -25.9415 | 2365.1572 | 161.6626 | 0 | 0 | 0 | 0 | 0 | 0 | 0 | 0 | 0 | 0 | 0 | 0 | 0 | 0 | -0.0001736 | 0.075305 | 0.00032051 | 86.4793 | 43.2396 | 43.2397 | 0 | 0 | 0 | 0 | -0.022253 | 0 | 0 | 0 | 35.4445 | #N/A | #N/A
Woodleaf Hydro 1 HY | CIPV | CA_CISO | CA | Hydro | Hydro | 60 | 0 |  | 2021-12-18 | 2050-12-31 | 120.3966 | 6.1979 | 0.92171 | 52.4469 | 36.8903 | 130848.7507 | 0 | 0 | 0.24775 | 0 | 15.7538 | 15.7538 | 0 | 0 | 45 | 8715 | 0 | 0 | 0 | 1895.6184 | 98.4905 | 9.2751 | 2.5248 | -26.1116 | 1848.598 | 67.6056 | 0 | 0 | 0 | 0 | 0 | 0 | 0 | 0 | 0 | 0 | 333.7865 | 50083.8025 | 26.6687 | 1229.243 | 90819.2632 | 0.15866 | 0.00010078 | 4.7626 | 4.7626 | 4.7626 | 3681.6791 | 3.795 | 352.5401 | 16319.7177 | 429724.1221 | 0 | 0 | 0 | 16.2038 | #N/A | #N/A
Woodline Solar 1 PV-T | PACW | NW_PACW | OR | Hourly Resource | PV-Tracking | 8 | 0 |  | 2017-12-28 | 2037-11-29 | 100.4314 | 31.6317 | 5.4771 | 8 | 8 | 17996.5798 | 0 | 0 | 0.2568 | 0 | 1.8074 | 1.8074 | 8760 | 0 | 8760 | 0 | 0 | 0 | 0 | 1899.6682 | 106.4926 | 13.2862 | 6.5158 | -40.6385 | 1880.1786 | 88.2982 | 0 | 0 | 0 | 0 | 0 | 0 | 0 | 0 | 0 | 0 | 0 | 7338.9793 | 0 | 0 | 1899.6682 | 27.0174 | 18.7409 | 65.6973 | 0.031824 | 65.2925 | 0 | 204418.9917 | 0 | 0 | 121015.0381 | 0 | 0 | 0 | 2.1329 | #N/A | #N/A
Woodmere Solar Farm 1 PV-NT | CIPV | CA_CISO | CA | Hourly Resource | PV-NonTracking | 14.99 | 0 |  | 2015-12-23 | 2050-12-31 | 33.8636 | -15.1449 | -5.5248 | 14.99 | 14.99 | 34897.6939 | 0 | 0 | 0.26576 | 0 | 1.1818 | 1.1818 | 8760 | 0 | 8760 | 0 | 0 | 0 | 0 | 9.0839 | 79.3397 | -3.3627 | -3.9882 | -25.0585 | 1998.245 | 76.135 | 0 | 0 | 0 | 0 | 0 | 0 | 0 | 0 | 0 | 0 | 0 | 13.3411 | 0 | 0 | -5.1921e-06 | 0.15866 | 0.00010078 | 4.7626 | 4.7626 | 4.7626 | 0 | 0.0088548 | 0 | 0 | -4.2181e-05 | 0 | 0 | 0 | 1.1818 | #N/A | #N/A
Woods Creek Agg HY | BPAT | NW_BPAT | WA | Hydro | Hydro | 0.64 | 0 |  | 1982-10-01 | 2050-12-31 | 97.5683 | 13.8301 | 5.6935 | 0.51264 | 0.51264 | 2640.6073 | 0 | 0 | 0.58801 | 0 | 0.25764 | 0.25764 | 0 | 0 | 1 | 8759 | 0 | 0 | 0 | 0 | 110.5464 | 17.2669 | 6.5889 | -35.178 | 1578.4001 | 96.2931 | 0 | 0 | 0 | 0 | 0 | 0 | 0 | 0 | 0 | 0 | 1.6368 | 14.7755 | 4.5407 | 8.4046 | 24.3783 | 0.13517 | 0.13517 | 0.67195 | 0.031824 | 0.68397 | 0.0011723 | 163.2157 | 33.2594 | 0.016354 | 558.857 | 0 | 0 | 0 | 0.2584 | #N/A | #N/A
Woodward Power Plant 1 HY | CIPV | CA_CISO | CA | Hydro | Hydro | 3 | 0 |  | 2013-04-01 | 2050-12-31 | 99.9913 | -4.4509 | 5.0543 | 0.68736 | 0.001 | 2136.6225 | 0 | 0 | 0.12195 | 0 | 0.21364 | 0.21364 | 0 | 0 | 441 | 8319 | 0 | 0 | 0 | 130.0872 | 97.089 | 5.1917 | 5.2068 | -26.4727 | 1846.6826 | 66.0688 | 0 | 0 | 0 | 0 | 0 | 0 | 0 | 0 | 0 | 0 | 34.5655 | 4.0578 | 0.28639 | 61.3389 | 290.135 | 0.15866 | 0.00010078 | 4.7626 | 4.7626 | 4.7626 | 330.604 | 0.0017493 | 62.5926 | 2624.8872 | 8757.3036 | 0 | 0 | 0 | 0.22542 | #N/A | #N/A
Wright Solar Freeman 1 PV-NT | CIPV | CA_CISO | CA | Hourly Resource | PV-Tracking | 200 | 0 |  | 2019-12-31 | 2050-12-31 | 44.734 | -7.4072 | -2.5753 | 200 | 200 | 514877.4692 | 0 | 0 | 0.29388 | 0 | 23.0325 | 23.0325 | 8760 | 0 | 8760 | 0 | 0 | 0 | 0 | 127.731 | 90.6138 | 3.859 | 0.064206 | -25.1094 | 1976.4086 | 75.4474 | 0 | 0 | 0 | 0 | 0 | 0 | 0 | 0 | 0 | 0 | 0 | 170.8 | 0 | 0 | 4.61e-05 | 0.15866 | 0.00010078 | 4.7626 | 4.7626 | 4.7626 | 0 | 0.12769 | 0 | 0 | -0.00010476 | 0 | 0 | 0 | 23.0325 | #N/A | #N/A
Wyeast Solar PV-T | BPAT | NW_BPAT | OR | Hourly Resource | PV-Tracking | 10 | 0 |  | 2018-08-01 | 2050-12-31 | 72.0781 | 16.8508 | 1.6068 | 10 | 10 | 22169.9912 | 0 | 0 | 0.25308 | 0 | 1.598 | 1.598 | 8760 | 0 | 8760 | 0 | 0 | 0 | 0 | 421.3788 | 96.8223 | 8.204 | 1.9278 | -39.1153 | 1737.6753 | 101.5025 | 0 | 0 | 0 | 0 | 0 | 0 | 0 | 0 | 0 | 0 | 0 | 7.08 | 0 | 0 | 90.7128 | 0.13517 | 0.13517 | 0.67195 | 0.031824 | 0.68397 | 0 | 0.0074652 | 0 | 0 | 4934.9831 | 0 | 0 | 0 | 1.6029 | #N/A | #N/A
Wynoochee 71 HY | TPWR | NW_TPWR | WA | Hydro | Hydro | 12.8 | 0 |  | 1994-01-01 | 2050-12-31 | 114.3636 | 15.9111 | 7.7885 | 1.7856 | 8.404 | 26098.9828 | 0 | 0 | 0.21281 | 0 | 2.9848 | 2.9848 | 0 | 0 | 439 | 8321 | 0 | 0 | 0 | 0 | 110.4157 | 17.5997 | 6.1255 | -36.2538 | 1706.729 | 97.5317 | 0 | 0 | 0 | 0 | 0 | 0 | 0 | 0 | 0 | 0 | 136.5428 | 795.1777 | 19.209 | 0 | 294.3789 | 51.6751 | 51.6751 | 5.6421 | 0 | 5.6421 | 24411.5985 | 184853.1558 | 3115.6476 | 0 | 68038.3804 | 0 | 0 | 0 | 3.2652 | #N/A | #N/A
Yakama Drop Agg HY | BPAT | NW_BPAT | WA | Hydro | Hydro | 4.1 | 0 |  | 1942-08-01 | 2050-12-31 | 115.3514 | 14.3789 | 5.3382 | 0.8651 | 0.8651 | 3075.0532 | 0 | 0 | 0.40577 | 0 | 0.35471 | 0.35471 | 0 | 0 | 2 | 8758 | 0 | 0 | 0 | 0 | 111.587 | 18.1174 | 6.779 | -35.2941 | 1792.6134 | 100.6586 | 0 | 0 | 0 | 0 | 0 | 0 | 0 | 0 | 0 | 0 | 7.7711 | 35.0657 | 8.2422 | 13.1827 | 104.2864 | 0.13517 | 0.13517 | 0.67195 | 0.031824 | 0.68397 | 10.5382 | 230.8816 | 67.8097 | 0.0091069 | 872.4099 | 0 | 0 | 0 | 0.35589 | #N/A | #N/A
Yale 1 HY | PACW | NW_PACW | WA | Hydro | Hydro | 134 | 0 |  | 1953-09-01 | 2058-12-31 | 115.6465 | 13.6195 | 6.3925 | 81.8 | 81.8 | 100501.7429 | 0 | 0 | 0.14025 | 0 | 11.6227 | 11.6227 | 0 | 0 | 0 | 8760 | 0 | 0 | 0 | 0 | 112.5216 | 17.5017 | 8.3293 | -36.7251 | 1784.939 | 99.2409 | 0 | 0 | 0 | 0 | 0 | 0 | 0 | 0 | 0 | 0 | 29729.9111 | 70771.8318 | 70153.6479 | 29.78 | 190689.3615 | 27.0174 | 18.7409 | 65.6973 | 0.031824 | 65.2925 | 631587.3675 | 1439459.7451 | 4521558.2464 | 0.02563 | 12609986.6599 | 0 | 0 | 0 | 30.8253 | #N/A | #N/A
Yellow Pine I&II BESS | CISC | CA_CISO | NV | Pumped Storage | Energy Storage | 150 | -65 |  | 2023-04-01 | 2054-12-31 | -18.5233 | -93.8521 | -10.1076 | 150 | 150 | 239446.8953 | 283819.8695 | -7.671 | 0.18223 | 0.7849 | 5.6495 | 4.8646 | 8760 | 0 | 8760 | 0 | 0 | -0.066559 | 3.1157 | 0 | -13.5319 | -89.8362 | -10.3862 | -102.1894 | 1657.1475 | 56.7491 | 0.38538 | 0 | 0 | 0 | 0 | 0 | 0 | 0 | 0 | 0 | 46974.8579 | 68386.7861 | 301916.2232 | 750 | 213624.1844 | 0.15866 | 0.00010078 | 4.7626 | 4.7626 | 4.7626 | 32620.0595 | 11.3559 | 2580696.843 | 4352.8655 | 549485.1687 | 0 | 0 | 0 | 8.8166 | #N/A | #N/A
Yellow Pine I&II PV | CISC | CA_CISO | NV | Hourly Resource | PV-NonTracking | 250 | 0 |  | 2023-04-01 | 2054-12-31 | -16.8329 | -90.8116 | -11.1485 | 250 | 250 | 285820.1077 | 0 | 0 | 0.13051 | 0 | -4.8112 | -4.8112 | 8760 | 0 | 8760 | 0 | 0 | 0 | 0 | 421744.643 | -13.5637 | -89.8362 | -10.418 | -102.1894 | 1665.9308 | 56.9004 | 0 | 0 | 0 | 0 | 0 | 0 | 0 | 0 | 0 | 0 | 0 | 0 | 0 | 0 | 16605.0189 | 0.15866 | 0.00010078 | 4.7626 | 4.7626 | 4.7626 | 0 | 0 | 0 | 0 | 81730.1737 | 0 | 0 | 0 | -4.7295 | #N/A | #N/A
Yellowtail 1 HY | WACM | RM_WACM | MT | Hydro | Hydro | 250 | 0 |  | 1966-11-01 | 2050-12-31 | 112.3506 | 27.2471 | -0.95764 | 171.6449 | 167.5298 | 1061395.561 | 0 | 0 | 0.50275 | 0 | 119.2484 | 119.2484 | 0 | 0 | 262 | 8498 | 0 | 0 | 0 | 0 | 109.9709 | 24.0575 | -0.77708 | -252.469 | 1798.9614 | 130.9802 | 0 | 0 | 0 | 0 | 0 | 0 | 0 | 0 | 0 | 0 | 11375.9503 | 33244.1036 | 511.3867 | 13201.7614 | 309399.086 | 0.075305 | 0.00032051 | 86.4793 | 43.2396 | 43.2397 | 8398.6099 | 14.7921 | 5950.3608 | 379957.7711 | 9612188.8425 | 0 | 0 | 0 | 129.2549 | #N/A | #N/A
Yelm Hy Agg HY | BPAT | NW_BPAT | WA | Hydro | Hydro | 12 | 0 |  | 1929-12-01 | 2050-12-31 | 95.0952 | 12.1375 | 7.0094 | 10.86 | 10.86 | 43211.3639 | 0 | 0 | 0.45422 | 0 | 4.1092 | 4.1092 | 0 | 0 | 1 | 8759 | 0 | 0 | 0 | 0 | 112.7622 | 17.576 | 8.4957 | -36.468 | 1764.9921 | 99.6589 | 0 | 0 | 0 | 0 | 0 | 0 | 0 | 0 | 0 | 0 | 28.7253 | 139.7818 | 99.6668 | 186.6667 | 753.5157 | 0.13517 | 0.13517 | 0.67195 | 0.031824 | 0.68397 | 0.02195 | 1415.4822 | 562.6633 | 3.8824 | 13056.2761 | 0 | 0 | 0 | 4.1242 | #N/A | #N/A
Yorba Linda Hydroelectric Recovery Plant 1 HY | CISC | CA_CISO | CA | Hydro | Hydro | 5.1 | 0 |  | 1981-01-01 | 2054-12-31 | 83.0317 | -12.3293 | -4.894 | 2.8227 | 2.3977 | 19324.0562 | 0 | 0 | 0.55149 | 0 | 1.6045 | 1.6045 | 0 | 0 | 3455 | 5305 | 0 | 0 | 0 | 0 | 69.9682 | -12.0793 | -4.643 | -28.2496 | 1975.0891 | 71.7736 | 0 | 0 | 0 | 0 | 0 | 0 | 0 | 0 | 0 | 0 | 62.32 | 5.9598 | 4.9072 | 101.4597 | 1095.8646 | 0.15866 | 0.00010078 | 4.7626 | 4.7626 | 4.7626 | 645.4396 | 0.0032587 | 74.0391 | 1564.6907 | 5888.2524 | 0 | 0 | 0 | 1.6127 | #N/A | #N/A
Yorktown 1 BESS BA | CISC | CA_CISO | CA | Pumped Storage | Energy Storage | 3 | -3 |  | 2022-08-15 | 2050-12-31 | 51.0455 | -23.3632 | -4.9214 | 3 | 3 | 3899.5502 | 4545.3528 | 0.14358 | 0.14838 | 0.012667 | 0.14392 | 0.13125 | 8760 | 0 | 8760 | 0 | 0 | -0.0009687 | 0.034824 | 0 | 72.7282 | -10.1564 | -3.8059 | -25.4734 | 1987.1891 | 72.3109 | 1.1629 | 0 | 0 | 0 | 0 | 0 | 0 | 0 | 0 | 0 | 3061.1101 | 14776.3672 | 8151.3005 | 36 | 2053.6606 | 0.15866 | 0.00010078 | 4.7626 | 4.7626 | 4.7626 | 0.27492 | 0.84607 | 103.8835 | 0.003327 | 4.33 | 0 | 0 | 0 | 0.14403 | #N/A | #N/A
Youngs Creek Ferc P 10359 HY 1 HY | BPAT | NW_BPAT | WA | Hydro | Hydro | 7.5 | 0 |  | 2010-12-01 | 2050-12-31 | 97.7124 | 14.0281 | 5.6393 | 6.0075 | 6.0075 | 30944.6175 | 0 | 0 | 0.58801 | 0 | 3.0237 | 3.0237 | 0 | 0 | 0 | 8760 | 0 | 0 | 0 | 0 | 110.725 | 17.4903 | 6.5442 | -35.2043 | 1580.7939 | 96.7839 | 0 | 0 | 0 | 0 | 0 | 0 | 0 | 0 | 0 | 0 | 46.186 | 182.3118 | 106.0142 | 121.5989 | 2286.1264 | 0.13517 | 0.13517 | 0.67195 | 0.031824 | 0.68397 | 0.035978 | 1949.1917 | 153.0048 | 0.08542 | 37487.1188 | 0 | 0 | 0 | 3.0633 | #N/A | #N/A
Youngstown 772S DER Solar 1 PV-NT | AESO | AB_AESO | AB | Hourly Resource | PV-NonTracking | 6 | 0 |  | 2023-04-01 | 2054-12-31 | 69.154 | 12.9478 | 1.0099 | 6 | 6 | 13411.314 | 0 | 0 | 0.25516 | 0 | 0.92745 | 0.92745 | 8760 | 0 | 8760 | 0 | 0 | 0 | 0 | 0 | 93.2654 | 10.1418 | -3.5669 | -24.8774 | 773.8499 | 70.8538 | 0 | 0 | 0 | 0 | 0 | 0 | 0 | 0 | 0 | 0 | 0 | 549.0922 | 0 | 0 | 1.0504e-05 | 1.8659 | 0.0078726 | 35.0857 | 35.06 | 35.06 | 0 | 0.60286 | 0 | 0 | 9.8766e-05 | 0 | 0 | 0 | 0.92745 | #N/A | #N/A
YUMA BESS 1 BA | AZPS | SW_AZPS | AZ | Pumped Storage | Energy Storage | 67 | -67 |  | 2024-08-01 | 2051-12-31 | 40.3477 | -31.2709 | -8.8695 | 67 | 67 | 104019.4535 | 121429.9418 | 3.327 | 0.17723 | 0.33817 | 2.4424 | 2.1043 | 8760 | 0 | 8760 | 0 | 0 | -0.026116 | 0.993 | 0 | 46.2176 | -31.2694 | -9.2035 | -28.5957 | 1881.3236 | 63.6536 | 0.78507 | 0 | 0 | 0 | 0 | 0 | 0 | 0 | 0 | 0 | 35091.343 | 12326.806 | 45250.9337 | 17288.0817 | 85315.7248 | 0.94841 | 0.0016464 | 11.9962 | 5.1679 | 6.8283 | 160255.7361 | 4.2145 | 889895.8075 | 109076.9695 | 1054687.0395 | 0 | 0 | 0 | 4.6564 | #N/A | #N/A
YUMA Solar 1 PV | AZPS | SW_AZPS | AZ | Hourly Resource | PV | 70 | 0 |  | 2024-08-01 | 2051-12-31 | 18.6881 | -30.7776 | -7.2402 | 70 | 70 | 212210.5298 | 0 | 0 | 0.34607 | 0 | 3.9658 | 3.9658 | 8760 | 0 | 8760 | 0 | 0 | 0 | 0 | 9875.25 | 46.2176 | -31.2694 | -9.2035 | -28.5957 | 1881.3236 | 63.6536 | 0 | 0 | 0 | 0 | 0 | 0 | 0 | 0 | 0 | 0 | 0 | 107.87 | 0 | 0 | 639.4395 | 0.94841 | 0.0016464 | 11.9962 | 5.1679 | 6.8283 | 0 | 242.4308 | 0 | 0 | 2754.7541 | 0 | 0 | 0 | 3.9688 | #N/A | #N/A
Zephyr Park 1 WT | CISC | CA_CISO | CA | Hourly Resource | WT-Onshore | 3.5 | 0 |  | 2014-02-07 | 2050-12-31 | 83.5647 | -10.6964 | -5.2254 | 3.5 | 3.5 | 9050.944 | 0 | 0 | 0.2952 | 0 | 0.75634 | 0.75634 | 8760 | 0 | 8760 | 0 | 0 | 0 | 0 | 130.4065 | 71.1217 | -10.3451 | -5.2238 | -25.1803 | 1933.2238 | 72.1261 | 0 | 0 | 0 | 0 | 0 | 0 | 0 | 0 | 0 | 0 | 0 | 0 | 0 | 0 | -3.6176e-06 | 0.15866 | 0.00010078 | 4.7626 | 4.7626 | 4.7626 | 0 | 0 | 0 | 0 | 1.2403e-05 | 0 | 0 | 0 | 0.75634 | #N/A | #N/A
Zonnebeke Wind 1 WT | BCHA | BC_BCHA | BC | Hourly Resource | WT-Onshore | 15 | 0 |  | 2021-03-12 | 2050-12-31 | 45.8718 | -24.2383 | -6.6487 | 15 | 15 | 20101.3009 | 0 | 0 | 0.15298 | 0 | 0.92208 | 0.92208 | 8760 | 0 | 8760 | 0 | 0 | 0 | 0 | 472.9841 | 83.3971 | -1.3251 | -1.9683 | -79.1229 | 1049.8107 | 87.2778 | 0 | 0 | 0 | 0 | 0 | 0 | 0 | 0 | 0 | 0 | 0 | 47.7 | 0 | 0 | 6.345 | 0.00013821 | 0.00013721 | 0.00014044 | 0.00013944 | 0.00013842 | 0 | 0.026798 | 0 | 0 | 0.0035456 | 0 | 0 | 0 | 0.92208 | #N/A | #N/A

## Pivot2
Row Labels | Average of Number of Starts
AESO | 91.2053
CC | 225.6
CC F New | 62
CC G | 43
CC H | 22.5
CC J | 22
CC LM2500 | 339
GEO | 16
GT | 396.1458
GT LM | 181.3846
GT LMS | 121
IC | 192.6
ST | 49.2727
ST-NG | 65.625
ST-OT | 43.1333
#N/A | 0
AVA | 58.1579
CC F | 45
CC F New | 131
GT | 253
GT E | 100
IC | 346
ST-NG | 100
ST-OT | 47.5
#N/A | 0
AZPS | 103.8158
CC B | 323
CC E | 326
CC F | 198.5
GT | 318.7778
GT E | 369
GT LM | 345.4167
GT LMS | 307.8
GT Old | 421.5
IC-OT | 9
ST-OT | 46
#N/A | 0
BANC | 155.625
CC Aero | 327.3333
CC E | 226
CC F | 193.75
CC LM | 314
GT | 217.75
GT B | 229
GT E | 214
GT LM | 388.25
GT LM2500 | 343.25
IC | 72
IC Large | 433.5
IC-OT | 13
ST-NG | 55
#N/A | 0
BCHA | 43.95
GT | 313
IC | 50
ST | 126
ST-NG | 80.1333
ST-OT | 44.6667
#N/A | 0
BPAT | 20.7814
CC | 218
CC F | 146.8889
GEO | 10
GT | 91
GT F | 264
IC | 55.3333
IC-OT | 9
Nuclear | 12
ST-NG | 108
ST-OT | 43.5385
#N/A | 0
CFE | 107.3889
CC F | 65.6667
CC F New | 107.8
GEO | 14.3333
GT | 76.6667
GT F | 175
GT LM | 343
GT LM2500 | 259.5
IC | 315.3333
ST-NG | 25.5
#N/A | 0
CHPD | 0
#N/A | 0
CIPB | 113.7636
CC | 113
CC E | 265
CC F | 249
CC LM | 343
CC-OT | 17.6
GT | 111
GT F | 172.75
GT LM | 386.5714
GT LM2500 | 183.25
GT-OT | 22
IC | 410
IC-OT | 11
ST-NG | 132.125
#N/A | 0
CIPV | 54.7318
CC | 266
CC Aero | 355
CC F | 294.3077
CC LM | 336
GEO | 14.6818
GT | 202.9091
GT Aero | 303.5
GT E | 188
GT LM | 368.3684
GT LM2500 | 225.1429
GT LMS | 406.25
GT-OT | 20.4444
IC | 308.25
IC Large | 404.4
IC-OT | 11.3333
ST | 19
ST-NG | 157.7209
ST-OT | 44.1579
#N/A | 0
CISC | 36.6258
CC | 176.7778
CC Aero | 347
CC E | 195
CC F | 205.6
CC F New | 260.5
CC LM | 326
CC-OT | 14
FC | 207
GEO | 13.9286
GT | 153
GT LM | 324.7895
GT LMS | 366.6923
GT-OT | 24
IC | 281.3333
ST-NG | 201.8889
ST-OT | 48.4
#N/A | 0
CISD | 74.5763
CC | 219
CC F | 270.6667
GEO | 14.5
GT | 146
GT Aero | 240.75
GT LM | 313
GT LMS | 388.75
IC | 245
IC-OT | 8.3333
#N/A | 0
DOPD | 0
#N/A | 0
EPE | 58.7778
CC E | 194.5
GT F | 415
GT LMS | 197
ST-NG | 327
#N/A | 0
GCPD | 0
#N/A | 0
IID | 29.7625
CC | 137
CC Aero | 422.5
CC E | 136
GEO | 14.6552
GT | 15
GT LM | 293.5
GT Old | 15.6667
ST-NG | 48.5
ST-OT | 45
#N/A | 0
IPFE | 6.1429
ST-OT | 43
#N/A | 0
IPMV | 3.9189
CC | 145
#N/A | 0
IPTV | 12.4384
CC F | 63
GEO | 14.6667
GT B | 123
GT F | 95.5
IC-OT | 10
ST-NG | 97.5
ST-OT | 39.75
#N/A | 0
LDWP | 120.3511
CC | 262.25
CC E | 319
CC F | 226.625
CC LM2500 | 388
GT | 135
GT LM | 407.1429
GT LMS | 374.375
GT-OT | 25
ST-NG | 155
#N/A | 0
NEVP | 132.2169
CC Aero | 321
CC B | 351.5
CC F | 139.8
CC LM | 317.25
GEO | 10
GT | 364.5
GT Aero | 339.25
GT E | 306.5
GT F | 199
ST-OT | 40
#N/A | 0
NWMT | 58.2535
GT Aero | 127
IC | 239.8
ST-Coal | 36
ST-OT | 43
#N/A | 0
PACW | 15.0595
CC F | 160.5
GT Aero | 288
ST-OT | 47
#N/A | 0
PAID | 29.88
GT | 365
IC | 127.3333
#N/A | 0
PAUT | 43.9375
CC | 16
CC E | 221
CC F | 85.1667
GEO | 12.6667
GT | 301.25
GT LM | 171.8571
GT LM2500 | 235
IC | 35.6667
ST-Coal | 29
#N/A | 0
PAWY | 11.8478
ST-Coal | 21.3333
ST-NG | 100.25
ST-OT | 40
#N/A | 0
PGE | 105.0244
CC B | 163
CC F | 112
CC G | 119.5
GT B | 285
IC Large | 261.5
ST-OT | 43
#N/A | 0
PNM | 32.8214
CC F | 236.3333
GEO | 14
GT F | 377
GT LM | 368
#N/A | 0
PSCO | 61.4052
CC F | 48.2857
CC LM | 74.6667
GT E | 274.6667
GT F | 190
GT LM | 147.6667
GT LMS | 77
IC | 314.5556
ST-Coal | 30
ST-NG | 125
#N/A | 0
PSEI | 98.1176
CC B | 203
CC E | 173
CC F | 147
GT Aero | 290
GT D | 329
GT E | 332
GT-OT | 18
ST-OT | 56
#N/A | 0
SCL | 4.2
IC | 42
#N/A | 0
SPPC | 33.2614
CC E | 338
CC F | 324
GEO | 13.4722
GT E | 400
IC | 75
ST-Coal | 134
ST-NG | 149
#N/A | 0
SRP | 137.1807
CC E | 236.75
CC F | 132.3571
GT | 402.8333
GT LM | 322.7647
ST-NG | 227.3333
#N/A | 0
TEPC | 120.6939
GT Aero | 390
GT E | 350.75
GT LM | 346.5
GT LM2500 | 302
IC Large | 273.9
ST-Coal | 39
ST-NG | 309
#N/A | 0
TH_Mead | 0
#N/A | 0
TH_PV | 180.2105
CC F | 258.5
CC G | 269.6667
Nuclear | 10
#N/A | 0
TIDC | 143.1429
CC E | 73
GT LM | 351.25
GT LM2500 | 226.5
#N/A | 0
TPWR | 0
#N/A | 0
VEA | 3.1
GEO | 15.5
#N/A | 0
WACM | 86.8868
CC | 16
CC F | 45.5
CC LM | 183
GT | 330.5882
GT B | 246.5
GT E | 247
GT LM | 221
GT LM2500 | 397.3333
GT-OT | 22
IC | 365.1667
IC Large | 261
IC-OT | 10
ST-Coal | 31.2857
ST-NG | 197
#N/A | 0
WALC | 64.3333
CC F | 330.75
CC LM | 326
GT | 440
GT LM | 362
ST-Coal | 98.5
#N/A | 0
WAUW | 0
#N/A | 0
Grand Total | 62.8241