## Resource List
GENERATING UNIT INFORMATION
Status | Country | Region | BA | NERC Unit ID | Plant Code | Generator ID - 1 | Generator ID - 2 | Plant Name - 1 | Plant Name - 2 | Plant Name - 3 | Prime Mover | Energy Source - 1 | Energy Source - 2 | Generation Type | Initial Operating Month-Year | Confirmed Retirement Month-Year | Nameplate Capacity | Summer Capacity | Winter Capacity
Existing | CA | WECC | AESO |  | 99999 |  |  | AB Newsprint (ANC1) | 1 |  | IC | NG |  | Natural Gas and Other Gases | 2014-03-17 |  | 6.3 | 6.3 | 6.3
Existing | CA | WECC | AESO |  | 99999 |  |  | AB Newsprint (ANC1) | 2 |  | IC | NG |  | Natural Gas and Other Gases | 2014-03-17 |  | 6.3 | 6.3 | 6.3
Existing | CA | WECC | AESO |  | 99999 |  |  | AB Newsprint (ANC1) | 3 |  | IC | NG |  | Natural Gas and Other Gases | 2014-03-17 |  | 6.3 | 6.3 | 6.3
Existing | CA | WECC | AESO |  | 99999 |  |  | AB Newsprint (ANC1) | 4 |  | IC | NG |  | Natural Gas and Other Gases | 2014-03-17 |  | 6.3 | 6.3 | 6.3
Existing | CA | WECC | AESO |  | 99999 |  |  | AB Newsprint (ANC1) | 5 |  | IC | NG |  | Natural Gas and Other Gases | 2014-03-17 |  | 6.3 | 6.3 | 6.3
Existing | CA | WECC | AESO |  | 99999 |  |  | AB Newsprint (ANC1) | 6 |  | IC | NG |  | Natural Gas and Other Gases | 2014-03-17 |  | 6.3 | 6.3 | 6.3
Existing | CA | WECC | AESO |  | 99999 |  |  | AB Newsprint (ANC1) | 7 |  | IC | NG |  | Natural Gas and Other Gases | 2014-03-17 |  | 6.3 | 6.3 | 6.3
Existing | CA | WECC | AESO |  | 99999 |  |  | AB Newsprint (ANC1) | 8 |  | IC | NG |  | Natural Gas and Other Gases | 2014-03-17 |  | 6.3 | 6.3 | 6.3
Existing | CA | WECC | AESO |  | 99999 |  |  | AB Newsprint (ANC1) | 9 |  | IC | NG |  | Natural Gas and Other Gases | 2014-03-17 |  | 6.3 | 6.3 | 6.3
Existing | CA | WECC | AESO |  | 99999 |  |  | AB Newsprint (ANC1) | 10 |  | IC | NG |  | Natural Gas and Other Gases | 2014-03-17 |  | 6.3 | 6.3 | 6.3
Existing | CA | WECC | AESO |  | 154627 |  |  | Air Liquide Scotford #1 (ALS1) | 1 |  | GT | NG |  | Natural Gas and Other Gases | 2000-04-01 |  | 106 | 106 | 106
Existing | CA | WECC | AESO |  | 99999 |  |  | AltaGas Harmattan (HMT1) | 1 |  | GT | NG |  | Natural Gas and Other Gases | 2010-05-13 |  | 15 | 15 | 15
Existing | CA | WECC | AESO |  | 99999 |  |  | AltaGas Harmattan (HMT1) | 2 |  | GT | NG |  | Natural Gas and Other Gases | 2012-05-30 |  | 15 | 15 | 15
Existing | CA | WECC | AESO |  | 99999 |  |  | AltaGas Harmattan (HMT1) | 3 |  | GT | NG |  | Natural Gas and Other Gases | 2015-02-27 |  | 15 | 15 | 15
Existing | CA | WECC | AESO |  | 158392 |  |  | APF Athabasca (AFG1)* | 1 |  | ST | OBS |  | Biomass | 2001-09-01 |  | 41 | 41 | 41
Existing | CA | WECC | AESO |  | 158392 |  |  | APF Athabasca (AFG1)* | 2 |  | ST | OBS |  | Biomass | 2001-09-01 |  | 41 | 41 | 41
Existing | CA | WECC | AESO |  | 158392 |  |  | APF Athabasca (AFG1)* | 3 |  | GT | NG |  | Natural Gas and Other Gases | 2001-09-01 |  | 17 | 17 | 17
Existing | CA | WECC | AESO |  | 99999 |  |  | APF Athabasca (AFG1)* | 4 |  | ST | OBS |  | Biomass | 2012-02-27 |  | 32 | 32 | 32
Existing | CA | WECC | AESO |  | 159740 |  |  | Ardenville Wind (ARD1)* | 1 |  | WT | WND |  | Wind | 2010-11-01 |  | 34 | 34 | 34
Existing | CA | WECC | AESO |  | 157735 |  |  | Ardenville Wind (ARD1)* | 2 |  | WT | WND |  | Wind | 2010-11-01 |  | 34 | 34 | 34
Existing | CA | WECC | AESO |  | 99999 |  |  | Bantry (ALP1) | 1 |  | GT | NG |  | Natural Gas and Other Gases | 2008-04-30 |  | 7 | 7 | 7
Existing | CA | WECC | AESO |  | 156218 |  |  | Base Plant (SCR1) | 1 |  | CT | NG |  | Natural Gas and Other Gases | 2000-10-31 |  | 17 | 17 | 17
Existing | CA | WECC | AESO |  | 158218 |  |  | Base Plant (SCR1) | 2 |  | CT | NG |  | Natural Gas and Other Gases | 2000-10-31 |  | 33 | 33 | 33
Existing | CA | WECC | AESO |  | 155496 |  |  | Battle River #4 (BR4) | 4 |  | ST | SUB |  | Coal | 1975-01-01 |  | 155 | 155 | 155
Existing | CA | WECC | AESO |  | 156142 |  |  | Bear Creek 1 (BCRK) | 1 |  | CT | NG |  | Natural Gas and Other Gases | 2002-12-01 |  | 64 | 64 | 64
Existing | CA | WECC | AESO |  | 159142 |  |  | Bear Creek 2 (BCR2) | 2 |  | CA | NG |  | Natural Gas and Other Gases | 2002-12-01 |  | 36 | 36 | 36
Existing | CA | WECC | AESO |  |  |  |  | Bellshill (BHL1) | 1 |  | GT | NG |  | Natural Gas and Other Gases | 2019-01-01 |  | 5 | 5 | 5
Existing | CA | WECC | AESO |  | 154102 |  |  | Bighorn Hydro (BIG) | 1 |  | HY | WAT |  | Conventional Hydro | 1972-01-01 |  | 60 | 60 | 60
Existing | CA | WECC | AESO |  | 154108 |  |  | Bighorn Hydro (BIG) | 2 |  | HY | WAT |  | Conventional Hydro | 1972-01-01 |  | 60 | 60 | 60
Existing | CA | WECC | AESO |  |  |  |  | Blackfalds (BFD1) | 1 |  | GT | NG |  | Natural Gas and Other Gases | 2019-07-04 |  | 6 | 6 | 6
Existing | CA | WECC | AESO |  | 99999 |  |  | Blackspring Ridge (BSR1)* | 1 |  | WT | WND |  | Wind | 2014-03-30 |  | 150 | 150 | 150
Existing | CA | WECC | AESO |  | 99999 |  |  | Blackspring Ridge (BSR1)* | 2 |  | WT | WND |  | Wind | 2014-03-30 |  | 150 | 150 | 150
Existing | CA | WECC | AESO |  | 156328 |  |  | Blue Trail Wind (BTR1)* | 1 |  | WT | WND |  | Wind | 2010-02-01 |  | 66 | 66 | 66
Existing | CA | WECC | AESO |  | 154222 |  |  | Bow River Hydro (BOW1) - Barri | 1 |  | HY | WAT |  | Conventional Hydro | 1929-01-01 |  | 12 | 12 | 12
Existing | CA | WECC | AESO |  | 154183 |  |  | Bow River Hydro (BOW1) - Bears | 1 |  | HY | WAT |  | Conventional Hydro | 1929-01-01 |  | 16.5 | 16.5 | 16.5
Existing | CA | WECC | AESO |  | 154176 |  |  | Bow River Hydro (BOW1) - Casca | 1 |  | HY | WAT |  | Conventional Hydro | 1929-01-01 |  | 14.5 | 14.5 | 14.5
Existing | CA | WECC | AESO |  | 154176 |  |  | Bow River Hydro (BOW1) - Casca | 2 |  | HY | WAT |  | Conventional Hydro | 1929-01-01 |  | 15 | 15 | 15
Existing | CA | WECC | AESO |  | 154181 |  |  | Bow River Hydro (BOW1) - Ghost | 2 |  | HY | WAT |  | Conventional Hydro | 1929-01-01 |  | 16 | 16 | 16
Existing | CA | WECC | AESO |  | 154181 |  |  | Bow River Hydro (BOW1) - Ghost | 3 |  | HY | WAT |  | Conventional Hydro | 1929-01-01 |  | 16 | 16 | 16
Existing | CA | WECC | AESO |  | 154181 |  |  | Bow River Hydro (BOW1) - Ghost | 4 |  | HY | WAT |  | Conventional Hydro | 1929-01-01 |  | 26 | 26 | 26
Existing | CA | WECC | AESO |  | 154172 |  |  | Bow River Hydro (BOW1) - Horse | 1 |  | HY | WAT |  | Conventional Hydro | 1929-01-01 |  | 4 | 4 | 4
Existing | CA | WECC | AESO |  | 154172 |  |  | Bow River Hydro (BOW1) - Horse | 2 |  | HY | WAT |  | Conventional Hydro | 1929-01-01 |  | 3 | 3 | 3
Existing | CA | WECC | AESO |  | 154172 |  |  | Bow River Hydro (BOW1) - Horse | 3 |  | HY | WAT |  | Conventional Hydro | 1929-01-01 |  | 3 | 3 | 3
Existing | CA | WECC | AESO |  | 154172 |  |  | Bow River Hydro (BOW1) - Horse | 4 |  | HY | WAT |  | Conventional Hydro | 1929-01-01 |  | 5 | 5 | 5
Existing | CA | WECC | AESO |  | 154377 |  |  | Bow River Hydro (BOW1) - Inter | 1 |  | HY | WAT |  | Conventional Hydro | 1929-01-01 |  | 5 | 5 | 5
Existing | CA | WECC | AESO |  | 154196 |  |  | Bow River Hydro (BOW1) - Kanan | 1 |  | HY | WAT |  | Conventional Hydro | 1929-01-01 |  | 5 | 5 | 5
Existing | CA | WECC | AESO |  | 154196 |  |  | Bow River Hydro (BOW1) - Kanan | 2 |  | HY | WAT |  | Conventional Hydro | 1929-01-01 |  | 5 | 5 | 5
Existing | CA | WECC | AESO |  | 154196 |  |  | Bow River Hydro (BOW1) - Kanan | 3 |  | HY | WAT |  | Conventional Hydro | 1929-01-01 |  | 10 | 10 | 10
Existing | CA | WECC | AESO |  | 154214 |  |  | Bow River Hydro (BOW1) - Pocat | 1 |  | HY | WAT |  | Conventional Hydro | 1929-01-01 |  | 14 | 14 | 14
Existing | CA | WECC | AESO |  | 154197 |  |  | Bow River Hydro (BOW1) - Rundl | 1 |  | HY | WAT |  | Conventional Hydro | 1929-01-01 |  | 19 | 19 | 19
Existing | CA | WECC | AESO |  | 154197 |  |  | Bow River Hydro (BOW1) - Rundl | 2 |  | HY | WAT |  | Conventional Hydro | 1929-01-01 |  | 30 | 30 | 30
Existing | CA | WECC | AESO |  | 154174 |  |  | Bow River Hydro (BOW1) - Spray | 1 |  | HY | WAT |  | Conventional Hydro | 1929-01-01 |  | 49.5 | 49.5 | 49.5
Existing | CA | WECC | AESO |  | 154190 |  |  | Bow River Hydro (BOW1) - Spray | 2 |  | HY | WAT |  | Conventional Hydro | 1929-01-01 |  | 49.5 | 49.5 | 49.5
Existing | CA | WECC | AESO |  | 154381 |  |  | Bow River Hydro (BOW1) - Three | 1 |  | HY | WAT |  | Conventional Hydro | 1929-01-01 |  | 2 | 2 | 2
Existing | CA | WECC | AESO |  | 154151 |  |  | Brazeau Hydro (BRA) | 1 |  | HY | WAT |  | Conventional Hydro | 1965-01-01 |  | 175 | 175 | 175
Existing | CA | WECC | AESO |  | 154154 |  |  | Brazeau Hydro (BRA) | 2 |  | HY | WAT |  | Conventional Hydro | 1965-01-01 |  | 175 | 175 | 175
Existing | CA | WECC | AESO |  | 159936 |  |  | Brooks Solar (BSC1) | 1 |  | PV-NT | SUN |  | Solar | 2018-01-01 |  | 15 | 15 | 15
Existing | CA | WECC | AESO |  | 99999 |  |  | BUL1 Bull Creek (BUL1)* | 1 |  | WT | WND |  | Wind | 2015-12-05 |  | 13 | 13 | 13
Existing | CA | WECC | AESO |  | 99999 |  |  | BUL2 Bull Creek (BUL2)* | 2 |  | WT | WND |  | Wind | 2015-12-05 |  | 16 | 16 | 16
Existing | CA | WECC | AESO |  | 99999 |  |  | Camrose (CRG1)* | 1 |  | ST | NG |  | Natural Gas and Other Gases | 2000-10-31 |  | 10 | 10 | 10
Existing | CA | WECC | AESO |  | 154665 |  |  | Cancarb Medicine Hat (CCMH) | 1 |  | ST | WH |  | Other | 2000-12-01 |  | 42 | 42 | 42
Existing | CA | WECC | AESO |  | 156370 |  |  | Caroline (SHCG)* | 1 |  | GT | NG |  | Natural Gas and Other Gases | 2009-03-01 |  | 19 | 19 | 19
Existing | CA | WECC | AESO |  | 158251 |  |  | Carseland Cogen (TC01) | 1 |  | GT | NG |  | Natural Gas and Other Gases | 2001-09-01 |  | 47.5 | 47.5 | 47.5
Existing | CA | WECC | AESO |  | 159251 |  |  | Carseland Cogen (TC01) | 2 |  | GT | NG |  | Natural Gas and Other Gases | 2001-09-01 |  | 47.5 | 47.5 | 47.5
Existing | CA | WECC | AESO |  | 99999 |  |  | Carson Creek (GEN5) | 1 |  | GT | NG |  | Natural Gas and Other Gases | 2014-02-01 |  | 15 | 15 | 15
Existing | CA | WECC | AESO |  | 158234 |  |  | Castle River #1 (CR1)* | 1 |  | WT | WND |  | Wind | 2000-10-01 |  | 20 | 20 | 20
Existing | CA | WECC | AESO |  | 159934 |  |  | Castle River #1 (CR1)* | 2 |  | WT | WND |  | Wind | 2001-09-01 |  | 19 | 19 | 19
Existing | CA | WECC | AESO |  |  |  |  | Castle Rock Ridge 2 (CRR2)* | 1 |  | WT | WND |  | Wind | 2019-09-20 |  | 29 | 29 | 29
Existing | CA | WECC | AESO |  | 156822 |  |  | Castle Rock Wind Farm (CRR1)* | 1 |  | WT | WND |  | Wind | 2012-05-01 |  | 77 | 77 | 77
Existing | CA | WECC | AESO |  | 159247 |  |  | Cavalier (EC01) | 1 |  | CT | NG |  | Natural Gas and Other Gases | 2001-07-01 |  | 45 | 45 | 45
Existing | CA | WECC | AESO |  | 158247 |  |  | Cavalier (EC01) | 2 |  | CT | NG |  | Natural Gas and Other Gases | 2001-07-01 |  | 45 | 45 | 45
Existing | CA | WECC | AESO |  | 158247 |  |  | Cavalier (EC01) | 3 |  | CA | NG |  | Natural Gas and Other Gases | 2001-07-01 |  | 30 | 30 | 30
Existing | CA | WECC | AESO |  | 154407 |  |  | Chin Chute (CHIN) | 1 |  | HY | WAT |  | Conventional Hydro | 2006-01-01 |  | 15 | 15 | 15
Existing | CA | WECC | AESO |  | 99999 |  |  | Christina Lake (CL01) | 1 |  | GT | NG |  | Natural Gas and Other Gases | 2017-08-01 |  | 100 | 100 | 100
Existing | CA | WECC | AESO |  | 155516 |  |  | Cloverbar #1 (ENC1) | 1 |  | GT | NG |  | Natural Gas and Other Gases | 2008-06-01 |  | 48 | 48 | 48
Existing | CA | WECC | AESO |  | 156516 |  |  | Cloverbar #2 (ENC2) | 2 |  | GT | NG |  | Natural Gas and Other Gases | 2008-10-01 |  | 101 | 101 | 101
Existing | CA | WECC | AESO |  | 157516 |  |  | Cloverbar #3 (ENC3) | 3 |  | GT | NG |  | Natural Gas and Other Gases | 2010-02-01 |  | 101 | 101 | 101
Existing | CA | WECC | AESO |  | 99999 |  |  | CNRL Horizon (CNR5)* | 1 |  | GT | NG |  | Natural Gas and Other Gases | 2016-11-01 |  | 86 | 86 | 86
Existing | CA | WECC | AESO |  | 99999 |  |  | CNRL Horizon (CNR5)* | 2 |  | ST | NG |  | Natural Gas and Other Gases | 2016-11-01 |  | 15 | 15 | 15
Existing | CA | WECC | AESO |  | 156264 |  |  | CNRL Horizon (CNR5)* | 6 |  | CA | NG |  | Natural Gas and Other Gases | 2007-08-01 |  | 16 | 16 | 16
Existing | CA | WECC | AESO |  | 157264 |  |  | CNRL Horizon (CNR5)* | 7 |  | CT | NG |  | Natural Gas and Other Gases | 2007-08-01 |  | 86 | 86 | 86
Existing | CA | WECC | AESO |  |  |  |  | Coaldale (COD1) | 1 |  | GT | NG |  | Natural Gas and Other Gases | 2019-09-01 |  | 5 | 5 | 5
Existing | CA | WECC | AESO |  | 158264 |  |  | Cowley Ridge (CRE3)* | 1 |  | WT | WND |  | Wind | 2001-09-01 |  | 20 | 20 | 20
Existing | CA | WECC | AESO |  | 158503 |  |  | Crossfield Energy Centre #1 (CRS1) | 1 |  | GT | NG |  | Natural Gas and Other Gases | 2010-07-01 |  | 48 | 48 | 48
Existing | CA | WECC | AESO |  | 157503 |  |  | Crossfield Energy Centre #2 (CRS2) | 2 |  | GT | NG |  | Natural Gas and Other Gases | 2010-07-01 |  | 48 | 48 | 48
Existing | CA | WECC | AESO |  | 156503 |  |  | Crossfield Energy Centre #3 (CRS3) | 3 |  | GT | NG |  | Natural Gas and Other Gases | 2010-07-01 |  | 48 | 48 | 48
Existing | CA | WECC | AESO |  | 158230 |  |  | CUPC Oldman River (OMRH) | 1 |  | HY | WAT |  | Conventional Hydro | 2003-10-01 |  | 16 | 16 | 16
Existing | CA | WECC | AESO |  | 158230 |  |  | CUPC Oldman River (OMRH) | 2 |  | HY | WAT |  | Conventional Hydro | 2003-10-01 |  | 16 | 16 | 16
Existing | CA | WECC | AESO |  | 155089 |  |  | DAI1 Daishowa (DAI1) | 1 |  | ST | WDS |  | Biomass | 2012-01-01 |  | 32 | 32 | 32
Existing | CA | WECC | AESO |  | 155089 |  |  | DAI1 Daishowa (DAI1) | 2 |  | ST | WDS |  | Biomass | 2011-06-01 |  | 20 | 20 | 20
Existing | CA | WECC | AESO |  | 154006 |  |  | Dickson Dam (DKSN) | 1 |  | HY | WAT |  | Conventional Hydro | 1992-01-01 |  | 5 | 5 | 5
Existing | CA | WECC | AESO |  | 154006 |  |  | Dickson Dam (DKSN) | 2 |  | HY | WAT |  | Conventional Hydro | 1992-01-01 |  | 5 | 5 | 5
Existing | CA | WECC | AESO |  | 154006 |  |  | Dickson Dam (DKSN) | 3 |  | HY | WAT |  | Conventional Hydro | 1992-01-01 |  | 5 | 5 | 5
Existing | CA | WECC | AESO |  | 159731 |  |  | Dow Hydrocarbon (DOWG) | 1 |  | CT | NG |  | Natural Gas and Other Gases | 1999-10-01 |  | 84 | 84 | 84
Existing | CA | WECC | AESO |  | 158030 |  |  | Dow Hydrocarbon (DOWG) | 2 |  | CA | NG |  | Natural Gas and Other Gases | 1999-10-01 |  | 44 | 44 | 44
Existing | CA | WECC | AESO |  | 154054 |  |  | Dow Hydrocarbon (DOWG) | 10 |  | GT | NG |  | Natural Gas and Other Gases | 2000-10-31 |  | 99 | 99 | 99
Existing | CA | WECC | AESO |  | 154454 |  |  | Dow Hydrocarbon (DOWG) | 20 |  | GT | NG |  | Natural Gas and Other Gases | 2000-10-31 |  | 99 | 99 | 99
Existing | CA | WECC | AESO |  | 158226 |  |  | Drywood (DRW1) | 1 |  | GT | NG |  | Natural Gas and Other Gases | 1999-10-01 |  | 3 | 3 | 3
Existing | CA | WECC | AESO |  | 158226 |  |  | Drywood (DRW1) | 2 |  | GT | NG |  | Natural Gas and Other Gases | 1999-10-01 |  | 3 | 3 | 3
Existing | CA | WECC | AESO |  | 99999 |  |  | Edson (TLM2) | 1 |  | GT | NG |  | Natural Gas and Other Gases | 2004-01-01 |  | 6.5 | 6.5 | 6.5
Existing | CA | WECC | AESO |  | 99999 |  |  | Edson (TLM2) | 2 |  | GT | NG |  | Natural Gas and Other Gases | 2004-01-01 |  | 6.5 | 6.5 | 6.5
Existing | CA | WECC | AESO |  | 158187 |  |  | ENMAX Calgary Energy Centre (CAL1) | 1 |  | CT | NG |  | Natural Gas and Other Gases | 2003-01-01 |  | 185 | 185 | 185
Existing | CA | WECC | AESO |  | 159187 |  |  | ENMAX Calgary Energy Centre (CAL1) | 2 |  | CA | NG |  | Natural Gas and Other Gases | 2003-03-01 |  | 135 | 135 | 135
Existing | CA | WECC | AESO |  | 156634 |  |  | Enmax Taber (TAB1)* | 1 |  | WT | WND |  | Wind | 2007-09-01 |  | 40 | 40 | 40
Existing | CA | WECC | AESO |  | 157534 |  |  | Enmax Taber (TAB1)* | 2 |  | WT | WND |  | Wind | 2006-12-01 |  | 41 | 41 | 41
Existing | CA | WECC | AESO |  |  |  |  | eReserve1 Rycroft (ERV1) | 1 |  | BA | MWH |  | Other | 2020-11-23 |  | 20 | 20 | 20
Existing | CA | WECC | AESO |  | 157273 |  |  | Firebag (SCR6) | 1 |  | CT | NG |  | Natural Gas and Other Gases | 2007-01-01 |  | 93 | 93 | 93
Existing | CA | WECC | AESO |  | 158297 |  |  | Firebag (SCR6) | 2 |  | CT | NG |  | Natural Gas and Other Gases | 2011-04-01 |  | 101 | 101 | 101
Existing | CA | WECC | AESO |  | 158297 |  |  | Firebag (SCR6) | 3 |  | CT | NG |  | Natural Gas and Other Gases | 2012-01-19 |  | 101 | 101 | 101
Existing | CA | WECC | AESO |  | 99999 |  |  | Firebag (SCR6) | 4 |  | CT | NG |  | Natural Gas and Other Gases | 2012-09-17 |  | 101 | 101 | 101
Existing | CA | WECC | AESO |  | 99999 |  |  | Firebag (SCR6) | 5 |  | CT | NG |  | Natural Gas and Other Gases | 2012-09-17 |  | 101 | 101 | 101
Existing | CA | WECC | AESO |  | 159936 |  |  | Fort Hills (FH1) | 1 |  | GT | NG |  | Natural Gas and Other Gases | 2018-01-01 |  | 100 | 100 | 100
Existing | CA | WECC | AESO |  | 159936 |  |  | Fort Hills (FH1) | 2 |  | GT | NG |  | Natural Gas and Other Gases | 2018-01-01 |  | 99 | 99 | 99
Existing | CA | WECC | AESO |  | 155015 |  |  | Fort Nelson (FNG1) | 1 |  | GT | NG |  | Natural Gas and Other Gases | 1999-04-01 |  | 73 | 73 | 73
Existing | CA | WECC | AESO |  | 159301 |  |  | Foster Creek (EC04) | 1 |  | CT | NG |  | Natural Gas and Other Gases | 2003-03-01 |  | 49 | 49 | 49
Existing | CA | WECC | AESO |  | 156302 |  |  | Foster Creek (EC04) | 2 |  | CT | NG |  | Natural Gas and Other Gases | 2003-03-01 |  | 49 | 49 | 49
Existing | CA | WECC | AESO |  | 154491 |  |  | Genesee #1 (GN1) | 1 |  | ST | SUB |  | Coal | 1994-01-01 |  | 400 | 400 | 400
Existing | CA | WECC | AESO |  | 154492 |  |  | Genesee #2 (GN2) | 2 |  | ST | SUB |  | Coal | 1989-01-01 |  | 400 | 400 | 400
Existing | CA | WECC | AESO |  | 154490 |  |  | Genesee #3 (GN3) | 3 |  | ST | SUB |  | Coal | 2004-11-01 |  | 466 | 466 | 466
Existing | CA | WECC | AESO |  | 156621 |  |  | Ghost Pine (NEP1)* | 1 |  | WT | WND |  | Wind | 2010-12-01 |  | 16 | 16 | 16
Existing | CA | WECC | AESO |  | 156620 |  |  | Ghost Pine (NEP1)* | 2 |  | WT | WND |  | Wind | 2010-12-01 |  | 16 | 16 | 16
Existing | CA | WECC | AESO |  | 156623 |  |  | Ghost Pine (NEP1)* | 3 |  | WT | WND |  | Wind | 2010-12-01 |  | 13 | 13 | 13
Existing | CA | WECC | AESO |  | 156624 |  |  | Ghost Pine (NEP1)* | 4 |  | WT | WND |  | Wind | 2010-12-01 |  | 16 | 16 | 16
Existing | CA | WECC | AESO |  | 156625 |  |  | Ghost Pine (NEP1)* | 5 |  | WT | WND |  | Wind | 2010-12-01 |  | 21 | 21 | 21
Existing | CA | WECC | AESO |  | 159145 |  |  | Gold Creek Facility (GOC1) | 1 |  | ST | WH |  | Other | 1999-01-01 |  | 5 | 5 | 5
Existing | CA | WECC | AESO |  | 155141 |  |  | Grande Prairie EcoPower (GPEC) | 1 |  | ST | WDS |  | Biomass | 2005-01-01 |  | 27 | 27 | 27
Existing | CA | WECC | AESO |  |  |  |  | H.R. Milner (HRM) | 1 |  | GT | NG |  | Natural Gas and Other Gases | 2020-04-27 |  | 208 | 208 | 208
Existing | CA | WECC | AESO |  | 159835 |  |  | Halkirk Wind Power Facility (H | 4 |  | WT | WND |  | Wind | 2012-12-01 |  | 75 | 75 | 75
Existing | CA | WECC | AESO |  | 159935 |  |  | Halkirk Wind Power Facility (H | 7 |  | WT | WND |  | Wind | 2012-12-01 |  | 75 | 75 | 75
Existing | CA | WECC | AESO |  | 99999 |  |  | House Mountain (HSM1) | 1 |  | GT | NG |  | Natural Gas and Other Gases | 2016-12-01 |  | 6 | 6 | 6
Existing | CA | WECC | AESO |  |  |  |  | Hull (HUL1) | 1 |  | PV-NT | SUN |  | Solar | 2020-04-24 |  | 25 | 25 | 25
Existing | CA | WECC | AESO |  |  |  |  | Innisfail (INF1) | 1 |  | PV-NT | SUN |  | Solar | 2020-06-15 |  | 22 | 22 | 22
Existing | CA | WECC | AESO |  | 154450 |  |  | Irrican Hydro (ICP1) | 1 |  | HY | WAT |  | Conventional Hydro | 2004-06-01 |  | 7 | 7 | 7
Existing | CA | WECC | AESO |  | 158354 |  |  | Joffre #1 (JOF1) | 1 |  | CT | NG |  | Natural Gas and Other Gases | 1999-09-01 |  | 168 | 168 | 168
Existing | CA | WECC | AESO |  | 158355 |  |  | Joffre #1 (JOF1) | 2 |  | CT | NG |  | Natural Gas and Other Gases | 1999-09-01 |  | 168 | 168 | 168
Existing | CA | WECC | AESO |  | 156357 |  |  | Joffre #1 (JOF1) | 3 |  | CA | NG |  | Natural Gas and Other Gases | 1999-09-01 |  | 138 | 138 | 138
Existing | CA | WECC | AESO |  | 99999 |  |  | Judy Creek (GEN6) | 1 |  | GT | NG |  | Natural Gas and Other Gases | 2014-06-01 |  | 15 | 15 | 15
Existing | CA | WECC | AESO |  | 99999 |  |  | Kearl (IOR3) | 1 |  | GT | NG |  | Natural Gas and Other Gases | 2014-12-02 |  | 84 | 84 | 84
Existing | CA | WECC | AESO |  | 154422 |  |  | Keephills #1 (KH1) | 1 |  | ST | SUB |  | Coal | 1983-01-01 | 2022-01-01 | 395 | 395 | 395
Existing | CA | WECC | AESO |  | 154424 |  |  | Keephills #2 (KH2) | 2 |  | ST | SUB |  | Coal | 1984-01-01 | 2021-06-15 | 395 | 395 | 395
Existing | CA | WECC | AESO |  | 99999 |  |  | Keephills #3 (KH3) | 3 |  | ST | SUB |  | Coal | 2011-06-01 | 2021-12-15 | 463 | 463 | 463
Existing | CA | WECC | AESO |  | 156402 |  |  | Kettles Hill (KHW1)* | 1 |  | WT | WND |  | Wind | 2007-09-01 |  | 63 | 63 | 63
Existing | CA | WECC | AESO |  | 154269 |  |  | Lethbridge Burdett (ME03) | 1 |  | GT | NG |  | Natural Gas and Other Gases | 2001-08-01 |  | 7 | 7 | 7
Existing | CA | WECC | AESO |  | 154690 |  |  | Lethbridge Coaldale (ME04) | 1 |  | GT | NG |  | Natural Gas and Other Gases | 2001-09-01 |  | 6 | 6 | 6
Existing | CA | WECC | AESO |  | 154272 |  |  | Lethbridge Taber (ME02) | 1 |  | GT | NG |  | Natural Gas and Other Gases | 2001-08-01 |  | 8 | 8 | 8
Existing | CA | WECC | AESO |  | 99999 |  |  | Lindbergh (PEC1)* | 1 |  | CT | NG |  | Natural Gas and Other Gases | 2015-12-23 |  | 16 | 16 | 16
Existing | CA | WECC | AESO |  | 157274 |  |  | MacKay River (MKRC) | 1 |  | CT | NG |  | Natural Gas and Other Gases | 2004-05-01 |  | 207 | 207 | 207
Existing | CA | WECC | AESO |  | 158948 |  |  | Mahkeses (IOR1) | 1 |  | CT | NG |  | Natural Gas and Other Gases | 2002-11-01 |  | 90 | 90 | 90
Existing | CA | WECC | AESO |  | 158248 |  |  | Mahkeses (IOR1) | 2 |  | CT | NG |  | Natural Gas and Other Gases | 2002-11-01 |  | 90 | 90 | 90
Existing | CA | WECC | AESO |  | 157901 |  |  | McBride Lake Windfarm (AKE1)* | 1 |  | WT | WND |  | Wind | 2003-01-01 |  | 18 | 18 | 18
Existing | CA | WECC | AESO |  | 159901 |  |  | McBride Lake Windfarm (AKE1)* | 2 |  | WT | WND |  | Wind | 2003-01-01 |  | 18 | 18 | 18
Existing | CA | WECC | AESO |  | 159901 |  |  | McBride Lake Windfarm (AKE1)* | 3 |  | WT | WND |  | Wind | 2004-01-01 |  | 18.5 | 18.5 | 18.5
Existing | CA | WECC | AESO |  | 158901 |  |  | McBride Lake Windfarm (AKE1)* | 4 |  | WT | WND |  | Wind | 2004-01-01 |  | 18.5 | 18.5 | 18.5
Existing | CA | WECC | AESO |  |  |  |  | Medicine Hat #1 (CMH1) | 1 |  | GT | NG |  | Natural Gas and Other Gases | 2018-02-01 |  | 45 | 45 | 45
Existing | CA | WECC | AESO |  | 154689 |  |  | Medicine Hat #1 (CMH1) | 3 |  | GT | NG |  | Natural Gas and Other Gases | 2007-01-01 |  | 25 | 25 | 25
Existing | CA | WECC | AESO |  | 154683 |  |  | Medicine Hat #1 (CMH1) | 10 |  | GT | NG |  | Natural Gas and Other Gases | 2007-02-01 |  | 30 | 30 | 30
Existing | CA | WECC | AESO |  | 154687 |  |  | Medicine Hat #1 (CMH1) | 11 |  | GT | NG |  | Natural Gas and Other Gases | 2007-02-01 |  | 30 | 30 | 30
Existing | CA | WECC | AESO |  | 154686 |  |  | Medicine Hat #1 (CMH1) | 12 |  | GT | NG |  | Natural Gas and Other Gases | 2007-01-01 |  | 35 | 35 | 35
Existing | CA | WECC | AESO |  | 154713 |  |  | Medicine Hat #1 (CMH1) | 14 |  | GT | NG |  | Natural Gas and Other Gases | 2003-06-01 |  | 40 | 40 | 40
Existing | CA | WECC | AESO |  | 155715 |  |  | Medicine Hat #1 (CMH1) | 15 |  | GT | NG |  | Natural Gas and Other Gases | 2010-07-01 |  | 50 | 50 | 50
Existing | CA | WECC | AESO |  | 156405 |  |  | MEG1 Christina Lake (MEG1) | 1 |  | GT | NG |  | Natural Gas and Other Gases | 2010-07-01 |  | 101 | 101 | 101
Existing | CA | WECC | AESO |  | 99999 |  |  | MEG1 Christina Lake (MEG1) | 2 |  | GT | NG |  | Natural Gas and Other Gases | 2013-08-15 |  | 101 | 101 | 101
Existing | CA | WECC | AESO |  |  |  |  | Mulligan (MUL1)* | 1 |  | GT | NG |  | Natural Gas and Other Gases | 2019-02-23 |  | 5 | 5 | 5
Existing | CA | WECC | AESO |  | 157236 |  |  | Muskeg River (MKR1) | 1 |  | CT | NG |  | Natural Gas and Other Gases | 2001-09-01 |  | 101 | 101 | 101
Existing | CA | WECC | AESO |  | 157836 |  |  | Muskeg River (MKR1) | 2 |  | CT | NG |  | Natural Gas and Other Gases | 2001-09-01 |  | 101 | 101 | 101
Existing | CA | WECC | AESO |  | 99999 |  |  | Nabiye (IOR2)* | 1 |  | GT | NG |  | Natural Gas and Other Gases | 2015-02-01 |  | 97.5 | 97.5 | 97.5
Existing | CA | WECC | AESO |  | 99999 |  |  | Nabiye (IOR2)* | 2 |  | GT | NG |  | Natural Gas and Other Gases | 2015-02-01 |  | 97.5 | 97.5 | 97.5
Existing | CA | WECC | AESO |  | 159290 |  |  | Nexen Inc #1 (NX01) | 1 |  | CT | NG |  | Natural Gas and Other Gases | 2001-10-01 |  | 45 | 45 | 45
Existing | CA | WECC | AESO |  | 158290 |  |  | Nexen Inc #1 (NX01) | 2 |  | CT | NG |  | Natural Gas and Other Gases | 2001-10-01 |  | 45 | 45 | 45
Existing | CA | WECC | AESO |  | 158290 |  |  | Nexen Inc #1 (NX01) | 3 |  | CA | NG |  | Natural Gas and Other Gases | 2001-10-01 |  | 30 | 30 | 30
Existing | CA | WECC | AESO |  | 156249 |  |  | Nexen Inc #2 (NX02) | 1 |  | GT | NG |  | Natural Gas and Other Gases | 2008-01-01 |  | 98 | 98 | 98
Existing | CA | WECC | AESO |  | 157249 |  |  | Nexen Inc #2 (NX02) | 2 |  | GT | NG |  | Natural Gas and Other Gases | 2008-01-01 |  | 98 | 98 | 98
Existing | CA | WECC | AESO |  | 156241 |  |  | Nexen Inc #2 (NX02) | 3 |  | GT | NG |  | Natural Gas and Other Gases | 2008-01-01 |  | 12 | 12 | 12
Existing | CA | WECC | AESO |  | 156241 |  |  | Nexen Inc #2 (NX02) | 4 |  | GT | NG |  | Natural Gas and Other Gases | 2008-01-01 |  | 12 | 12 | 12
Existing | CA | WECC | AESO |  | 157120 |  |  | Northern Prairie Power Project | 1 |  | GT | NG |  | Natural Gas and Other Gases | 2009-01-01 |  | 105 | 105 | 105
Existing | CA | WECC | AESO |  | 157134 |  |  | NPC1 Denis St. Pierre (NPC1) | 5 |  | GT | NG |  | Natural Gas and Other Gases | 2001-09-01 |  | 2.2 | 2.2 | 2.2
Existing | CA | WECC | AESO |  | 157134 |  |  | NPC1 Denis St. Pierre (NPC1) | 6 |  | GT | NG |  | Natural Gas and Other Gases | 2003-07-01 |  | 2.2 | 2.2 | 2.2
Existing | CA | WECC | AESO |  | 157134 |  |  | NPC1 Denis St. Pierre (NPC1) | 7 |  | GT | NG |  | Natural Gas and Other Gases | 2004-02-01 |  | 2.2 | 2.2 | 2.2
Existing | CA | WECC | AESO |  | 157134 |  |  | NPC1 Denis St. Pierre (NPC1) | 8 |  | GT | NG |  | Natural Gas and Other Gases | 2004-11-01 |  | 2.2 | 2.2 | 2.2
Existing | CA | WECC | AESO |  | 157134 |  |  | NPC1 Denis St. Pierre (NPC1) | 9 |  | GT | NG |  | Natural Gas and Other Gases | 2004-12-01 |  | 2.2 | 2.2 | 2.2
Existing | CA | WECC | AESO |  | 99999 |  |  | NPC2 JL Landry (NPC2) | 10 |  | GT | NG |  | Natural Gas and Other Gases | 2015-01-13 |  | 9 | 9 | 9
Existing | CA | WECC | AESO |  | 159936 |  |  | NRGreen (NRG3) | 1 |  | ST | WH |  | Other | 2000-05-01 |  | 16 | 16 | 16
Existing | CA | WECC | AESO |  | 99999 |  |  | Oldman 2 Wind Farm 1 (OWF1)* | 1 |  | WT | WND |  | Wind | 2014-05-25 |  | 46 | 46 | 46
Existing | CA | WECC | AESO |  | 99999 |  |  | Parkland (ALP2) | 1 |  | GT | NG |  | Natural Gas and Other Gases | 1985-01-01 |  | 10 | 10 | 10
Existing | CA | WECC | AESO |  | 159219 |  |  | Poplar Creek (SCR5) | 1 |  | CA | NG |  | Natural Gas and Other Gases | 2000-05-01 |  | 78 | 78 | 78
Existing | CA | WECC | AESO |  | 159223 |  |  | Poplar Creek (SCR5) | 2 |  | CA | NG |  | Natural Gas and Other Gases | 2000-05-01 |  | 68 | 68 | 68
Existing | CA | WECC | AESO |  | 159908 |  |  | Poplar Creek (SCR5) | 3 |  | CT | NG |  | Natural Gas and Other Gases | 1999-10-01 |  | 115 | 115 | 115
Existing | CA | WECC | AESO |  | 159208 |  |  | Poplar Creek (SCR5) | 4 |  | CT | NG |  | Natural Gas and Other Gases | 1999-10-01 |  | 115 | 115 | 115
Existing | CA | WECC | AESO |  | 159918 |  |  | Poplar Hill #1 (PH1) | 1 |  | GT | NG |  | Natural Gas and Other Gases | 1998-11-01 |  | 48 | 48 | 48
Existing | CA | WECC | AESO |  | 158302 |  |  | Primrose #1 (PR1) | 1 |  | CT | NG |  | Natural Gas and Other Gases | 1998-12-01 |  | 100 | 100 | 100
Existing | CA | WECC | AESO |  | 155037 |  |  | Rainbow #5 (RB5) | 5 |  | GT | NG |  | Natural Gas and Other Gases | 2001-12-01 |  | 50 | 50 | 50
Existing | CA | WECC | AESO |  | 155035 |  |  | Rainbow Lake #1 (RL1) | 4 |  | GT | NG |  | Natural Gas and Other Gases | 1999-02-01 |  | 47 | 47 | 47
Existing | CA | WECC | AESO |  | 99999 |  |  | Ralston (NAT1) | 1 |  | GT | NG |  | Natural Gas and Other Gases | 2015-05-01 |  | 20 | 20 | 20
Existing | CA | WECC | AESO |  | 154414 |  |  | Raymond Reservoir (RYMD) | 1 |  | HY | WAT |  | Conventional Hydro | 1994-01-01 |  | 21 | 21 | 21
Existing | CA | WECC | AESO |  | 158750 |  |  | Redwater Cogen (TC02) | 1 |  | GT | NG |  | Natural Gas and Other Gases | 2001-09-01 |  | 46 | 46 | 46
Existing | CA | WECC | AESO |  |  |  |  | Redwater Cogen (TC02) | 2 |  | GT | NG |  | Natural Gas and Other Gases | 2019-02-15 |  | 46 | 46 | 46
Existing | CA | WECC | AESO |  |  |  |  | Riverview (RIV1)* | 1 |  | WT | WND |  | Wind | 2019-09-25 |  | 105 | 105 | 105
Existing | CA | WECC | AESO |  |  |  |  | Saddle Hills (SDH1) | 1 |  | GT | NG |  | Natural Gas and Other Gases | 2019-07-04 |  | 10 | 10 | 10
Existing | CA | WECC | AESO |  | 158185 |  |  | Scotford Upgrader (APS1) | 1 |  | CT | NG |  | Natural Gas and Other Gases | 2003-02-01 |  | 100 | 100 | 100
Existing | CA | WECC | AESO |  | 156885 |  |  | Scotford Upgrader (APS1) | 2 |  | CA | NG |  | Natural Gas and Other Gases | 2003-02-01 |  | 95 | 95 | 95
Existing | CA | WECC | AESO |  | 155482 |  |  | Sheerness #1 (SH1) | 1 |  | ST | SUB |  | Coal | 1986-01-01 |  | 400 | 400 | 400
Existing | CA | WECC | AESO |  | 99999 |  |  | Shepard (EGC1) | 1 |  | CC | NG |  | Natural Gas and Other Gases | 2015-02-24 |  | 342.4 | 342.4 | 342.4
Existing | CA | WECC | AESO |  | 99999 |  |  | Shepard (EGC1) | 2 |  | CC | NG |  | Natural Gas and Other Gases | 2016-02-24 |  | 262.8 | 262.8 | 262.8
Existing | CA | WECC | AESO |  | 99999 |  |  | Shepard (EGC1) | 3 |  | CC | NG |  | Natural Gas and Other Gases | 2017-02-24 |  | 262.8 | 262.8 | 262.8
Existing | CA | WECC | AESO |  | 99999 |  |  | Slave Lake (SLP1)* | 1 |  | ST | WDS |  | Biomass | 2015-08-03 |  | 9 | 9 | 9
Existing | CA | WECC | AESO |  | 156858 |  |  | Soderglen Wind (GWW1)* | 1 |  | WT | WND |  | Wind | 2006-08-01 |  | 36 | 36 | 36
Existing | CA | WECC | AESO |  | 157858 |  |  | Soderglen Wind (GWW1)* | 2 |  | WT | WND |  | Wind | 2006-08-01 |  | 35 | 35 | 35
Existing | CA | WECC | AESO |  |  |  |  | Strathcona (IOR4)* | 1 |  | GT | NG |  | Natural Gas and Other Gases | 2020-08-24 |  | 43 | 43 | 43
Existing | CA | WECC | AESO |  |  |  |  | Suffield (SUF1) | 1 |  | PV-NT | SUN |  | Solar | 2020-06-30 |  | 23 | 23 | 23
Existing | CA | WECC | AESO |  |  |  |  | Summerview (SUM1) | 1 |  | BA | MWH |  | Other | 2020-11-01 |  | 10 | 10 | 10
Existing | CA | WECC | AESO |  | 158240 |  |  | Summerview 1 (IEW1)* | 1 |  | WT | WND |  | Wind | 2004-09-01 |  | 33 | 33 | 33
Existing | CA | WECC | AESO |  | 159341 |  |  | Summerview 1 (IEW1)* | 2 |  | WT | WND |  | Wind | 2004-09-01 |  | 33 | 33 | 33
Existing | CA | WECC | AESO |  | 159339 |  |  | Summerview 2 (IEW2)* | 3 |  | WT | WND |  | Wind | 2010-02-01 |  | 33 | 33 | 33
Existing | CA | WECC | AESO |  | 159337 |  |  | Summerview 2 (IEW2)* | 4 |  | WT | WND |  | Wind | 2010-02-01 |  | 33 | 33 | 33
Existing | CA | WECC | AESO |  | 156389 |  |  | Suncor Chin Chute (SCR3)* | 1 |  | WT | WND |  | Wind | 2004-12-01 |  | 30 | 30 | 30
Existing | CA | WECC | AESO |  | 154251 |  |  | Suncor Magrath (SCR2)* | 1 |  | WT | WND |  | Wind | 2004-12-01 |  | 30 | 30 | 30
Existing | CA | WECC | AESO |  | 154342 |  |  | Sundance | 4 |  | ST | SUB |  | Coal | 2007-09-01 | 2022-01-01 | 406 | 406 | 406
Existing | CA | WECC | AESO |  | 154345 |  |  | Sundance | 5 |  | ST | SUB |  | Coal | 2009-10-01 |  | 406 | 406 | 406
Existing | CA | WECC | AESO |  | 154350 |  |  | Sundance | 6 |  | ST | SUB |  | Coal | 2001-10-01 | 2021-02-01 | 401 | 401 | 401
Existing | CA | WECC | AESO |  | 159209 |  |  | Syncrude #1 (SCL1)* | 1 |  | CT | NG |  | Natural Gas and Other Gases | 1999-01-01 |  | 48 | 48 | 48
Existing | CA | WECC | AESO |  | 159909 |  |  | Syncrude #1 (SCL1)* | 2 |  | CT | NG |  | Natural Gas and Other Gases | 1999-01-01 |  | 48 | 48 | 48
Existing | CA | WECC | AESO |  | 157209 |  |  | Syncrude #1 (SCL1)* | 3 |  | CT | NG |  | Natural Gas and Other Gases | 1999-01-01 |  | 21 | 21 | 21
Existing | CA | WECC | AESO |  | 157210 |  |  | Syncrude #1 (SCL1)* | 4 |  | CT | NG |  | Natural Gas and Other Gases | 1999-01-01 |  | 48 | 48 | 48
Existing | CA | WECC | AESO |  | 157233 |  |  | Syncrude #1 (SCL1)* | 4 |  | CA | NG |  | Natural Gas and Other Gases | 2007-02-01 |  | 26 | 26 | 26
Existing | CA | WECC | AESO |  | 158210 |  |  | Syncrude #1 (SCL1)* | 5 |  | CT | NG |  | Natural Gas and Other Gases | 1999-01-01 |  | 22 | 22 | 22
Existing | CA | WECC | AESO |  | 156233 |  |  | Syncrude #1 (SCL1)* | 5 |  | CA | NG |  | Natural Gas and Other Gases | 2005-06-01 |  | 72 | 72 | 72
Existing | CA | WECC | AESO |  | 159210 |  |  | Syncrude #1 (SCL1)* | 6 |  | CT | NG |  | Natural Gas and Other Gases | 1999-01-01 |  | 65 | 65 | 65
Existing | CA | WECC | AESO |  | 158207 |  |  | Syncrude #1 (SCL1)* | 20 |  | CT | NG |  | Natural Gas and Other Gases | 1999-07-01 |  | 82 | 82 | 82
Existing | CA | WECC | AESO |  | 156206 |  |  | Syncrude #1 (SCL1)* | 21 |  | CT | NG |  | Natural Gas and Other Gases | 2005-12-01 |  | 78 | 78 | 78
Existing | CA | WECC | AESO |  | 158670 |  |  | Taylor Hydro (TAY1) | 1 |  | HY | WAT |  | Conventional Hydro | 2000-03-01 |  | 14 | 14 | 14
Existing | CA | WECC | AESO |  | 99999 |  |  | U of C Generator (UOC1)* | 1 |  | GT | NG |  | Natural Gas and Other Gases | 2011-10-01 |  | 12 | 12 | 12
Existing | CA | WECC | AESO |  | 154535 |  |  | University of Alberta (UOA1)* | 1 |  | ST | NG |  | Natural Gas and Other Gases | 2000-01-01 |  | 13 | 13 | 13
Existing | CA | WECC | AESO |  | 154535 |  |  | University of Alberta (UOA1)* | 2 |  | ST | NG |  | Natural Gas and Other Gases | 1994-01-01 |  | 26 | 26 | 26
Existing | CA | WECC | AESO |  | 155171 |  |  | Valley View 1 (VVW1) | 1 |  | GT | NG |  | Natural Gas and Other Gases | 2001-12-01 |  | 50 | 50 | 50
Existing | CA | WECC | AESO |  | 155173 |  |  | Valley View 2 (VVW2) | 2 |  | GT | NG |  | Natural Gas and Other Gases | 2008-12-01 |  | 50 | 50 | 50
Existing | CA | WECC | AESO |  |  |  |  | Vauxhall (VXH1) | 1 |  | PV-NT | SUN |  | Solar | 2020-04-21 |  | 22 | 22 | 22
Existing | CA | WECC | AESO |  | 158017 |  |  | Weldwood #1 (WWD1)* | 1 |  | ST | WDS |  | Biomass | 2000-10-31 |  | 20 | 20 | 20
Existing | CA | WECC | AESO |  | 158017 |  |  | Weldwood #1 (WWD1)* | 2 |  | ST | WDS |  | Biomass | 2000-10-31 |  | 30 | 30 | 30
Existing | CA | WECC | AESO |  | 99999 |  |  | West Cadotte (WCD1) | 1 |  | GT | NG |  | Natural Gas and Other Gases | 2014-12-11 |  | 20 | 20 | 20
Existing | CA | WECC | AESO |  |  |  |  | West Pembina (PMB1)* | 1 |  | GT | NG |  | Natural Gas and Other Gases | 2020-07-30 |  | 13 | 13 | 13
Existing | CA | WECC | AESO |  | 154014 |  |  | Westlock (WST1) | 1 |  | ST | WDS |  | Biomass | 2000-10-31 |  | 18 | 18 | 18
Existing | CA | WECC | AESO |  | 99999 |  |  | Weyerhaeuser (WEY1) | 1 |  | ST | WDS |  | Biomass | 2011-03-01 |  | 48 | 48 | 48
Existing | CA | WECC | AESO |  | 154408 |  |  | Whitecourt Power (EAGL) | 1 |  | ST | WDS |  | Biomass | 1994-01-01 |  | 25 | 25 | 25
Existing | CA | WECC | AESO |  |  |  |  | Whitla (WHT1)* | 1 |  | WT | WND |  | Wind | 2019-09-01 |  | 202 | 202 | 202
Existing | CA | WECC | AESO |  | 154789 |  |  | Wintering Hills (SCR4)* | 1 |  | WT | WND |  | Wind | 2011-08-01 |  | 16 | 16 | 16
Existing | CA | WECC | AESO |  | 156791 |  |  | Wintering Hills (SCR4)* | 1 |  | WT | WND |  | Wind | 2011-08-01 |  | 14.4 | 14.4 | 14.4
Existing | CA | WECC | AESO |  | 156793 |  |  | Wintering Hills (SCR4)* | 1 |  | WT | WND |  | Wind | 2011-08-01 |  | 12.8 | 12.8 | 12.8
Existing | CA | WECC | AESO |  | 154846 |  |  | Wintering Hills (SCR4)* | 1 |  | WT | WND |  | Wind | 2011-08-01 |  | 16 | 16 | 16
Existing | CA | WECC | AESO |  | 154848 |  |  | Wintering Hills (SCR4)* | 1 |  | WT | WND |  | Wind | 2011-08-01 |  | 14.4 | 14.4 | 14.4
Existing | CA | WECC | AESO |  | 154852 |  |  | Wintering Hills (SCR4)* | 1 |  | WT | WND |  | Wind | 2011-08-01 |  | 14.4 | 14.4 | 14.4
Tier 1 | CA | WECC | AESO |  |  |  |  | EDP Renewable Sharp Hills | 1 |  | WT | WND |  | Wind | 2022-04-01 |  | 248 | 248 | 248
Tier 1 | CA | WECC | AESO |  |  |  |  | Cypress Wind Power Project | 1 |  | WT | WND |  | Wind | 2022-11-01 |  | 201.6 | 201.6 | 201.6
Tier 1 | CA | WECC | AESO |  |  |  |  | Stirling Wind Project | 1 |  | WT | WND |  | Wind | 2021-05-01 |  | 113 | 113 | 113
Tier 1 | CA | WECC | AESO |  |  |  |  | Buffalo Atlee Wind Farm 1 | 1 |  | WT | WND |  | Wind | 2021-12-01 |  | 17.25 | 17.25 | 17.25
Tier 1 | CA | WECC | AESO |  |  |  |  | Buffalo Atlee Wind Farm 2 | 1 |  | WT | WND |  | Wind | 2021-12-01 |  | 13.8 | 13.8 | 13.8
Tier 1 | CA | WECC | AESO |  |  |  |  | Buffalo Atlee Wind Farm 3 | 1 |  | WT | WND |  | Wind | 2021-12-01 |  | 17.25 | 17.25 | 17.25
Tier 1 | CA | WECC | AESO |  |  |  |  | Windrise Wind | 1 |  | WT | WND |  | Wind | 2021-04-01 |  | 207 | 207 | 207
Tier 1 | CA | WECC | AESO |  |  |  |  | Jenner Wind Power Project | 1 |  | WT | WND |  | Wind | 2021-08-31 |  | 122.4 | 122.4 | 122.4
Tier 1 | CA | WECC | AESO |  |  |  |  | Jenner Wind Power Project 2 | 1 |  | WT | WND |  | Wind | 2021-08-31 |  | 71.4 | 71.4 | 71.4
Tier 1 | CA | WECC | AESO |  |  |  |  | Rattlesnake Ridge | 1 |  | WT | WND |  | Wind | 2021-07-30 |  | 117.6 | 117.6 | 117.6
Tier 1 | CA | WECC | AESO |  |  |  |  | 421S Hays DG PV | 1 |  | PV-NT | SUN |  | Solar | 2021-06-01 |  | 24 | 24 | 24
Tier 1 | CA | WECC | AESO |  |  |  |  | Claresholm 1 (CLR1) | 1 |  | PV-NT | SUN |  | Solar | 2021-01-25 |  | 58 | 58 | 58
Tier 1 | CA | WECC | AESO |  |  |  |  | Strathcona Cogeneration | 1 |  | CT | NG |  | Natural Gas and Other Gases | 2021-09-01 |  | 96 | 96 | 96
Tier 1 | CA | WECC | AESO |  |  |  |  | Battle River 5 Gas Conversion | 1 |  | GT | NG |  | Natural Gas and Other Gases | 2021-01-01 |  | 385 | 385 | 385
Tier 1 | CA | WECC | AESO |  |  |  |  | Sundance 4 Gas Conversion | 1 |  | GT | NG |  | Natural Gas and Other Gases | 2022-01-01 |  | 113 | 113 | 113
Tier 1 | CA | WECC | AESO |  |  |  |  | Sundance 6 Gas Conversion | 1 |  | GT | NG |  | Natural Gas and Other Gases | 2021-02-01 |  | 401 | 401 | 401
Tier 1 | CA | WECC | AESO |  |  |  |  | Keephills 1 Gas Conversion | 1 |  | GT | NG |  | Natural Gas and Other Gases | 2022-01-01 |  | 70 | 70 | 70
Tier 1 | CA | WECC | AESO |  |  |  |  | Keephills 2 Gas Conversion | 1 |  | GT | NG |  | Natural Gas and Other Gases | 2021-06-15 |  | 395 | 395 | 395
Tier 1 | CA | WECC | AESO |  |  |  |  | Sheerness 2 Gas Conversion | 1 |  | GT | NG |  | Natural Gas and Other Gases | 2021-01-01 |  | 390 | 390 | 390
Tier 1 | CA | WECC | AESO |  |  |  |  | Keephills 3 Gas Conversion | 1 |  | GT | NG |  | Natural Gas and Other Gases | 2021-12-15 |  | 463 | 463 | 463
Tier 1 | CA | WECC | AESO |  |  |  |  | Claresholm 2 (CLR2) | 1 |  | PV-NT | SUN |  | Solar | 2021-01-25 |  | 75 | 75 | 75
Tier 1 | CA | WECC | AESO |  |  |  |  | 198S Blackfalds DER Gas Phase 2 | 2 |  | CT | NG |  | Natural Gas and Other Gases | 2021-02-01 |  | 4 | 4 | 4
Tier 1 | CA | WECC | AESO |  |  |  |  | 368S Burdett DER Solar | 1 |  | PV-NT | SUN |  | Solar | 2021-02-01 |  | 20 | 20 | 20
Tier 1 | CA | WECC | AESO |  |  |  |  | Westfield 107S DER Solar | 1 |  | PV-NT | SUN |  | Solar | 2021-02-01 |  | 19 | 19 | 19
Tier 1 | CA | WECC | AESO |  |  |  |  | South Terminal Gas | 1 |  | CT | NG |  | Natural Gas and Other Gases | 2021-02-01 |  | 20 | 20 | 20
Tier 1 | CA | WECC | AESO |  |  |  |  | Burdett 368S DG P/V | 1 |  | PV-NT | SUN |  | Solar | 2021-02-01 |  | 11 | 11 | 11
Tier 1 | CA | WECC | AESO |  |  |  |  | Forty Mile Granlea WAGF | 1 |  | WT | WND |  | Wind | 2021-11-01 |  | 200 | 200 | 200
Tier 1 | CA | WECC | AESO |  |  |  |  | CMH Unit 17 Gas | 1 |  | GT | NG |  | Natural Gas and Other Gases | 2022-03-01 |  | 44 | 44 | 44
Tier 1 | CA | WECC | AESO |  |  |  |  | Combined Cycle Phase 1 | 1 |  | CC | NG |  | Natural Gas and Other Gases | 2022-09-01 |  | 450 | 450 | 450
Tier 1 | CA | WECC | AESO |  |  |  |  | Travers Solar | 1 |  | PV-NT | SUN |  | Solar | 2022-12-01 |  | 400 | 400 | 400
Tier 1 | CA | WECC | AESO |  |  |  |  | Combined Cycle Phase 2 | 2 |  | CC | NG |  | Natural Gas and Other Gases | 2022-12-01 |  | 450 | 450 | 450
Tier 2 | CA | WECC | AESO |  |  |  |  | Sundance 5 Gas Conversion | 1 |  | GT | NG |  | Natural Gas and Other Gases | 2022-04-02 |  | 406 | 406 | 406
Tier 2 | CA | WECC | AESO |  |  |  |  | Sheerness 1 Gas Conversion | 1 |  | GT | NG |  | Natural Gas and Other Gases | 2023-04-02 |  | 400 | 400 | 400
Tier 2 | CA | WECC | AESO |  |  |  |  | Genesee 1 Gas Conversion | 1 |  | GT | NG |  | Natural Gas and Other Gases | 2028-04-02 |  | 400 | 400 | 400
Tier 2 | CA | WECC | AESO |  |  |  |  | Genesee 2 Gas Conversion | 1 |  | GT | NG |  | Natural Gas and Other Gases | 2028-04-02 |  | 400 | 400 | 400
Tier 2 | CA | WECC | AESO |  |  |  |  | Genesee 3 Gas Conversion | 1 |  | GT | NG |  | Natural Gas and Other Gases | 2029-04-02 |  | 466 | 466 | 466
Tier 3 | CA | WECC | AESO |  |  |  |  | Wind10_S1 | 1 |  | WT | WND |  | Wind | 2024-01-01 |  | 100 | 100 | 100
Tier 3 | CA | WECC | AESO |  |  |  |  | Wind12_C | 1 |  | WT | WND |  | Wind | 2025-01-01 |  | 50 | 50 | 50
Tier 3 | CA | WECC | AESO |  |  |  |  | Wind11_S2 | 1 |  | WT | WND |  | Wind | 2025-01-01 |  | 50 | 50 | 50
Tier 3 | CA | WECC | AESO |  |  |  |  | Wind15_C | 1 |  | WT | WND |  | Wind | 2026-01-01 |  | 50 | 50 | 50
Tier 3 | CA | WECC | AESO |  |  |  |  | Wind13_S2 | 1 |  | WT | WND |  | Wind | 2026-01-01 |  | 100 | 100 | 100
Tier 3 | CA | WECC | AESO |  |  |  |  | Wind14_S1 | 1 |  | WT | WND |  | Wind | 2026-01-01 |  | 50 | 50 | 50
Tier 3 | CA | WECC | AESO |  |  |  |  | Wind1_C | 1 |  | WT | WND |  | Wind | 2028-01-01 |  | 50 | 50 | 50
Tier 3 | CA | WECC | AESO |  |  |  |  | Wind1_S1 | 1 |  | WT | WND |  | Wind | 2028-01-01 |  | 200 | 200 | 200
Tier 3 | CA | WECC | AESO |  |  |  |  | Wind1_NW | 1 |  | WT | WND |  | Wind | 2030-01-01 |  | 50 | 50 | 50
Tier 3 | CA | WECC | AESO |  |  |  |  | Wind1_S2 | 1 |  | WT | WND |  | Wind | 2030-01-01 |  | 200 | 200 | 200
Tier 3 | CA | WECC | AESO |  |  |  |  | Wind2_C | 1 |  | WT | WND |  | Wind | 2030-01-01 |  | 100 | 100 | 100
Tier 3 | CA | WECC | AESO |  |  |  |  | Wind2_S1 | 1 |  | WT | WND |  | Wind | 2030-01-01 |  | 50 | 50 | 50
Tier 3 | CA | WECC | AESO |  |  |  |  | Wind2_NE | 1 |  | WT | WND |  | Wind | 2031-01-01 |  | 50 | 50 | 50
Tier 3 | CA | WECC | AESO |  |  |  |  | Wind2_S2 | 1 |  | WT | WND |  | Wind | 2031-01-01 |  | 200 | 200 | 200
Tier 3 | CA | WECC | AESO |  |  |  |  | Wind3_C | 1 |  | WT | WND |  | Wind | 2031-01-01 |  | 100 | 100 | 100
Tier 3 | CA | WECC | AESO |  |  |  |  | Wind3_S1 | 1 |  | WT | WND |  | Wind | 2031-01-01 |  | 50 | 50 | 50
Tier 3 | CA | WECC | AESO |  |  |  |  | Wind3_S2 | 1 |  | WT | WND |  | Wind | 2032-01-01 |  | 100 | 100 | 100
Tier 3 | CA | WECC | AESO |  |  |  |  | Wind4_C | 1 |  | WT | WND |  | Wind | 2032-01-01 |  | 50 | 50 | 50
Tier 3 | CA | WECC | AESO |  |  |  |  | Solar3 | 1 |  | PV-NT | SUN |  | Solar | 2025-01-01 |  | 50 | 50 | 50
Tier 3 | CA | WECC | AESO |  |  |  |  | Solar6 | 1 |  | PV-NT | SUN |  | Solar | 2027-01-01 |  | 50 | 50 | 50
Tier 3 | CA | WECC | AESO |  |  |  |  | Solar13 | 1 |  | PV-NT | SUN |  | Solar | 2031-01-01 |  | 50 | 50 | 50
Tier 3 | CA | WECC | AESO |  |  |  |  | Solar12 | 1 |  | PV-NT | SUN |  | Solar | 2031-01-01 |  | 150 | 150 | 150
Tier 3 | CA | WECC | AESO |  |  |  |  | Solar9 | 1 |  | PV-NT | SUN |  | Solar | 2032-01-01 |  | 50 | 50 | 50
Tier 3 | CA | WECC | AESO |  |  |  |  | GCogen_B2 | 1 |  | CT | NG |  | Natural Gas and Other Gases | 2022-01-01 |  | 45 | 45 | 45
Tier 3 | CA | WECC | AESO |  |  |  |  | GCogen_B1 | 1 |  | CT | NG |  | Natural Gas and Other Gases | 2022-01-01 |  | 45 | 45 | 45
Tier 3 | CA | WECC | AESO |  |  |  |  | GCogen_C2 | 1 |  | CT | NG |  | Natural Gas and Other Gases | 2024-01-01 |  | 45 | 45 | 45
Tier 3 | CA | WECC | AESO |  |  |  |  | GCogen_C1 | 1 |  | CT | NG |  | Natural Gas and Other Gases | 2024-01-01 |  | 45 | 45 | 45
Tier 3 | CA | WECC | AESO |  |  |  |  | GCogen_D | 1 |  | CT | NG |  | Natural Gas and Other Gases | 2025-01-01 |  | 45 | 45 | 45
Tier 3 | CA | WECC | AESO |  |  |  |  | GCogen_E | 1 |  | CT | NG |  | Natural Gas and Other Gases | 2027-01-01 |  | 45 | 45 | 45
Tier 3 | CA | WECC | AESO |  |  |  |  | GCogen_F2 | 1 |  | CT | NG |  | Natural Gas and Other Gases | 2030-01-01 |  | 45 | 45 | 45
Tier 3 | CA | WECC | AESO |  |  |  |  | GCogen_F1 | 1 |  | CT | NG |  | Natural Gas and Other Gases | 2030-01-01 |  | 45 | 45 | 45
Tier 3 | CA | WECC | AESO |  |  |  |  | GCogen_G | 1 |  | CT | NG |  | Natural Gas and Other Gases | 2031-01-01 |  | 45 | 45 | 45
Tier 3 | CA | WECC | AESO |  |  |  |  | GCogen_H | 1 |  | CT | NG |  | Natural Gas and Other Gases | 2033-01-01 |  | 45 | 45 | 45
Tier 3 | CA | WECC | AESO |  |  |  |  | GCogen_I2 | 1 |  | CT | NG |  | Natural Gas and Other Gases | 2035-01-01 |  | 45 | 45 | 45
Tier 3 | CA | WECC | AESO |  |  |  |  | GCogen_I1 | 1 |  | CT | NG |  | Natural Gas and Other Gases | 2035-01-01 |  | 45 | 45 | 45
Tier 3 | CA | WECC | AESO |  |  |  |  | LTO2019_SC1 | 1 |  | GT | NG |  | Natural Gas and Other Gases | 2022-03-15 |  | 46.5 | 46.5 | 46.5
Tier 3 | CA | WECC | AESO |  |  |  |  | LTO2019_SC2 | 1 |  | GT | NG |  | Natural Gas and Other Gases | 2022-03-15 |  | 46.5 | 46.5 | 46.5
Tier 3 | CA | WECC | AESO |  |  |  |  | LTO2019_SC3 | 1 |  | GT | NG |  | Natural Gas and Other Gases | 2022-03-15 |  | 46.5 | 46.5 | 46.5
Tier 3 | CA | WECC | AESO |  |  |  |  | LTO2019_SC4 | 1 |  | GT | NG |  | Natural Gas and Other Gases | 2022-03-15 |  | 46.5 | 46.5 | 46.5
Tier 3 | CA | WECC | AESO |  |  |  |  | LTO2019_SC5 | 1 |  | GT | NG |  | Natural Gas and Other Gases | 2022-03-15 |  | 46.5 | 46.5 | 46.5
Tier 3 | CA | WECC | AESO |  |  |  |  | LTO2019_SC11 | 1 |  | GT | NG |  | Natural Gas and Other Gases | 2025-03-15 |  | 46.5 | 46.5 | 46.5
Tier 3 | CA | WECC | AESO |  |  |  |  | LTO2019_SC17 | 1 |  | GT | NG |  | Natural Gas and Other Gases | 2025-03-15 |  | 46.5 | 46.5 | 46.5
Tier 3 | CA | WECC | AESO |  |  |  |  | LTO2019_SC15 | 1 |  | GT | NG |  | Natural Gas and Other Gases | 2025-03-15 |  | 46.5 | 46.5 | 46.5
Tier 3 | CA | WECC | AESO |  |  |  |  | LTO2019_SC18 | 1 |  | GT | NG |  | Natural Gas and Other Gases | 2025-03-15 |  | 46.5 | 46.5 | 46.5
Tier 3 | CA | WECC | AESO |  |  |  |  | LTO2019_SC19 | 1 |  | GT | NG |  | Natural Gas and Other Gases | 2025-03-15 |  | 46.5 | 46.5 | 46.5
Tier 3 | CA | WECC | AESO |  |  |  |  | LTO2019_SC12 | 1 |  | GT | NG |  | Natural Gas and Other Gases | 2026-03-15 |  | 46.5 | 46.5 | 46.5
Tier 3 | CA | WECC | AESO |  |  |  |  | LTO2019_SC55 | 1 |  | GT | NG |  | Natural Gas and Other Gases | 2026-03-15 |  | 46.5 | 46.5 | 46.5
Tier 3 | CA | WECC | AESO |  |  |  |  | LTO2019_SC20 | 1 |  | GT | NG |  | Natural Gas and Other Gases | 2026-03-15 |  | 46.5 | 46.5 | 46.5
Tier 3 | CA | WECC | AESO |  |  |  |  | LTO2019_SC54 | 1 |  | GT | NG |  | Natural Gas and Other Gases | 2026-03-15 |  | 46.5 | 46.5 | 46.5
Tier 3 | CA | WECC | AESO |  |  |  |  | LTO2019_SC57 | 1 |  | GT | NG |  | Natural Gas and Other Gases | 2026-03-15 |  | 46.5 | 46.5 | 46.5
Tier 3 | CA | WECC | AESO |  |  |  |  | LTO2019_SC13 | 1 |  | GT | NG |  | Natural Gas and Other Gases | 2029-03-15 |  | 46.5 | 46.5 | 46.5
Tier 3 | CA | WECC | AESO |  |  |  |  | LTO2019_SC14 | 1 |  | GT | NG |  | Natural Gas and Other Gases | 2029-03-15 |  | 46.5 | 46.5 | 46.5
Tier 3 | CA | WECC | AESO |  |  |  |  | LTO2019_SC16 | 1 |  | GT | NG |  | Natural Gas and Other Gases | 2029-03-15 |  | 46.5 | 46.5 | 46.5
Tier 3 | CA | WECC | AESO |  |  |  |  | LTO2019_SC52 | 1 |  | GT | NG |  | Natural Gas and Other Gases | 2029-03-15 |  | 46.5 | 46.5 | 46.5
Tier 3 | CA | WECC | AESO |  |  |  |  | LTO2019_SC51 | 1 |  | GT | NG |  | Natural Gas and Other Gases | 2029-03-15 |  | 46.5 | 46.5 | 46.5
Tier 3 | CA | WECC | AESO |  |  |  |  | LTO2019_SC6 | 1 |  | GT | NG |  | Natural Gas and Other Gases | 2033-03-15 |  | 46.5 | 46.5 | 46.5
Tier 3 | CA | WECC | AESO |  |  |  |  | LTO2019_SC7 | 1 |  | GT | NG |  | Natural Gas and Other Gases | 2033-03-15 |  | 46.5 | 46.5 | 46.5
Tier 3 | CA | WECC | AESO |  |  |  |  | LTO2019_SC8 | 1 |  | GT | NG |  | Natural Gas and Other Gases | 2033-03-15 |  | 46.5 | 46.5 | 46.5
Tier 3 | CA | WECC | AESO |  |  |  |  | LTO2019_SC9 | 1 |  | GT | NG |  | Natural Gas and Other Gases | 2033-03-15 |  | 46.5 | 46.5 | 46.5
Tier 3 | CA | WECC | AESO |  |  |  |  | LTO2019_SC10 | 1 |  | GT | NG |  | Natural Gas and Other Gases | 2034-03-15 |  | 46.5 | 46.5 | 46.5
Tier 3 | CA | WECC | AESO |  |  |  |  | LTO2019_SC21 | 1 |  | GT | NG |  | Natural Gas and Other Gases | 2034-03-15 |  | 46.5 | 46.5 | 46.5
Tier 3 | CA | WECC | AESO |  |  |  |  | LTO2019_SC22 | 1 |  | GT | NG |  | Natural Gas and Other Gases | 2034-03-15 |  | 46.5 | 46.5 | 46.5
Tier 3 | CA | WECC | AESO |  |  |  |  | LTO2019_SC23 | 1 |  | GT | NG |  | Natural Gas and Other Gases | 2034-03-15 |  | 46.5 | 46.5 | 46.5
Tier 3 | CA | WECC | AESO |  |  |  |  | LTO2019_SC28 | 1 |  | GT | NG |  | Natural Gas and Other Gases | 2034-03-15 |  | 46.5 | 46.5 | 46.5
Tier 3 | CA | WECC | AESO |  |  |  |  | LTO2019_SC29 | 1 |  | GT | NG |  | Natural Gas and Other Gases | 2034-03-15 |  | 46.5 | 46.5 | 46.5
Tier 3 | CA | WECC | AESO |  |  |  |  | LTO2019_SC24 | 1 |  | GT | NG |  | Natural Gas and Other Gases | 2035-03-15 |  | 46.5 | 46.5 | 46.5
Tier 3 | CA | WECC | AESO |  |  |  |  | LTO2019_SC25 | 1 |  | GT | NG |  | Natural Gas and Other Gases | 2035-03-15 |  | 46.5 | 46.5 | 46.5
Tier 3 | CA | WECC | AESO |  |  |  |  | LTO2019_SC26 | 1 |  | GT | NG |  | Natural Gas and Other Gases | 2038-03-15 |  | 46.5 | 46.5 | 46.5
Tier 3 | CA | WECC | AESO |  |  |  |  | LTO2019_SC33 | 1 |  | GT | NG |  | Natural Gas and Other Gases | 2038-03-15 |  | 46.5 | 46.5 | 46.5
Tier 3 | CA | WECC | AESO |  |  |  |  | LTO2019_SC34 | 1 |  | GT | NG |  | Natural Gas and Other Gases | 2038-03-15 |  | 46.5 | 46.5 | 46.5
Tier 3 | CA | WECC | AESO |  |  |  |  | LTO2019_SC35 | 1 |  | GT | NG |  | Natural Gas and Other Gases | 2038-03-15 |  | 46.5 | 46.5 | 46.5
Tier 3 | CA | WECC | AESO |  |  |  |  | LTO2019_SC36 | 1 |  | GT | NG |  | Natural Gas and Other Gases | 2038-03-15 |  | 46.5 | 46.5 | 46.5
Tier 3 | CA | WECC | AESO |  |  |  |  | LTO2019_SC37 | 1 |  | GT | NG |  | Natural Gas and Other Gases | 2038-03-15 |  | 46.5 | 46.5 | 46.5
Tier 3 | CA | WECC | AESO |  |  |  |  | LTO2019_SC38 | 1 |  | GT | NG |  | Natural Gas and Other Gases | 2039-03-15 |  | 46.5 | 46.5 | 46.5
Tier 3 | CA | WECC | AESO |  |  |  |  | LTO2019_SC41 | 1 |  | GT | NG |  | Natural Gas and Other Gases | 2039-03-15 |  | 46.5 | 46.5 | 46.5
Tier 3 | CA | WECC | AESO |  |  |  |  | LTO2019_SC31 | 1 |  | GT | NG |  | Natural Gas and Other Gases | 2039-03-15 |  | 46.5 | 46.5 | 46.5
Tier 3 | CA | WECC | AESO |  |  |  |  | LTO2019_SC32 | 1 |  | GT | NG |  | Natural Gas and Other Gases | 2039-03-15 |  | 46.5 | 46.5 | 46.5
Tier 3 | CA | WECC | AESO |  |  |  |  | LTO2019_SC39 | 1 |  | GT | NG |  | Natural Gas and Other Gases | 2039-03-15 |  | 46.5 | 46.5 | 46.5
Tier 3 | CA | WECC | AESO |  |  |  |  | LTO2019_SC40 | 1 |  | GT | NG |  | Natural Gas and Other Gases | 2039-03-15 |  | 46.5 | 46.5 | 46.5
Tier 3 | CA | WECC | AESO |  |  |  |  | LTO2019_CC2 | 1 |  | CC | NG |  | Natural Gas and Other Gases | 2030-03-15 |  | 479 | 479 | 479
Tier 3 | CA | WECC | AESO |  |  |  |  | LTO2019_CC1 | 1 |  | CC | NG |  | Natural Gas and Other Gases | 2031-03-15 |  | 479 | 479 | 479
Tier 3 | CA | WECC | AESO |  |  |  |  | LTO2019_CC3 | 1 |  | CC | NG |  | Natural Gas and Other Gases | 2031-03-15 |  | 479 | 479 | 479
Tier 3 | CA | WECC | AESO |  |  |  |  | LTO2019_CC4 | 1 |  | CC | NG |  | Natural Gas and Other Gases | 2032-03-15 |  | 479 | 479 | 479
Tier 3 | CA | WECC | AESO |  |  |  |  | LTO2019_CC5 | 1 |  | CC | NG |  | Natural Gas and Other Gases | 2032-03-15 |  | 479 | 479 | 479
Tier 3 | CA | WECC | AESO |  |  |  |  | LTO2019_CC6 | 1 |  | CC | NG |  | Natural Gas and Other Gases | 2033-03-15 |  | 479 | 479 | 479
Tier 3 | CA | WECC | AESO |  |  |  |  | LTO2019_CC7 | 1 |  | CC | NG |  | Natural Gas and Other Gases | 2033-03-15 |  | 479 | 479 | 479
Tier 3 | CA | WECC | AESO |  |  |  |  | LTO2019_CC9 | 1 |  | CC | NG |  | Natural Gas and Other Gases | 2034-03-15 |  | 479 | 479 | 479
Tier 3 | CA | WECC | AESO |  |  |  |  | LTO2019_CC8 | 1 |  | CC | NG |  | Natural Gas and Other Gases | 2034-03-15 |  | 479 | 479 | 479
Tier 3 | CA | WECC | AESO |  |  |  |  | LTO2019_CC11 | 1 |  | CC | NG |  | Natural Gas and Other Gases | 2035-03-15 |  | 479 | 479 | 479
Tier 3 | CA | WECC | AESO |  |  |  |  | LTO2019_CC13 | 1 |  | CC | NG |  | Natural Gas and Other Gases | 2035-03-15 |  | 479 | 479 | 479
Tier 3 | CA | WECC | AESO |  |  |  |  | LTO2019_CC10 | 1 |  | CC | NG |  | Natural Gas and Other Gases | 2036-03-15 |  | 479 | 479 | 479
Tier 3 | CA | WECC | AESO |  |  |  |  | LTO2019_CC14 | 1 |  | CC | NG |  | Natural Gas and Other Gases | 2038-03-15 |  | 479 | 479 | 479
Tier 3 | CA | WECC | AESO |  |  |  |  | LTO2019_CC12 | 1 |  | CC | NG |  | Natural Gas and Other Gases | 2038-03-15 |  | 479 | 479 | 479
Tier 3 | CA | WECC | AESO |  |  |  |  | Lithium Battery | 1 |  | BA | MWH |  | Other | 2031-01-01 |  | 50 | 50 | 50
Existing | CA | WECC | BCHA |  | 180422 |  |  | 150 Mile House ERG | 1 |  | OT | WH |  | Other | 2008-10-16 |  | 5.88 | 5.34 | 5.34
Existing | CA | WECC | BCHA |  | 151180 |  |  | Aberfeldie 2 | 1 |  | HY | WAT |  | Conventional Hydro | 2008-08-01 |  | 8 | 6.5 | 0
Existing | CA | WECC | BCHA |  | 151180 |  |  | Aberfeldie 2 | 2 |  | HY | WAT |  | Conventional Hydro | 2008-08-01 |  | 8 | 6.5 | 0
Existing | CA | WECC | BCHA |  | 151180 |  |  | Aberfeldie 2 | 3 |  | HY | WAT |  | Conventional Hydro | 2008-08-01 |  | 8 | 8 | 8
Existing | CA | WECC | BCHA |  | 150930 |  |  | Akolkolex | 1 |  | HY | WAT |  | Conventional Hydro | 1995-04-01 |  | 10 | 0.8 | 0.8
Existing | CA | WECC | BCHA |  | 150175 |  |  | Alouette | 1 |  | HY | WAT |  | Conventional Hydro | 1927-12-01 |  | 9 | 0 | 0
Existing | CA | WECC | BCHA |  | 151104 |  |  | Armstrong Cogen | 1 |  | ST | WDS |  | Biomass | 2003-06-01 |  | 20.39 | 18.5 | 18.5
Existing | CA | WECC | BCHA |  | 152144 |  |  | Arrow Lake | 1 |  | HY | WAT |  | Conventional Hydro | 2002-02-01 |  | 92.5 | 60 | 60
Existing | CA | WECC | BCHA |  | 152145 |  |  | Arrow Lake | 2 |  | HY | WAT |  | Conventional Hydro | 2002-05-01 |  | 92.5 | 60 | 60
Existing | CA | WECC | BCHA |  | 150298 |  |  | Ash River | 1 |  | HY | WAT |  | Conventional Hydro | 1958-12-01 |  | 27 | 27 | 27
Existing | CA | WECC | BCHA |  | 151442 |  |  | Ashlu Creek | 1 |  | HY | WAT |  | Conventional Hydro | 2009-02-01 | 2055-12-31 | 18 | 2.75 | 2.75
Existing | CA | WECC | BCHA |  | 151442 |  |  | Ashlu Creek | 2 |  | HY | WAT |  | Conventional Hydro | 2009-02-01 |  | 18 | 2.75 | 2.75
Existing | CA | WECC | BCHA |  | 151442 |  |  | Ashlu Creek | 3 |  | HY | WAT |  | Conventional Hydro | 2009-02-01 |  | 18 | 2.75 | 2.75
Existing | CA | WECC | BCHA |  | 180546 |  |  | Barr Creek | 1 |  | HY | WAT |  | Conventional Hydro | 2012-01-31 |  | 2.25 | 0.65 | 0.65
Existing | CA | WECC | BCHA |  | 180546 |  |  | Barr Creek | 2 |  | HY | WAT |  | Conventional Hydro | 2012-01-31 |  | 2.25 | 0.65 | 0.65
Existing | CA | WECC | BCHA |  | 151686 |  |  | Bear Mountain | 1 |  | WT | WND |  | Wind | 2009-10-01 |  | 102 | 26.52 | 26.52
Existing | CA | WECC | BCHA |  | 180386 |  |  | Big Silver Hydro Project | 1 |  | HY | WAT |  | Conventional Hydro | 2016-07-29 | 2056-07-29 | 11 | 2.61 | 2.61
Existing | CA | WECC | BCHA |  | 180386 |  |  | Big Silver Hydro Project | 2 |  | HY | WAT |  | Conventional Hydro | 2016-07-29 | 2056-07-29 | 11 | 2.61 | 2.61
Existing | CA | WECC | BCHA |  | 180386 |  |  | Big Silver Hydro Project | 3 |  | HY | WAT |  | Conventional Hydro | 2016-07-29 | 2056-07-29 | 11 | 2.61 | 2.61
Existing | CA | WECC | BCHA |  | 180386 |  |  | Big Silver Hydro Project | 4 |  | HY | WAT |  | Conventional Hydro | 2016-07-29 | 2056-07-29 | 11 | 2.61 | 2.61
Existing | CA | WECC | BCHA |  | 151584 |  |  | Bone Creek Hydro | 1 |  | HY | WAT |  | Conventional Hydro | 2011-05-15 |  | 9.8 | 0.73 | 0.73
Existing | CA | WECC | BCHA |  | 151584 |  |  | Bone Creek Hydro | 2 |  | HY | WAT |  | Conventional Hydro | 2011-05-15 |  | 9.8 | 0.5 | 0.5
Existing | CA | WECC | BCHA |  | 150867 |  |  | Boston Bar Hydro (Scuzzy Creek | 1 |  | HY | WAT |  | Conventional Hydro | 1994-08-01 |  | 3 | 0.89 | 0.89
Existing | CA | WECC | BCHA |  | 150867 |  |  | Boston Bar Hydro (Scuzzy Creek | 2 |  | HY | WAT |  | Conventional Hydro | 1994-08-01 |  | 3 | 0.89 | 0.89
Existing | CA | WECC | BCHA |  | 180531 |  |  | Boulder Creek Hydro Project | 1 |  | HY | WAT |  | Conventional Hydro | 2017-05-16 |  | 13.2 | 1.07 | 1.07
Existing | CA | WECC | BCHA |  | 180531 |  |  | Boulder Creek Hydro Project | 2 |  | HY | WAT |  | Conventional Hydro | 2017-05-16 |  | 13.2 | 1.07 | 1.07
Existing | CA | WECC | BCHA |  | 180532 |  |  | Box Canyon | 1 |  | HY | WAT |  | Conventional Hydro | 2016-04-01 | 2056-03-31 | 14.69 | 4.15 | 4.15
Existing | CA | WECC | BCHA |  | 151137 |  |  | Brandywine | 1 |  | HY | WAT |  | Conventional Hydro | 2003-10-01 |  | 3.79 | 0.57 | 0.57
Existing | CA | WECC | BCHA |  | 151137 |  |  | Brandywine | 2 |  | HY | WAT |  | Conventional Hydro | 2003-10-01 |  | 3.79 | 0.57 | 0.57
Existing | CA | WECC | BCHA |  | 150959 |  |  | Bridge River 1 | 1 |  | HY | WAT |  | Conventional Hydro | 1933-12-01 |  | 48 | 45 | 45
Existing | CA | WECC | BCHA |  | 150960 |  |  | Bridge River 1 | 2 |  | HY | WAT |  | Conventional Hydro | 1933-12-01 |  | 48 | 45 | 45
Existing | CA | WECC | BCHA |  | 150961 |  |  | Bridge River 1 | 3 |  | HY | WAT |  | Conventional Hydro | 1933-12-01 |  | 48 | 45 | 45
Existing | CA | WECC | BCHA |  | 150962 |  |  | Bridge River 1 | 4 |  | HY | WAT |  | Conventional Hydro | 1933-12-01 |  | 48 | 40 | 40
Existing | CA | WECC | BCHA |  | 150963 |  |  | Bridge River 2 | 5 |  | HY | WAT |  | Conventional Hydro | 2019-02-17 |  | 74.6 | 74.6 | 74.6
Existing | CA | WECC | BCHA |  | 150964 |  |  | Bridge River 2 | 6 |  | HY | WAT |  | Conventional Hydro | 2019-06-05 |  | 74.6 | 74.6 | 74.6
Existing | CA | WECC | BCHA |  | 150965 |  |  | Bridge River 2 | 7 |  | HY | WAT |  | Conventional Hydro | 1933-12-01 |  | 68.5 | 65 | 48
Existing | CA | WECC | BCHA |  | 150966 |  |  | Bridge River 2 | 8 |  | HY | WAT |  | Conventional Hydro | 1933-12-01 |  | 68.5 | 43 | 43
Existing | CA | WECC | BCHA |  | 152151 |  |  | Brilliant | 1 |  | HY | WAT |  | Conventional Hydro | 1943-12-01 |  | 37.39 | 37.39 | 37.39
Existing | CA | WECC | BCHA |  | 152152 |  |  | Brilliant | 2 |  | HY | WAT |  | Conventional Hydro | 1944-01-01 |  | 38.2 | 38.2 | 38.2
Existing | CA | WECC | BCHA |  | 152153 |  |  | Brilliant | 3 |  | HY | WAT |  | Conventional Hydro | 1944-01-01 |  | 38.5 | 38.5 | 38.5
Existing | CA | WECC | BCHA |  | 152154 |  |  | Brilliant | 4 |  | HY | WAT |  | Conventional Hydro | 1967-12-01 |  | 38.5 | 38.5 | 38.5
Existing | CA | WECC | BCHA |  | 152160 |  |  | Brilliant Exp | 1 |  | HY | WAT |  | Conventional Hydro | 2007-09-01 |  | 120 | 120 | 120
Existing | CA | WECC | BCHA |  | 180604 |  |  | Brown Lake | 1 |  | HY | WAT |  | Conventional Hydro | 1996-12-01 |  | 7.2 | 4 | 4
Existing | CA | WECC | BCHA |  | 150003 |  |  | Buntzen 1 | 1 |  | HY | WAT |  | Conventional Hydro | 1902-12-01 |  | 55 | 55 | 55
Existing | CA | WECC | BCHA |  | 180977 |  |  | Cache Creek Landfill Gas Utili | 1 |  | IC | LFG |  | Biomass | 2015-03-30 |  | 1.6 | 1.35 | 1.35
Existing | CA | WECC | BCHA |  | 180977 |  |  | Cache Creek Landfill Gas Utili | 2 |  | IC | LFG |  | Biomass | 2015-03-30 |  | 1.6 | 1.35 | 1.35
Existing | CA | WECC | BCHA |  | 180977 |  |  | Cache Creek Landfill Gas Utili | 3 |  | IC | LFG |  | Biomass | 2015-03-30 |  | 1.6 | 1.35 | 1.35
Existing | CA | WECC | BCHA |  | 151043 |  |  | Canoe Creek Hydro | 1 |  | HY | WAT |  | Conventional Hydro | 2010-04-01 |  | 5.5 | 1.54 | 1.54
Existing | CA | WECC | BCHA |  | 180541 |  |  | Cape Scott (formerly Knob Hill | 1 |  | WT | WND |  | Wind | 2013-11-01 |  | 99.2 | 25.79 | 25.79
Existing | CA | WECC | BCHA |  | 151739 |  |  | Cariboo Pulp & Paper | 1 |  | ST | WDS |  | Biomass | 2012-08-31 |  | 32.7 | 10.35 | 10.35
Existing | CA | WECC | BCHA |  | 151739 |  |  | Cariboo Pulp & Paper | 2 |  | ST | WDS |  | Biomass | 2012-08-31 |  | 28.69 | 8.2 | 8.2
Existing | CA | WECC | BCHA |  | 180434 |  |  | Castle Creek (formerly Benjami | 1 |  | HY | WAT |  | Conventional Hydro | 2015-06-15 |  | 3 | 0.79 | 0.79
Existing | CA | WECC | BCHA |  | 180620 |  |  | Castle Creek (formerly Benjami | 2 |  | HY | WAT |  | Conventional Hydro | 2015-06-15 |  | 3 | 0.79 | 0.79
Existing | CA | WECC | BCHA |  | 180404 |  |  | Cedar Road LFG Inc. | 1 |  | ST | LFG |  | Biomass | 2009-11-01 |  | 1.26 | 1.26 | 1.26
Existing | CA | WECC | BCHA |  | 152918 |  |  | Celgar | 2 |  | ST | BLQ |  | Biomass | 1992-12-01 |  | 52.29 | 6.67 | 6.67
Existing | CA | WECC | BCHA |  | 152918 |  |  | Celgar | 3 |  | ST | BLQ |  | Biomass | 2009-09-01 |  | 48 | 6.15 | 6.15
Existing | CA | WECC | BCHA |  | 150000 |  |  | Cheakamus | 1 |  | HY | WAT |  | Conventional Hydro | 2018-11-01 |  | 96 | 85 | 95.8
Existing | CA | WECC | BCHA |  | 150001 |  |  | Cheakamus | 2 |  | HY | WAT |  | Conventional Hydro | 2019-08-01 |  | 96 | 80 | 95.8
Existing | CA | WECC | BCHA |  | 180849 |  |  | Chetwynd Biomass | 1 |  | ST | WDS |  | Biomass | 2015-06-19 |  | 6 | 5.5 | 5.5
Existing | CA | WECC | BCHA |  | 180749 |  |  | Chetwynd Biomass | 2 |  | ST | WDS |  | Biomass | 2015-06-19 |  | 6 | 5.5 | 5.5
Existing | CA | WECC | BCHA |  | 180536 |  |  | Chickwat | 1 |  | HY | WAT |  | Conventional Hydro | 2018-11-01 |  | 19 | 9.34 | 9.34
Existing | CA | WECC | BCHA |  | 151387 |  |  | China Creek | 1 |  | HY | WAT |  | Conventional Hydro | 2005-12-01 |  | 3.2 | 1.15 | 1.15
Existing | CA | WECC | BCHA |  | 151387 |  |  | China Creek | 2 |  | HY | WAT |  | Conventional Hydro | 2006-04-01 |  | 3.2 | 1.15 | 1.15
Existing | CA | WECC | BCHA |  | 150002 |  |  | Clowhom | 1 |  | HY | WAT |  | Conventional Hydro | 1951-12-01 |  | 30 | 30 | 20
Existing | CA | WECC | BCHA |  | 99999 |  |  | Clyde Coats | 1 |  | HY | WAT |  | Conventional Hydro | 1988-01-01 |  | 0.16 | 0 | 0
Existing | CA | WECC | BCHA |  | 180891 |  |  | Conifex Green Energy | 1 |  | ST | WDS |  | Biomass | 2015-04-24 |  | 36 | 25.08 | 25.08
Existing | CA | WECC | BCHA |  | 152141 |  |  | Corra Linn | 1 |  | HY | WAT |  | Conventional Hydro | 1931-12-01 |  | 16.5 | 16.5 | 16.5
Existing | CA | WECC | BCHA |  | 152142 |  |  | Corra Linn | 2 |  | HY | WAT |  | Conventional Hydro | 1932-01-01 |  | 16.5 | 16.5 | 16.5
Existing | CA | WECC | BCHA |  | 152143 |  |  | Corra Linn | 3 |  | HY | WAT |  | Conventional Hydro | 1932-01-01 |  | 16.5 | 16.5 | 16.5
Existing | CA | WECC | BCHA |  | 151313 |  |  | Cranberry Creek Power | 3 |  | HY | WAT |  | Conventional Hydro | 2017-05-05 |  | 3.29 | 0.24 | 0.24
Existing | CA | WECC | BCHA |  | 180440 |  |  | Crowsnest Pass | 1 |  | ST | WH |  | Other | 2012-04-01 |  | 10.5 | 9.98 | 9.98
Existing | CA | WECC | BCHA |  | 180533 |  |  | Culliton Creek | 1 |  | HY | WAT |  | Conventional Hydro | 2016-05-01 | 2046-05-01 | 7.5 | 1.78 | 1.78
Existing | CA | WECC | BCHA |  | 180533 |  |  | Culliton Creek | 2 |  | HY | WAT |  | Conventional Hydro | 2016-05-01 | 2046-05-01 | 7.5 | 1.78 | 1.78
Existing | CA | WECC | BCHA |  | 180411 |  |  | Cypress Creek | 1 |  | HY | WAT |  | Conventional Hydro | 2009-07-01 |  | 2.79 | 1.24 | 1.24
Existing | CA | WECC | BCHA |  | 180416 |  |  | Dasque Creek Hydro | 1 |  | HY | WAT |  | Conventional Hydro | 2015-05-20 |  | 10.68 | 0.42 | 0.42
Existing | CA | WECC | BCHA |  | 180416 |  |  | Dasque Creek Hydro | 2 |  | HY | WAT |  | Conventional Hydro | 2015-05-20 |  | 4.68 | 0.19 | 0.19
Existing | CA | WECC | BCHA |  | 151682 |  |  | Dokie Wind | 1 |  | WT | WND |  | Wind | 2011-02-17 |  | 144 | 37.44 | 37.44
Existing | CA | WECC | BCHA |  | 150931 |  |  | Doran Taylor | 1 |  | HY | WAT |  | Conventional Hydro | 1996-07-01 |  | 5.6 | 1.44 | 1.44
Existing | CA | WECC | BCHA |  | 151544 |  |  | Douglas (DGL,Kwalsa Energy) | 1 |  | HY | WAT |  | Conventional Hydro | 2009-11-01 | 2055-12-31 | 13.31 | 1.91 | 1.91
Existing | CA | WECC | BCHA |  | 151544 |  |  | Douglas (DGL,Kwalsa Energy) | 2 |  | HY | WAT |  | Conventional Hydro | 2009-11-01 | 2055-12-31 | 13.31 | 1.91 | 1.91
Existing | CA | WECC | BCHA |  | 99999 |  |  | Eagle Lake | 1 |  | HY | WAT |  | Conventional Hydro | 2003-05-01 |  | 0.2 | 0 | 0
Existing | CA | WECC | BCHA |  | 151528 |  |  | East Toba and Montrose Creek ( | 1 |  | HY | WAT |  | Conventional Hydro | 2010-07-01 |  | 73 | 2.43 | 2.43
Existing | CA | WECC | BCHA |  | 151530 |  |  | East Toba and Montrose Creek ( | 1 |  | HY | WAT |  | Conventional Hydro | 2010-07-01 |  | 73 | 1.45 | 1.45
Existing | CA | WECC | BCHA |  | 151529 |  |  | East Toba and Montrose Creek ( | 2 |  | HY | WAT |  | Conventional Hydro | 2010-07-01 |  | 73 | 2.43 | 2.43
Existing | CA | WECC | BCHA |  | 151530 |  |  | East Toba and Montrose Creek ( | 2 |  | HY | WAT |  | Conventional Hydro | 2010-07-01 |  | 73 | 1.45 | 1.45
Existing | CA | WECC | BCHA |  | 150946 |  |  | East Twin Creek | 1 |  | HY | WAT |  | Conventional Hydro | 1991-11-01 |  | 0.59 | 0.074 | 0.074
Existing | CA | WECC | BCHA |  | 150946 |  |  | East Twin Creek | 2 |  | HY | WAT |  | Conventional Hydro | 1991-11-02 |  | 0.59 | 0.074 | 0.074
Existing | CA | WECC | BCHA |  | 150946 |  |  | East Twin Creek | 3 |  | HY | WAT |  | Conventional Hydro | 1991-11-03 |  | 0.59 | 0.074 | 0.074
Existing | CA | WECC | BCHA |  | 180433 |  |  | Eldorado Reservoir | 1 |  | HY | WAT |  | Conventional Hydro | 2009-06-03 |  | 0.8 | 0.07 | 0.07
Existing | CA | WECC | BCHA |  | 150775 |  |  | Elko | 1 |  | HY | WAT |  | Conventional Hydro | 1923-12-01 |  | 6 | 0 | 0
Existing | CA | WECC | BCHA |  | 150775 |  |  | Elko | 2 |  | HY | WAT |  | Conventional Hydro | 1923-12-01 |  | 6 | 0 | 0
Existing | CA | WECC | BCHA |  | 150445 |  |  | Falls River | 1 |  | HY | WAT |  | Conventional Hydro | 1929-12-01 |  | 3.5 | 3 | 2.5
Existing | CA | WECC | BCHA |  | 150445 |  |  | Falls River | 2 |  | HY | WAT |  | Conventional Hydro | 1929-12-01 |  | 3.5 | 3 | 2.5
Existing | CA | WECC | BCHA |  | 151543 |  |  | Fire (FRE,Kwalsa Energy) | 1 |  | HY | WAT |  | Conventional Hydro | 2009-11-01 | 2055-12-31 | 13.31 | 1.913 | 1.913
Existing | CA | WECC | BCHA |  | 151543 |  |  | Fire (FRE,Kwalsa Energy) | 2 |  | HY | WAT |  | Conventional Hydro | 2009-11-01 | 2055-12-31 | 13.31 | 1.913 | 1.913
Existing | CA | WECC | BCHA |  | 151458 |  |  | Fitzsimmons Creek | 1 |  | HY | WAT |  | Conventional Hydro | 2010-01-01 |  | 8 | 0.84 | 0.84
Existing | CA | WECC | BCHA |  | 180594 |  |  | Forrest Kerr Hydroelectric | 1 |  | HY | WAT |  | Conventional Hydro | 2014-10-20 |  | 21.67 | 3.03 | 3.03
Existing | CA | WECC | BCHA |  | 180594 |  |  | Forrest Kerr Hydroelectric | 2 |  | HY | WAT |  | Conventional Hydro | 2014-10-20 |  | 21.67 | 3.03 | 3.03
Existing | CA | WECC | BCHA |  | 180594 |  |  | Forrest Kerr Hydroelectric | 3 |  | HY | WAT |  | Conventional Hydro | 2014-10-20 |  | 21.67 | 3.03 | 3.03
Existing | CA | WECC | BCHA |  | 180595 |  |  | Forrest Kerr Hydroelectric | 4 |  | HY | WAT |  | Conventional Hydro | 2014-10-20 |  | 21.67 | 2.19 | 2.19
Existing | CA | WECC | BCHA |  | 180595 |  |  | Forrest Kerr Hydroelectric | 5 |  | HY | WAT |  | Conventional Hydro | 2014-10-20 |  | 21.67 | 3.03 | 3.03
Existing | CA | WECC | BCHA |  | 180595 |  |  | Forrest Kerr Hydroelectric | 6 |  | HY | WAT |  | Conventional Hydro | 2014-10-20 |  | 21.67 | 3.03 | 3.03
Existing | CA | WECC | BCHA |  | 180596 |  |  | Forrest Kerr Hydroelectric | 7 |  | HY | WAT |  | Conventional Hydro | 2014-10-20 |  | 21.67 | 3.03 | 3.03
Existing | CA | WECC | BCHA |  | 180596 |  |  | Forrest Kerr Hydroelectric | 8 |  | HY | WAT |  | Conventional Hydro | 2014-10-20 |  | 21.67 | 3.03 | 3.03
Existing | CA | WECC | BCHA |  | 180596 |  |  | Forrest Kerr Hydroelectric | 9 |  | HY | WAT |  | Conventional Hydro | 2014-10-20 |  | 21.67 | 3.03 | 3.03
Existing | CA | WECC | BCHA |  | 180752 |  |  | Fort St. James Green Energy | 1 |  | ST | WDS |  | Biomass | 2017-12-03 |  | 40 | 33 | 33
Existing | CA | WECC | BCHA |  | 180750 |  |  | Fraser Lake Biomass | 1 |  | ST | WDS |  | Biomass | 2015-03-28 |  | 6 | 5.5 | 5.5
Existing | CA | WECC | BCHA |  | 180750 |  |  | Fraser Lake Biomass | 2 |  | ST | WDS |  | Biomass | 2015-03-28 |  | 6 | 5.5 | 5.5
Existing | CA | WECC | BCHA |  | 151414 |  |  | Furry Creek | 1 |  | HY | WAT |  | Conventional Hydro | 2004-06-01 |  | 10.45 | 2.09 | 2.09
Existing | CA | WECC | BCHA |  | 150495 |  |  | Gordon M Shrum | 1 |  | HY | WAT |  | Conventional Hydro | 1967-12-01 |  | 275 | 270 | 265
Existing | CA | WECC | BCHA |  | 150496 |  |  | Gordon M Shrum | 2 |  | HY | WAT |  | Conventional Hydro | 1967-12-01 |  | 275 | 270 | 265
Existing | CA | WECC | BCHA |  | 150497 |  |  | Gordon M Shrum | 3 |  | HY | WAT |  | Conventional Hydro | 1967-12-01 |  | 275 | 270 | 265
Existing | CA | WECC | BCHA |  | 150498 |  |  | Gordon M Shrum | 4 |  | HY | WAT |  | Conventional Hydro | 1968-12-01 |  | 275 | 270 | 265
Existing | CA | WECC | BCHA |  | 150499 |  |  | Gordon M Shrum | 5 |  | HY | WAT |  | Conventional Hydro | 1968-12-01 |  | 275 | 270 | 265
Existing | CA | WECC | BCHA |  | 150500 |  |  | Gordon M Shrum | 6 |  | HY | WAT |  | Conventional Hydro | 1970-12-01 |  | 310 | 305 | 288
Existing | CA | WECC | BCHA |  | 150501 |  |  | Gordon M Shrum | 7 |  | HY | WAT |  | Conventional Hydro | 1971-12-01 |  | 310 | 305 | 300
Existing | CA | WECC | BCHA |  | 150502 |  |  | Gordon M Shrum | 8 |  | HY | WAT |  | Conventional Hydro | 1971-12-01 |  | 310 | 305 | 300
Existing | CA | WECC | BCHA |  | 150503 |  |  | Gordon M Shrum | 9 |  | HY | WAT |  | Conventional Hydro | 1973-12-01 |  | 306 | 300 | 296
Existing | CA | WECC | BCHA |  | 150504 |  |  | Gordon M Shrum | 10 |  | HY | WAT |  | Conventional Hydro | 1979-12-01 |  | 306 | 300 | 296
Existing | CA | WECC | BCHA |  | 99999 |  |  | Greater Nanaimo PCC Cogenerati | 1 |  | IC | LFG |  | Biomass | 2012-01-31 |  | 0.33 | 0.32 | 0.32
Existing | CA | WECC | BCHA |  | 180902 |  |  | Haa-ak-suuk Creek Hydro | 1 |  | HY | WAT |  | Conventional Hydro | 2014-05-07 |  | 6 | 0 | 0
Existing | CA | WECC | BCHA |  | 180586 |  |  | Harmac Biomass | 3 |  | ST | WDS |  | Biomass | 2013-12-01 |  | 30 | 14 | 14
Existing | CA | WECC | BCHA |  | 180585 |  |  | Harmac Biomass | 4 |  | ST | WDS |  | Biomass | 2013-12-01 |  | 25 | 11.67 | 11.67
Existing | CA | WECC | BCHA |  | 180130 |  |  | Hartland LF | 1 |  | IC | LFG |  | Biomass | 2004-02-01 |  | 1.6 | 0.855 | 0.855
Existing | CA | WECC | BCHA |  | 180130 |  |  | Hartland LF | 2 |  | IC | LFG |  | Biomass | 2004-02-01 |  | 1.6 | 0.855 | 0.855
Existing | CA | WECC | BCHA |  | 151499 |  |  | Hauer Creek | 1 |  | HY | WAT |  | Conventional Hydro | 2007-06-01 |  | 2.39 | 0.34 | 0.34
Existing | CA | WECC | BCHA |  | 180817 |  |  | Houweling Nurseries Cogenerati | 1 |  | ST | NG |  | Natural Gas and Other Gases | 2015-10-26 |  | 4.4 | 4.36 | 4.36
Existing | CA | WECC | BCHA |  | 180818 |  |  | Houweling Nurseries Cogenerati | 2 |  | ST | NG |  | Natural Gas and Other Gases | 2015-10-26 |  | 4.4 | 4.36 | 4.36
Existing | CA | WECC | BCHA |  | 180657 |  |  | Howe Sound Green Energy | 1 |  | ST | WDS |  | Biomass | 2010-10-01 |  | 62.5 | 30.92 | 30.92
Existing | CA | WECC | BCHA |  | 180657 |  |  | Howe Sound Green Energy | 2 |  | ST | WDS |  | Biomass | 2010-10-01 |  | 50 | 24.94 | 24.94
Existing | CA | WECC | BCHA |  | 151838 |  |  | Hunter Creek | 1 |  | HY | WAT |  | Conventional Hydro | 2018-06-12 |  | 12 | 2.23 | 2.23
Existing | CA | WECC | BCHA |  | 151307 |  |  | Hystad Creek | 1 |  | HY | WAT |  | Conventional Hydro | 2002-06-01 |  | 3 | 0.261 | 0.261
Existing | CA | WECC | BCHA |  | 151307 |  |  | Hystad Creek | 2 |  | HY | WAT |  | Conventional Hydro | 2002-06-01 |  | 3 | 0.261 | 0.261
Existing | CA | WECC | BCHA |  | 151627 |  |  | Inter-continental Pulp (ICP, C | 2 |  | ST | WDS |  | Biomass | 2015-03-31 |  | 31.69 | 14 | 14
Existing | CA | WECC | BCHA |  | 151039 |  |  | Island Cogen | 1 |  | CA | NG |  | Natural Gas and Other Gases | 2002-04-01 |  | 290 | 275 | 275
Existing | CA | WECC | BCHA |  | 180388 |  |  | Jamie Creek | 1 |  | HY | WAT |  | Conventional Hydro | 2014-05-16 |  | 10.67 | 0.48 | 0.48
Existing | CA | WECC | BCHA |  | 180388 |  |  | Jamie Creek | 2 |  | HY | WAT |  | Conventional Hydro | 2014-05-16 |  | 10.67 | 0.48 | 0.48
Existing | CA | WECC | BCHA |  | 180529 |  |  | Jimmie Creek Hydro Project | 1 |  | HY | WAT |  | Conventional Hydro | 2016-08-01 | 2056-08-01 | 36.39 | 1.178 | 1.178
Existing | CA | WECC | BCHA |  | 180529 |  |  | Jimmie Creek Hydro Project | 2 |  | HY | WAT |  | Conventional Hydro | 2016-08-01 | 2056-08-01 | 36.39 | 1.178 | 1.178
Existing | CA | WECC | BCHA |  | 151628 |  |  | John Hart | 1 |  | HY | WAT |  | Conventional Hydro | 2018-10-10 |  | 47 | 46 | 46
Existing | CA | WECC | BCHA |  | 151629 |  |  | John Hart | 2 |  | HY | WAT |  | Conventional Hydro | 2018-07-21 |  | 47 | 46 | 46
Existing | CA | WECC | BCHA |  | 151630 |  |  | John Hart | 3 |  | HY | WAT |  | Conventional Hydro | 2018-05-02 |  | 47 | 46 | 46
Existing | CA | WECC | BCHA |  | 150306 |  |  | Jordan River | 1 |  | HY | WAT |  | Conventional Hydro | 1911-12-01 |  | 167 | 167 | 167
Existing | CA | WECC | BCHA |  | 151598 |  |  | Kamloops Green Energy | A |  | ST | WDS |  | Biomass | 2009-08-04 |  | 24 | 6.7 | 6.7
Existing | CA | WECC | BCHA |  | 151599 |  |  | Kamloops Green Energy | B |  | ST | WDS |  | Biomass | 2009-08-04 |  | 12 | 3.9 | 3.9
Existing | CA | WECC | BCHA |  | 181014 |  |  | Kamloops Green Energy | C |  | ST | WDS |  | Biomass | 2009-08-04 |  | 32 | 25.8 | 25.8
Existing | CA | WECC | BCHA |  | 150437 |  |  | Kemano | 1 |  | HY | WAT |  | Conventional Hydro | 1949-12-01 |  | 112.5 | 27.5 | 27.5
Existing | CA | WECC | BCHA |  | 150438 |  |  | Kemano | 2 |  | HY | WAT |  | Conventional Hydro | 1949-12-01 |  | 112.5 | 27.5 | 27.5
Existing | CA | WECC | BCHA |  | 150439 |  |  | Kemano | 3 |  | HY | WAT |  | Conventional Hydro | 1949-12-01 |  | 112.5 | 27.5 | 27.5
Existing | CA | WECC | BCHA |  | 150440 |  |  | Kemano | 4 |  | HY | WAT |  | Conventional Hydro | 1949-12-01 |  | 112.5 | 27.5 | 27.5
Existing | CA | WECC | BCHA |  | 150441 |  |  | Kemano | 5 |  | HY | WAT |  | Conventional Hydro | 1949-12-01 |  | 112.5 | 27.5 | 27.5
Existing | CA | WECC | BCHA |  | 150442 |  |  | Kemano | 6 |  | HY | WAT |  | Conventional Hydro | 1949-12-01 |  | 112.5 | 27.5 | 27.5
Existing | CA | WECC | BCHA |  | 150443 |  |  | Kemano | 7 |  | HY | WAT |  | Conventional Hydro | 1949-12-01 |  | 112.5 | 27.5 | 27.5
Existing | CA | WECC | BCHA |  | 150444 |  |  | Kemano | 8 |  | HY | WAT |  | Conventional Hydro | 1949-12-01 |  | 112.5 | 27.5 | 27.5
Existing | CA | WECC | BCHA |  | 151216 |  |  | Kokish River | 1 |  | HY | WAT |  | Conventional Hydro | 2014-04-09 |  | 11.11 | 3.3 | 3.3
Existing | CA | WECC | BCHA |  | 151216 |  |  | Kokish River | 2 |  | HY | WAT |  | Conventional Hydro | 2014-04-09 |  | 11.11 | 3.3 | 3.3
Existing | CA | WECC | BCHA |  | 151216 |  |  | Kokish River | 3 |  | HY | WAT |  | Conventional Hydro | 2014-04-09 |  | 11.11 | 3.3 | 3.3
Existing | CA | WECC | BCHA |  | 151216 |  |  | Kokish River | 4 |  | HY | WAT |  | Conventional Hydro | 2014-04-09 |  | 11.11 | 3.3 | 3.3
Existing | CA | WECC | BCHA |  | 150769 |  |  | Kootenay Canal | 1 |  | HY | WAT |  | Conventional Hydro | 1974-12-01 |  | 145 | 145 | 142.5
Existing | CA | WECC | BCHA |  | 150770 |  |  | Kootenay Canal | 2 |  | HY | WAT |  | Conventional Hydro | 1974-12-01 |  | 145 | 145 | 142.5
Existing | CA | WECC | BCHA |  | 150771 |  |  | Kootenay Canal | 3 |  | HY | WAT |  | Conventional Hydro | 1975-12-01 |  | 145 | 145 | 142.5
Existing | CA | WECC | BCHA |  | 150772 |  |  | Kootenay Canal | 4 |  | HY | WAT |  | Conventional Hydro | 1975-12-01 |  | 145 | 145 | 142.5
Existing | CA | WECC | BCHA |  | 151583 |  |  | Kwoiek Creek | 1 |  | HY | WAT |  | Conventional Hydro | 2013-09-30 |  | 14.43 | 2.11 | 2.11
Existing | CA | WECC | BCHA |  | 151583 |  |  | Kwoiek Creek | 2 |  | HY | WAT |  | Conventional Hydro | 2013-09-30 |  | 14.43 | 2.11 | 2.11
Existing | CA | WECC | BCHA |  | 151583 |  |  | Kwoiek Creek | 3 |  | HY | WAT |  | Conventional Hydro | 2013-09-30 |  | 14.43 | 2.11 | 2.11
Existing | CA | WECC | BCHA |  | 151583 |  |  | Kwoiek Creek | 4 |  | HY | WAT |  | Conventional Hydro | 2013-09-30 |  | 14.43 | 2.11 | 2.11
Existing | CA | WECC | BCHA |  | 152111 |  |  | L Bonnington | 1 |  | HY | WAT |  | Conventional Hydro | 1923-12-01 |  | 14.1 | 14.1 | 14.1
Existing | CA | WECC | BCHA |  | 152112 |  |  | L Bonnington | 2 |  | HY | WAT |  | Conventional Hydro | 1925-01-01 |  | 17.39 | 17.39 | 17.39
Existing | CA | WECC | BCHA |  | 152113 |  |  | L Bonnington | 3 |  | HY | WAT |  | Conventional Hydro | 1925-01-01 |  | 14.1 | 14.1 | 14.1
Existing | CA | WECC | BCHA |  | 150170 |  |  | La Joie | 1 |  | HY | WAT |  | Conventional Hydro | 1956-12-01 |  | 23.5 | 25 | 22
Existing | CA | WECC | BCHA |  | 150300 |  |  | Ladore Falls | 1 |  | HY | WAT |  | Conventional Hydro | 1955-12-01 |  | 23.5 | 23.5 | 23.5
Existing | CA | WECC | BCHA |  | 150301 |  |  | Ladore Falls | 2 |  | HY | WAT |  | Conventional Hydro | 1956-12-01 |  | 23.5 | 23.5 | 23.5
Existing | CA | WECC | BCHA |  | 151541 |  |  | Lamont (LMN, Upper Stave Energ | 1 |  | HY | WAT |  | Conventional Hydro | 2009-11-02 |  | 15.08 | 3.86 | 3.86
Existing | CA | WECC | BCHA |  | 151541 |  |  | Lamont (LMN, Upper Stave Energ | 2 |  | HY | WAT |  | Conventional Hydro | 2009-11-02 |  | 15.08 | 3.86 | 3.86
Existing | CA | WECC | BCHA |  | 180352 |  |  | Lois Lake | 1 |  | HY | WAT |  | Conventional Hydro | 1930-01-01 |  | 18 | 0 | 0
Existing | CA | WECC | BCHA |  | 180353 |  |  | Lois Lake | 2 |  | HY | WAT |  | Conventional Hydro | 1930-01-01 |  | 18 | 0 | 0
Existing | CA | WECC | BCHA |  | 151240 |  |  | Long Lake Hydro | 1 |  | HY | WAT |  | Conventional Hydro | 2013-09-30 |  | 17.1 | 8.52 | 8.52
Existing | CA | WECC | BCHA |  | 151240 |  |  | Long Lake Hydro | 2 |  | HY | WAT |  | Conventional Hydro | 2013-09-30 |  | 17.1 | 8.52 | 8.52
Existing | CA | WECC | BCHA |  | 181127 |  |  | Lorenzetta Creek | 1 |  | HY | WAT |  | Conventional Hydro | 2016-10-30 | 2056-10-30 | 3.2 | 0.614 | 0.614
Existing | CA | WECC | BCHA |  | 151369 |  |  | Lower Bear Hydro | 1 |  | HY | WAT |  | Conventional Hydro | 2012-03-31 |  | 5 | 1.06 | 1.06
Existing | CA | WECC | BCHA |  | 151369 |  |  | Lower Bear Hydro | 2 |  | HY | WAT |  | Conventional Hydro | 2012-03-31 |  | 5 | 1.06 | 1.06
Existing | CA | WECC | BCHA |  | 151468 |  |  | Lower Clowhom | 1 |  | HY | WAT |  | Conventional Hydro | 2010-03-20 |  | 11.88 | 2.33 | 2.33
Existing | CA | WECC | BCHA |  | 151733 |  |  | LP Golden Biomass | 1 |  | ST | WDS |  | Biomass | 2011-05-25 |  | 7.5 | 4.85 | 4.85
Existing | CA | WECC | BCHA |  | 150925 |  |  | Mamquam | 1 |  | HY | WAT |  | Conventional Hydro | 1996-11-01 |  | 29 | 4.72 | 4.72
Existing | CA | WECC | BCHA |  | 150922 |  |  | Mamquam | 2 |  | HY | WAT |  | Conventional Hydro | 1996-11-01 |  | 29 | 4.72 | 4.72
Existing | CA | WECC | BCHA |  | 151213 |  |  | Marion 3 Creek | 1 |  | HY | WAT |  | Conventional Hydro | 2005-01-01 |  | 4.59 | 0.75 | 0.75
Existing | CA | WECC | BCHA |  | 181013 |  |  | McIntosh Creek Waterpower Proj | 1 |  | HY | WAT |  | Conventional Hydro | 2016-04-10 | 2051-04-10 | 0.6 | 0 | 0
Existing | CA | WECC | BCHA |  | 181012 |  |  | McIntosh Creek Waterpower Proj | 2 |  | HY | WAT |  | Conventional Hydro | 2016-04-10 | 2051-04-10 | 0.6 | 0 | 0
Existing | CA | WECC | BCHA |  | 180787 |  |  | McLymont Creek | 1 |  | HY | WAT |  | Conventional Hydro | 2015-10-28 |  | 22 | 1.342 | 1.342
Existing | CA | WECC | BCHA |  | 180787 |  |  | McLymont Creek | 2 |  | HY | WAT |  | Conventional Hydro | 2015-10-28 |  | 22 | 1.342 | 1.342
Existing | CA | WECC | BCHA |  | 180787 |  |  | McLymont Creek | 3 |  | HY | WAT |  | Conventional Hydro | 2015-10-28 |  | 22 | 1.342 | 1.342
Existing | CA | WECC | BCHA |  | 150511 |  |  | McMahon | 1 |  | GT | NG |  | Natural Gas and Other Gases | 1992-12-01 |  | 55 | 52.5 | 52.5
Existing | CA | WECC | BCHA |  | 150512 |  |  | McMahon | 2 |  | GT | NG |  | Natural Gas and Other Gases | 1992-12-01 |  | 55 | 52.5 | 52.5
Existing | CA | WECC | BCHA |  | 151374 |  |  | McNair Creek | 1 |  | HY | WAT |  | Conventional Hydro | 2004-11-01 |  | 9.8 | 1.53 | 1.53
Existing | CA | WECC | BCHA |  | 151237 |  |  | Mears Creek | 1 |  | HY | WAT |  | Conventional Hydro | 2004-01-01 |  | 3.79 | 1.09 | 1.09
Existing | CA | WECC | BCHA |  | 180450 |  |  | Meikle Wind | 1 |  | WT | WND |  | Wind | 2017-02-01 |  | 184.6 | 48 | 48
Existing | CA | WECC | BCHA |  | 180760 |  |  | Merritt Green Energy | 1 |  | ST | WDS |  | Biomass | 2018-02-17 |  | 40 | 24.75 | 24.75
Existing | CA | WECC | BCHA |  | 150637 |  |  | Mica | 1 |  | HY | WAT |  | Conventional Hydro | 1975-12-01 |  | 445 | 435 | 410
Existing | CA | WECC | BCHA |  | 150638 |  |  | Mica | 2 |  | HY | WAT |  | Conventional Hydro | 1975-12-01 |  | 445 | 435 | 410
Existing | CA | WECC | BCHA |  | 150639 |  |  | Mica | 3 |  | HY | WAT |  | Conventional Hydro | 1975-12-01 |  | 445 | 435 | 410
Existing | CA | WECC | BCHA |  | 150640 |  |  | Mica | 4 |  | HY | WAT |  | Conventional Hydro | 1975-12-01 |  | 445 | 435 | 410
Existing | CA | WECC | BCHA |  | 151125 |  |  | Mica G5 | 5 |  | HY | WAT |  | Conventional Hydro | 2015-01-27 |  | 520 | 520 | 460
Existing | CA | WECC | BCHA |  | 151126 |  |  | Mica G6 | 6 |  | HY | WAT |  | Conventional Hydro | 2015-11-30 |  | 520 | 520 | 460
Existing | CA | WECC | BCHA |  | 180415 |  |  | Middle Creek Hydro Project | 3 |  | HY | WAT |  | Conventional Hydro | 2015-05-20 |  | 8.2 | 0.73 | 0.73
Existing | CA | WECC | BCHA |  | 151055 |  |  | Miller Creek | 1 |  | HY | WAT |  | Conventional Hydro | 2003-04-01 |  | 13.18 | 2.1 | 2.1
Existing | CA | WECC | BCHA |  | 151054 |  |  | Miller Creek | 2 |  | HY | WAT |  | Conventional Hydro | 2003-04-01 |  | 1.57 | 0.25 | 0.25
Existing | CA | WECC | BCHA |  | 181143 |  |  | Moose Lake | 1 |  | WT | WND |  | Wind | 2019-04-03 |  | 15 | 3.9 | 3.9
Existing | CA | WECC | BCHA |  | 180389 |  |  | Northwest Stave River | 1 |  | HY | WAT |  | Conventional Hydro | 2013-12-01 |  | 7.91 | 0.864 | 0.864
Existing | CA | WECC | BCHA |  | 180389 |  |  | Northwest Stave River | 2 |  | HY | WAT |  | Conventional Hydro | 2013-12-01 |  | 7.91 | 0.864 | 0.864
Existing | CA | WECC | BCHA |  | 180389 |  |  | Northwest Stave River | 3 |  | HY | WAT |  | Conventional Hydro | 2013-12-01 |  | 3.29 | 0.36 | 0.36
Existing | CA | WECC | BCHA |  | 151697 |  |  | Northwood Green Power | A |  | ST | WDS |  | Biomass | 2014-01-25 |  | 33.6 | 12.55 | 12.55
Existing | CA | WECC | BCHA |  | 151697 |  |  | Northwood Green Power | B |  | ST | WDS |  | Biomass | 2014-01-25 |  | 31.62 | 11.82 | 11.82
Existing | CA | WECC | BCHA |  | 151697 |  |  | Northwood Green Power | C |  | ST | WDS |  | Biomass | 2019-03-01 |  | 31.5 | 11.82 | 11.82
Existing | CA | WECC | BCHA |  | 150506 |  |  | NW Energy | 1 |  | ST | WDS |  | Biomass | 1993-04-01 |  | 65 | 62.53 | 62.53
Existing | CA | WECC | BCHA |  | 150513 |  |  | Peace Canyon | 1 |  | HY | WAT |  | Conventional Hydro | 1979-12-01 |  | 178 | 170 | 165
Existing | CA | WECC | BCHA |  | 150514 |  |  | Peace Canyon | 2 |  | HY | WAT |  | Conventional Hydro | 1979-12-01 |  | 184 | 175 | 165
Existing | CA | WECC | BCHA |  | 150515 |  |  | Peace Canyon | 3 |  | HY | WAT |  | Conventional Hydro | 1979-12-01 |  | 184 | 175 | 165
Existing | CA | WECC | BCHA |  | 150516 |  |  | Peace Canyon | 4 |  | HY | WAT |  | Conventional Hydro | 1979-12-01 |  | 184 | 175 | 165
Existing | CA | WECC | BCHA |  | 180790 |  |  | Pennask wind farm | 1 |  | WT | WND |  | Wind | 2017-02-24 |  | 15 | 3.9 | 3.9
Existing | CA | WECC | BCHA |  | 151395 |  |  | PGP Bio Energy Project | 1 |  | ST | WDS |  | Biomass | 2009-09-14 |  | 59.89 | 6.56 | 6.56
Existing | CA | WECC | BCHA |  | 151131 |  |  | Pingston | 1 |  | HY | WAT |  | Conventional Hydro | 2003-05-01 |  | 15 | 0.83 | 0.83
Existing | CA | WECC | BCHA |  | 151132 |  |  | Pingston | 2 |  | HY | WAT |  | Conventional Hydro | 2003-04-01 |  | 15 | 0.83 | 0.83
Existing | CA | WECC | BCHA |  | 151133 |  |  | Pingston | 3 |  | HY | WAT |  | Conventional Hydro | 2004-04-01 |  | 15 | 0.83 | 0.83
Existing | CA | WECC | BCHA |  | 180365 |  |  | Powell River | 1 |  | HY | WAT |  | Conventional Hydro | 2015-01-01 |  | 10 | 0 | 0
Existing | CA | WECC | BCHA |  | 180361 |  |  | Powell River | 5 |  | HY | WAT |  | Conventional Hydro | 2015-01-01 |  | 28 | 0 | 0
Existing | CA | WECC | BCHA |  | 180359 |  |  | Powell River CG (Catalyst) | 12 |  | ST | WDS |  | Biomass | 1950-12-01 |  | 36 | 11 | 11
Existing | CA | WECC | BCHA |  | 180375 |  |  | Powell River CG (Catalyst) | 13 |  | ST | WDS |  | Biomass | 1950-12-01 |  | 31.93 | 3.7 | 3.7
Existing | CA | WECC | BCHA |  | 151305 |  |  | Ptarmigan Creek (Robson Valley | 1 |  | HY | WAT |  | Conventional Hydro | 1993-01-01 |  | 1.2 | 0.192 | 0.192
Existing | CA | WECC | BCHA |  | 151306 |  |  | Ptarmigan Creek (Robson Valley | 2 |  | HY | WAT |  | Conventional Hydro | 1993-01-01 |  | 1.2 | 0.192 | 0.192
Existing | CA | WECC | BCHA |  | 150896 |  |  | Ptarmigan Creek (Robson Valley | 3 |  | HY | WAT |  | Conventional Hydro | 1993-01-01 |  | 1.2 | 0.192 | 0.192
Existing | CA | WECC | BCHA |  | 150299 |  |  | Puntledge | 1 |  | HY | WAT |  | Conventional Hydro | 1954-12-01 |  | 24 | 24 | 18
Existing | CA | WECC | BCHA |  | 180455 |  |  | Quality Wind | 1 |  | WT | WND |  | Wind | 2012-11-09 |  | 142.2 | 36.97 | 36.97
Existing | CA | WECC | BCHA |  | 151145 |  |  | Raging River 2 | 1 |  | HY | WAT |  | Conventional Hydro | 2012-01-30 |  | 4.45 | 0.935 | 0.935
Existing | CA | WECC | BCHA |  | 180405 |  |  | Raging River 2 | 2 |  | HY | WAT |  | Conventional Hydro | 2012-01-30 |  | 4.45 | 0.935 | 0.935
Existing | CA | WECC | BCHA |  | 180534 |  |  | Ramonas L | 1 |  | HY | WAT |  | Conventional Hydro | 2018-05-21 |  | 7 | 3.615 | 3.615
Existing | CA | WECC | BCHA |  | 180535 |  |  | Ramonas U | 1 |  | HY | WAT |  | Conventional Hydro | 2018-12-19 |  | 7 | 3.615 | 3.615
Existing | CA | WECC | BCHA |  | 150644 |  |  | Revelstoke | 1 |  | HY | WAT |  | Conventional Hydro | 1983-12-01 |  | 500 | 500 | 500
Existing | CA | WECC | BCHA |  | 150645 |  |  | Revelstoke | 2 |  | HY | WAT |  | Conventional Hydro | 1983-12-01 |  | 500 | 500 | 500
Existing | CA | WECC | BCHA |  | 150646 |  |  | Revelstoke | 3 |  | HY | WAT |  | Conventional Hydro | 1983-12-01 |  | 500 | 500 | 500
Existing | CA | WECC | BCHA |  | 150647 |  |  | Revelstoke | 4 |  | HY | WAT |  | Conventional Hydro | 1983-12-01 |  | 500 | 500 | 500
Existing | CA | WECC | BCHA |  | 151032 |  |  | Revelstoke | 5 |  | HY | WAT |  | Conventional Hydro | 2010-12-22 |  | 519 | 510 | 505
Existing | CA | WECC | BCHA |  | 150435 |  |  | Rupert GT | 1 |  | GT | NG |  | Natural Gas and Other Gases | 1972-12-01 |  | 23 | 23 | 23
Existing | CA | WECC | BCHA |  | 150436 |  |  | Rupert GT | 2 |  | GT | NG |  | Natural Gas and Other Gases | 1972-12-01 |  | 23 | 23 | 23
Existing | CA | WECC | BCHA |  | 150172 |  |  | Ruskin | 1 |  | HY | WAT |  | Conventional Hydro | 1929-12-01 |  | 35 | 35 | 35
Existing | CA | WECC | BCHA |  | 150173 |  |  | Ruskin | 2 |  | HY | WAT |  | Conventional Hydro | 1929-12-01 |  | 35 | 35 | 35
Existing | CA | WECC | BCHA |  | 150174 |  |  | Ruskin | 3 |  | HY | WAT |  | Conventional Hydro | 1949-12-01 |  | 35 | 35 | 35
Existing | CA | WECC | BCHA |  | 151135 |  |  | Rutherford Creek | 1 |  | HY | WAT |  | Conventional Hydro | 2004-08-01 |  | 25 | 1.54 | 1.54
Existing | CA | WECC | BCHA |  | 151135 |  |  | Rutherford Creek | 2 |  | HY | WAT |  | Conventional Hydro | 2004-08-01 |  | 25 | 1.54 | 1.54
Existing | CA | WECC | BCHA |  | 152131 |  |  | S Slocan | 1 |  | HY | WAT |  | Conventional Hydro | 1927-12-01 |  | 19 | 19 | 19
Existing | CA | WECC | BCHA |  | 152132 |  |  | S Slocan | 2 |  | HY | WAT |  | Conventional Hydro | 1928-01-01 |  | 19 | 19 | 19
Existing | CA | WECC | BCHA |  | 152133 |  |  | S Slocan | 3 |  | HY | WAT |  | Conventional Hydro | 1928-01-01 |  | 19 | 19 | 19
Existing | CA | WECC | BCHA |  | 151313 |  |  | S. Cranberry Creek | 1 |  | HY | WAT |  | Conventional Hydro | 2007-12-01 |  | 4.25 | 0.293 | 0.293
Existing | CA | WECC | BCHA |  | 151313 |  |  | S. Cranberry Creek | 2 |  | HY | WAT |  | Conventional Hydro | 2007-12-01 |  | 4.25 | 0.293 | 0.293
Existing | CA | WECC | BCHA |  | 151214 |  |  | S. Sutton Creek | 1 |  | HY | WAT |  | Conventional Hydro | 2005-05-01 |  | 4.9 | 1.54 | 1.54
Existing | CA | WECC | BCHA |  | 180384 |  |  | Sakwi Creek RoR | 1 |  | HY | WAT |  | Conventional Hydro | 2014-12-25 |  | 6 | 1.144 | 1.144
Existing | CA | WECC | BCHA |  | 151592 |  |  | Salmon Inlet (Sechelt Creek SC | 1 |  | HY | WAT |  | Conventional Hydro | 1997-08-01 |  | 8.3 | 2.241 | 2.241
Existing | CA | WECC | BCHA |  | 151592 |  |  | Salmon Inlet (Sechelt Creek SC | 2 |  | HY | WAT |  | Conventional Hydro | 1997-08-01 |  | 8.3 | 2.241 | 2.241
Existing | CA | WECC | BCHA |  | 180432 |  |  | Savona ERG | 1 |  | OT | WH |  | Other | 2008-08-12 |  | 5.89 | 5.89 | 5.89
Existing | CA | WECC | BCHA |  | 151140 |  |  | SeeGen | 1 |  | ST | LFG |  | Biomass | 2003-07-01 |  | 24.75 | 24.75 | 24.75
Existing | CA | WECC | BCHA |  | 150171 |  |  | Seton | 1 |  | HY | WAT |  | Conventional Hydro | 1955-12-01 |  | 48 | 44 | 42
Existing | CA | WECC | BCHA |  | 150766 |  |  | Seven Mile | 1 |  | HY | WAT |  | Conventional Hydro | 1978-12-01 |  | 195 | 195 | 195
Existing | CA | WECC | BCHA |  | 150767 |  |  | Seven Mile | 2 |  | HY | WAT |  | Conventional Hydro | 1979-12-01 |  | 195 | 195 | 195
Existing | CA | WECC | BCHA |  | 150768 |  |  | Seven Mile | 3 |  | HY | WAT |  | Conventional Hydro | 1980-12-01 |  | 195 | 195 | 195
Existing | CA | WECC | BCHA |  | 151036 |  |  | Seven Mile | 4 |  | HY | WAT |  | Conventional Hydro | 2003-04-01 |  | 210 | 210 | 205
Existing | CA | WECC | BCHA |  | 181089 |  |  | Shinish Creek wind farm | 1 |  | WT | WND |  | Wind | 2017-03-08 |  | 15 | 3.9 | 3.9
Existing | CA | WECC | BCHA |  | 150652 |  |  | Shuswap | 1 |  | HY | WAT |  | Conventional Hydro | 1928-12-01 |  | 2.6 | 0 | 0
Existing | CA | WECC | BCHA |  | 150652 |  |  | Shuswap | 2 |  | HY | WAT |  | Conventional Hydro | 1941-12-01 |  | 2.6 | 2.6 | 2.5
Existing | CA | WECC | BCHA |  | 99999 |  |  | Silversmith Power & Light | 1 |  | HY | WAT |  | Conventional Hydro | 2016-10-01 | 2026-10-01 | 0.35 | 0 | 0
Existing | CA | WECC | BCHA |  | 180537 |  |  | Skookum Creek Power Project | 1 |  | HY | WAT |  | Conventional Hydro | 2014-05-02 |  | 15 | 2.49 | 2.49
Existing | CA | WECC | BCHA |  | 180537 |  |  | Skookum Creek Power Project | 2 |  | HY | WAT |  | Conventional Hydro | 2014-05-02 |  | 15 | 2.49 | 2.49
Existing | CA | WECC | BCHA |  | 151037 |  |  | Skookumchuk Power Project (Pur | 1 |  | ST | WDS |  | Biomass | 2001-09-01 |  | 15 | 15 | 15
Existing | CA | WECC | BCHA |  | 151037 |  |  | Skookumchuk Power Project (Pur | 2 |  | ST | WDS |  | Biomass | 2001-09-01 |  | 43.2 | 43.2 | 43.2
Existing | CA | WECC | BCHA |  | 150293 |  |  | Soo River | 1 |  | HY | WAT |  | Conventional Hydro | 1994-07-01 |  | 6.67 | 0.885 | 0.885
Existing | CA | WECC | BCHA |  | 150293 |  |  | Soo River | 2 |  | HY | WAT |  | Conventional Hydro | 1994-07-02 |  | 6.67 | 0.885 | 0.885
Existing | CA | WECC | BCHA |  | 150773 |  |  | Spillimacheen | 1 |  | HY | WAT |  | Conventional Hydro | 1954-12-01 |  | 0.9 | 0 | 0
Existing | CA | WECC | BCHA |  | 150773 |  |  | Spillimacheen | 2 |  | HY | WAT |  | Conventional Hydro | 1954-12-01 |  | 0.9 | 0 | 0
Existing | CA | WECC | BCHA |  | 150773 |  |  | Spillimacheen | 3 |  | HY | WAT |  | Conventional Hydro | 1954-12-01 |  | 2.2 | 0 | 0
Existing | CA | WECC | BCHA |  | 180377 |  |  | Squamish Power Project (aka wo | 1 |  | HY | WAT |  | Conventional Hydro | 2013-04-19 |  | 2.6 | 0 | 0
Existing | CA | WECC | BCHA |  | 150176 |  |  | Stave Falls | 1 |  | HY | WAT |  | Conventional Hydro | 1999-10-01 |  | 45 | 45 | 45
Existing | CA | WECC | BCHA |  | 150177 |  |  | Stave Falls | 2 |  | HY | WAT |  | Conventional Hydro | 1999-10-01 |  | 45 | 45 | 45
Existing | CA | WECC | BCHA |  | 151545 |  |  | Stokke (SKK, Kwalsa Energy) | 1 |  | HY | WAT |  | Conventional Hydro | 2009-11-01 | 2055-12-31 | 13.31 | 1.913 | 1.913
Existing | CA | WECC | BCHA |  | 151545 |  |  | Stokke (SKK, Kwalsa Energy) | 2 |  | HY | WAT |  | Conventional Hydro | 2009-11-01 | 2055-12-31 | 13.31 | 1.913 | 1.913
Existing | CA | WECC | BCHA |  | 150304 |  |  | Strathcona | 1 |  | HY | WAT |  | Conventional Hydro | 1957-12-01 |  | 32 | 32 | 30
Existing | CA | WECC | BCHA |  | 150305 |  |  | Strathcona | 2 |  | HY | WAT |  | Conventional Hydro | 1957-12-01 |  | 32 | 32 | 30
Existing | CA | WECC | BCHA |  | 181090 |  |  | SunMine | 1 |  | PV-T | SUN |  | Solar | 2015-06-01 |  | 1.05 | 0 | 0
Existing | CA | WECC | BCHA |  | 151546 |  |  | Tipella (TPA, Kwalsa Energy) | 1 |  | HY | WAT |  | Conventional Hydro | 2009-11-01 | 2055-12-31 | 9.68 | 1.945 | 1.945
Existing | CA | WECC | BCHA |  | 151546 |  |  | Tipella (TPA, Kwalsa Energy) | 2 |  | HY | WAT |  | Conventional Hydro | 2009-11-01 | 2055-12-31 | 9.68 | 1.945 | 1.945
Existing | CA | WECC | BCHA |  | 151476 |  |  | Tretheway Creek | 1 |  | HY | WAT |  | Conventional Hydro | 2015-10-01 |  | 11.69 | 2.01 | 2.01
Existing | CA | WECC | BCHA |  | 151476 |  |  | Tretheway Creek | 2 |  | HY | WAT |  | Conventional Hydro | 2015-10-01 |  | 11.69 | 2.01 | 2.01
Existing | CA | WECC | BCHA |  | 151060 |  |  | Tsilhqot'in Solar Farm | 1 |  | PV-T | SUN |  | Solar | 2020-05-28 |  | 0.99 | 0.23 | 0.23
Existing | CA | WECC | BCHA |  | 180378 |  |  | Tyson Creek | 1 |  | HY | WAT |  | Conventional Hydro | 2010-11-01 |  | 9.3 | 2.148 | 2.148
Existing | CA | WECC | BCHA |  | 152121 |  |  | U Bonnington | 1 |  | HY | WAT |  | Conventional Hydro | 1906-12-01 |  | 6.7 | 6.7 | 6.7
Existing | CA | WECC | BCHA |  | 152122 |  |  | U Bonnington | 2 |  | HY | WAT |  | Conventional Hydro | 1907-01-01 |  | 6 | 6 | 6
Existing | CA | WECC | BCHA |  | 152123 |  |  | U Bonnington | 3 |  | HY | WAT |  | Conventional Hydro | 1907-01-01 |  | 6 | 6 | 6
Existing | CA | WECC | BCHA |  | 152124 |  |  | U Bonnington | 4 |  | HY | WAT |  | Conventional Hydro | 1907-01-01 |  | 6.7 | 6.7 | 6.7
Existing | CA | WECC | BCHA |  | 152125 |  |  | U Bonnington | 5 |  | HY | WAT |  | Conventional Hydro | 1907-01-01 |  | 23.39 | 23.39 | 23.39
Existing | CA | WECC | BCHA |  | 152126 |  |  | U Bonnington | 6 |  | HY | WAT |  | Conventional Hydro | 1907-01-01 |  | 19.39 | 19.39 | 19.39
Existing | CA | WECC | BCHA |  | 151368 |  |  | Upper Bear Hydro | 1 |  | HY | WAT |  | Conventional Hydro | 2012-03-31 |  | 13.19 | 2.79 | 2.79
Existing | CA | WECC | BCHA |  | 151479 |  |  | Upper Clowhom | 2 |  | HY | WAT |  | Conventional Hydro | 2010-02-01 |  | 12 | 2.319 | 2.319
Existing | CA | WECC | BCHA |  | 180527 |  |  | Upper Lillooet River | 1 |  | HY | WAT |  | Conventional Hydro | 2017-03-30 |  | 7.4 | 1 | 1
Existing | CA | WECC | BCHA |  | 180527 |  |  | Upper Lillooet River | 2 |  | HY | WAT |  | Conventional Hydro | 2017-03-30 |  | 20.23 | 2.72 | 2.72
Existing | CA | WECC | BCHA |  | 180527 |  |  | Upper Lillooet River | 3 |  | HY | WAT |  | Conventional Hydro | 2017-03-30 |  | 20.23 | 2.72 | 2.72
Existing | CA | WECC | BCHA |  | 180527 |  |  | Upper Lillooet River | 4 |  | HY | WAT |  | Conventional Hydro | 2017-03-30 |  | 20.23 | 2.72 | 2.72
Existing | CA | WECC | BCHA |  | 151593 |  |  | Upper Mamquam | 1 |  | HY | WAT |  | Conventional Hydro | 2005-07-01 |  | 12.5 | 2.2 | 2.2
Existing | CA | WECC | BCHA |  | 151593 |  |  | Upper Mamquam | 2 |  | HY | WAT |  | Conventional Hydro | 2005-07-01 |  | 12.5 | 2.2 | 2.2
Existing | CA | WECC | BCHA |  | 151542 |  |  | Upper Stave Energy (USR) | 1 |  | HY | WAT |  | Conventional Hydro | 2009-11-02 |  | 4.42 | 1.27 | 1.27
Existing | CA | WECC | BCHA |  | 151542 |  |  | Upper Stave Energy (USR) | 2 |  | HY | WAT |  | Conventional Hydro | 2009-11-02 |  | 10.25 | 2.93 | 2.93
Existing | CA | WECC | BCHA |  | 151542 |  |  | Upper Stave Energy (USR) | 3 |  | HY | WAT |  | Conventional Hydro | 2009-11-02 |  | 10.25 | 2.93 | 2.93
Existing | CA | WECC | BCHA |  | 151542 |  |  | Upper Stave Energy (USR) | 4 |  | HY | WAT |  | Conventional Hydro | 2009-11-02 |  | 10.25 | 2.93 | 2.93
Existing | CA | WECC | BCHA |  | 151143 |  |  | Vancouver Landfill Gas Utiliza | 1 |  | IC | LFG |  | Biomass | 2003-09-01 |  | 1.85 | 1.83 | 1.83
Existing | CA | WECC | BCHA |  | 151143 |  |  | Vancouver Landfill Gas Utiliza | 2 |  | IC | LFG |  | Biomass | 2003-09-01 |  | 1.85 | 1.83 | 1.83
Existing | CA | WECC | BCHA |  | 180730 |  |  | Volcano Creek | 1 |  | HY | WAT |  | Conventional Hydro | 2014-12-18 |  | 9 | 0 | 0
Existing | CA | WECC | BCHA |  | 180730 |  |  | Volcano Creek | 2 |  | HY | WAT |  | Conventional Hydro | 2014-12-18 |  | 9 | 0 | 0
Existing | CA | WECC | BCHA |  | 150169 |  |  | Wahleach | 1 |  | HY | WAT |  | Conventional Hydro | 1951-12-01 |  | 61 | 61 | 58
Existing | CA | WECC | BCHA |  | 150181 |  |  | Walden North | 2 |  | HY | WAT |  | Conventional Hydro | 1993-03-01 |  | 3.6 | 0.29 | 0.29
Existing | CA | WECC | BCHA |  | 150181 |  |  | Walden North | 3 |  | HY | WAT |  | Conventional Hydro | 1993-03-01 |  | 3.6 | 0.29 | 0.29
Existing | CA | WECC | BCHA |  | 150181 |  |  | Walden North | 4 |  | HY | WAT |  | Conventional Hydro | 1993-03-01 |  | 3.6 | 0.29 | 0.29
Existing | CA | WECC | BCHA |  | 150181 |  |  | Walden North | 5 |  | HY | WAT |  | Conventional Hydro | 1993-03-01 |  | 3.6 | 0.29 | 0.29
Existing | CA | WECC | BCHA |  | 150181 |  |  | Walden North | 6 |  | HY | WAT |  | Conventional Hydro | 1993-03-01 |  | 3.6 | 0.29 | 0.29
Existing | CA | WECC | BCHA |  | 150642 |  |  | Walter Hardman | 1 |  | HY | WAT |  | Conventional Hydro | 1959-12-01 |  | 4 | 4 | 4
Existing | CA | WECC | BCHA |  | 150642 |  |  | Walter Hardman | 2 |  | HY | WAT |  | Conventional Hydro | 1964-12-01 |  | 4 | 4 | 4
Existing | CA | WECC | BCHA |  | 152161 |  |  | Waneta | 1 |  | HY | WAT |  | Conventional Hydro | 1952-01-01 |  | 120 | 120 | 120
Existing | CA | WECC | BCHA |  | 152162 |  |  | Waneta | 2 |  | HY | WAT |  | Conventional Hydro | 1952-01-01 |  | 120 | 120 | 120
Existing | CA | WECC | BCHA |  | 152163 |  |  | Waneta | 3 |  | HY | WAT |  | Conventional Hydro | 1952-01-01 |  | 120 | 120 | 120
Existing | CA | WECC | BCHA |  | 152164 |  |  | Waneta | 4 |  | HY | WAT |  | Conventional Hydro | 1952-01-01 |  | 120 | 120 | 120
Existing | CA | WECC | BCHA |  | 152166 |  |  | Waneta Expansion | 1 |  | HY | WAT |  | Conventional Hydro | 2015-03-31 |  | 167.5 | 5.2 | 5.2
Existing | CA | WECC | BCHA |  | 152167 |  |  | Waneta Expansion | 2 |  | HY | WAT |  | Conventional Hydro | 2015-03-31 |  | 167.5 | 5.2 | 5.2
Existing | CA | WECC | BCHA |  | 150643 |  |  | Whatshan | 1 |  | HY | WAT |  | Conventional Hydro | 1950-12-01 |  | 54 | 54 | 54
Existing | CA | WECC | BCHA |  | 151800 |  |  | Winchie Creek | 1 |  | HY | WAT |  | Conventional Hydro | 2018-10-29 |  | 4 | 1.12 | 1.12
Existing | CA | WECC | BCHA |  | 151212 |  |  | Zeballos Lake | 1 |  | HY | WAT |  | Conventional Hydro | 2009-06-13 |  | 9.38 | 4.54 | 4.54
Existing | CA | WECC | BCHA |  | 151212 |  |  | Zeballos Lake | 2 |  | HY | WAT |  | Conventional Hydro | 2009-06-13 |  | 9.38 | 4.54 | 4.54
Existing | CA | WECC | BCHA |  | 151212 |  |  | Zeballos Lake | 3 |  | HY | WAT |  | Conventional Hydro | 2009-06-13 |  | 3.08 | 1.5 | 1.5
Tier 1 | CA | WECC | BCHA |  |  |  |  | Zonnebeke Wind Energy | 1 |  | WT | WND |  | Wind | 2021-02-18 |  | 15 | 3.9 | 3.9
Tier 1 | CA | WECC | BCHA |  |  |  |  | Sukunka Wind Energy | 1 |  | WT | WND |  | Wind | 2021-03-07 |  | 15 | 3.9 | 3.9
Tier 1 | CA | WECC | BCHA |  |  |  |  | Bridge River 2 | 7 |  | HY | WAT |  | Conventional Hydro | 2021-04-04 |  | 74.6 | 9.6 | 26.6
Tier 1 | CA | WECC | BCHA |  |  |  |  | Bridge River 2 | 8 |  | HY | WAT |  | Conventional Hydro | 2021-06-13 |  | 74.6 | 31.6 | 31.6
Tier 1 | CA | WECC | BCHA |  |  |  |  | Wedgemount Creek | 1 |  | HY | WAT |  | Conventional Hydro | 2021-07-01 |  | 5.4 | 0.86 | 0.86
Tier 1 | CA | WECC | BCHA |  |  |  |  | NNTC | 1 |  | PV-T | SUN |  | Solar | 2021-09-30 |  | 15 | 1.5 | 1.5
Tier 1 | CA | WECC | BCHA |  |  |  |  | Bremner | 1 |  | HY | WAT |  | Conventional Hydro | 2022-01-01 |  | 22.5 | 4.525 | 4.525
Tier 1 | CA | WECC | BCHA |  |  |  |  | Trio Small Hydro | 1 |  | HY | WAT |  | Conventional Hydro | 2022-01-01 |  | 25 | 4.53 | 4.53
Tier 1 | CA | WECC | BCHA |  |  |  |  | Trio Small Hydro | 2 |  | HY | WAT |  | Conventional Hydro | 2022-01-01 |  | 2 | 0.63 | 0.63
Tier 1 | CA | WECC | BCHA |  |  |  |  | Site C G1 | 1 |  | HY | WAT |  | Conventional Hydro | 2023-12-07 |  | 190.83 | 190.83 | 190.83
Tier 1 | CA | WECC | BCHA |  |  |  |  | Site C G2 | 2 |  | HY | WAT |  | Conventional Hydro | 2024-02-22 |  | 190.83 | 190.83 | 190.83
Tier 1 | CA | WECC | BCHA |  |  |  |  | Site C G3 | 3 |  | HY | WAT |  | Conventional Hydro | 2024-05-21 |  | 190.83 | 190.83 | 190.83
Tier 1 | CA | WECC | BCHA |  |  |  |  | Site C G4 | 4 |  | HY | WAT |  | Conventional Hydro | 2024-07-22 |  | 190.83 | 190.83 | 190.83
Tier 1 | CA | WECC | BCHA |  |  |  |  | Site C G5 | 5 |  | HY | WAT |  | Conventional Hydro | 2024-09-23 |  | 190.83 | 190.83 | 190.83
Tier 1 | CA | WECC | BCHA |  |  |  |  | Site C G6 | 6 |  | HY | WAT |  | Conventional Hydro | 2024-11-25 |  | 190.83 | 190.83 | 190.83
Tier 1 | CA | WECC | BCHA |  |  |  |  | Bridge River 1 | 4 |  | HY | WAT |  | Conventional Hydro | 2025-10-31 |  | 54.9 | 7 | 7
Tier 1 | CA | WECC | BCHA |  |  |  |  | Bridge River 1 | 3 |  | HY | WAT |  | Conventional Hydro | 2026-10-31 |  | 54.9 | 7 | 7
Tier 1 | CA | WECC | BCHA |  |  |  |  | Bridge River 1 | 2 |  | HY | WAT |  | Conventional Hydro | 2027-10-31 |  | 54.9 | 7 | 7
Tier 1 | CA | WECC | BCHA |  |  |  |  | Bridge River 1 | 1 |  | HY | WAT |  | Conventional Hydro | 2028-10-31 |  | 54.9 | 7 | 7
Tier 1 | CA | WECC | BCHA |  |  |  |  | Elko Upgrade | 1 |  | HY | WAT |  | Conventional Hydro | 2034-04-01 |  | 10.4 | 10.4 | 10.4
Tier 1 | CA | WECC | BCHA |  |  |  |  | Elko Upgrade | 2 |  | HY | WAT |  | Conventional Hydro | 2034-04-01 |  | 10.4 | 10.4 | 10.4
Tier 2 | CA | WECC | BCHA |  |  |  |  | Clemina Creek | 1 |  | HY | WAT |  | Conventional Hydro | 2022-12-31 |  | 10.5 | 0.1 | 0.1
Tier 2 | CA | WECC | BCHA |  |  |  |  | Serpentine Creek | 1 |  | HY | WAT |  | Conventional Hydro | 2022-12-31 |  | 10.5 | 0.2 | 0.2
Tier 2 | CA | WECC | BCHA |  |  |  |  | Sarita River | 1 |  | HY | WAT |  | Conventional Hydro | 2023-02-01 |  | 5.3 | 0.16 | 0.16
Tier 2 | CA | WECC | BCHA |  |  |  |  | ONA/UNB | 1 |  | PV-T | SUN |  | Solar | 2023-03-01 |  | 15 | 1.5 | 1.5
Tier 3 | CA | WECC | BCHA |  |  |  |  | Siwash Watershed Resources | 1 |  | HY | WAT |  | Conventional Hydro | 2025-09-01 |  | 1 | 0.08 | 0.08
Tier 3 | CA | WECC | BCHA |  |  |  |  | Saulteau | 1 |  | WT | WND |  | Wind | 2025-09-01 |  | 15 | 3.9 | 3.9
Tier 3 | CA | WECC | BCHA |  |  |  |  | Seton | 1 |  | HY | WAT |  | Conventional Hydro | 2026-10-01 |  | 50 | 2 | 1.75
Tier 3 | CA | WECC | BCHA |  |  |  |  | Clowhom | 1 |  | HY | WAT |  | Conventional Hydro | 2030-04-01 |  | 45 | 0 | 10
Tier 3 | CA | WECC | BCHA |  |  |  |  | La Joie | 1 |  | HY | WAT |  | Conventional Hydro | 2030-10-01 |  | 27 | 4 | 2
Tier 3 | CA | WECC | BCHA |  |  |  |  | Revelstoke | 6 |  | HY | WAT |  | Conventional Hydro | 2035-04-01 |  | 500 | 500 | 500
Tier 3 | CA | WECC | BCHA |  |  |  |  | Wind_PC48 | 1 |  | WT | WND |  | Wind | 2036-03-01 |  | 150 | 36 | 36
Tier 3 | CA | WECC | BCHA |  |  |  |  | Wind_PC14 | 1 |  | WT | WND |  | Wind | 2037-03-01 |  | 144 | 35 | 35
Tier 3 | CA | WECC | BCHA |  |  |  |  | Wind_PC20 | 1 |  | WT | WND |  | Wind | 2038-03-01 |  | 156 | 37 | 37
Tier 3 | CA | WECC | BCHA |  |  |  |  | Wind_PC28 | 1 |  | WT | WND |  | Wind | 2039-03-01 |  | 153 | 37 | 37
Tier 3 | CA | WECC | BCHA |  |  |  |  | Wind_NC09 | 1 |  | WT | WND |  | Wind | 2040-03-01 |  | 333 | 80 | 80
Existing | MX | WECC | CFE |  | 99999 | CFB |  | Baja California II TG Fase I | 4 |  | GT | NG |  | Natural Gas and Other Gases | 2014-01-30 |  | 45 | 45 | 45
Existing | MX | WECC | CFE |  | 99999 | CFC |  | Baja California II TG Fase I | 5 |  | GT | NG |  | Natural Gas and Other Gases | 2014-01-30 |  | 45 | 45 | 45
Existing | MX | WECC | CFE |  | 99999 | CFD |  | Baja California II TG Fase I | 6 |  | GT | NG |  | Natural Gas and Other Gases | 2014-01-30 |  | 45 | 45 | 45
Existing | MX | WECC | CFE |  | 99999 |  |  | Baja California III CC-La Jovita | 1 |  | CA | NG |  | Natural Gas and Other Gases | 2017-01-31 |  | 135 | 135 | 135
Existing | MX | WECC | CFE |  | 99999 |  |  | Baja California III CC-La Jovita | 2 |  | CT | NG |  | Natural Gas and Other Gases | 2017-01-31 |  | 189 | 189 | 189
Existing | MX | WECC | CFE |  | 99999 | CFEO |  | Cerro Prieto I | 5 |  | BT | GEO |  | Geothermal | 1981-11-23 |  | 30 | 0 | 27
Existing | MX | WECC | CFE |  | 99999 | CFEP |  | Cerro Prieto II | 1 |  | BT | GEO |  | Geothermal | 1986-01-13 |  | 110 | 77 | 0
Existing | MX | WECC | CFE |  | 99999 | CFEQ |  | Cerro Prieto II | 2 |  | BT | GEO |  | Geothermal | 1987-05-06 |  | 110 | 60 | 97
Existing | MX | WECC | CFE |  | 99999 | CFER |  | Cerro Prieto III | 1 |  | BT | GEO |  | Geothermal | 1986-01-20 |  | 110 | 0 | 0
Existing | MX | WECC | CFE |  | 99999 | CFES |  | Cerro Prieto III | 2 |  | BT | GEO |  | Geothermal | 1986-01-09 |  | 110 | 67 | 97
Existing | MX | WECC | CFE |  | 99999 | CFET |  | Cerro Prieto IV | 1 |  | BT | GEO |  | Geothermal | 2000-07-26 |  | 25 | 0 | 0
Existing | MX | WECC | CFE |  | 99999 | CFEU |  | Cerro Prieto IV | 2 |  | BT | GEO |  | Geothermal | 2000-07-26 |  | 25 | 22 | 23
Existing | MX | WECC | CFE |  | 99999 | CFEV |  | Cerro Prieto IV | 3 |  | BT | GEO |  | Geothermal | 2000-07-26 |  | 25 | 20 | 23
Existing | MX | WECC | CFE |  | 99999 | CFEW |  | Cerro Prieto IV | 4 |  | BT | GEO |  | Geothermal | 2000-07-26 |  | 25 | 23 | 23
Existing | MX | WECC | CFE |  | 99999 | CFEC |  | Cipres | 1 |  | IC | DFO |  | Petroleum | 1982-12-02 |  | 27.39 | 24.39 | 24.39
Existing | MX | WECC | CFE |  | 99999 |  |  | Fuerza Eólica San Matias | 1 |  | WT | WND |  | Wind | 2020-01-09 |  | 30 | 30 | 30
Existing | MX | WECC | CFE |  | 99999 |  |  | La Rosita I | 1 |  | CT | NG |  | Natural Gas and Other Gases | 2017-05-25 |  | 165 | 165 | 165
Existing | MX | WECC | CFE |  | 99999 | CFEJ |  | La Rosita I | 2 |  | CT | NG |  | Natural Gas and Other Gases | 2003-01-07 |  | 165 | 165 | 165
Existing | MX | WECC | CFE |  | 99999 | CFEK |  | La Rosita I | 3 |  | CT | NG |  | Natural Gas and Other Gases | 2003-01-07 |  | 165 | 165 | 165
Existing | MX | WECC | CFE |  | 99999 | CFEL |  | La Rosita I | 4 |  | CA | NG |  | Natural Gas and Other Gases | 2003-01-07 |  | 240 | 240 | 240
Existing | MX | WECC | CFE |  | 99999 | CFED |  | Mexicali | 1 |  | IC | DFO |  | Petroleum | 1974-10-23 |  | 26 | 26 | 26
Existing | MX | WECC | CFE |  | 99999 | CFEE |  | Mexicali | 2 |  | IC | DFO |  | Petroleum | 1977-01-09 |  | 18 | 18 | 18
Existing | MX | WECC | CFE |  | 99999 | CFEF |  | Mexicali | 3 |  | IC | DFO |  | Petroleum | 1977-12-08 |  | 18 | 18 | 18
Existing | MX | WECC | CFE |  | 99999 | CFEZ |  | Parque Eolico Rumorosa | 5 |  | WT | WND |  | Wind | 2010-01-10 |  | 10 | 10 | 10
Existing | MX | WECC | CFE |  | 99999 | CFEA |  | Pdte. Juarez | 5 |  | ST | NG |  | Natural Gas and Other Gases | 1991-01-08 |  | 160 | 160 | 160
Existing | MX | WECC | CFE |  | 99999 | CFEB |  | Pdte. Juarez | 6 |  | ST | NG |  | Natural Gas and Other Gases | 1991-06-10 |  | 160 | 160 | 160
Existing | MX | WECC | CFE |  | 99999 | CFEM |  | Pdte. Juarez | 8 |  | CS | NG |  | Natural Gas and Other Gases | 2001-04-07 |  | 248 | 248 | 248
Existing | MX | WECC | CFE |  | 99999 | CFEN |  | Pdte. Juarez | 9 |  | CS | NG |  | Natural Gas and Other Gases | 2001-04-07 |  | 248 | 240 | 240
Existing | MX | WECC | CFE |  | 99999 | CFEX |  | Pdte. Juarez | 10 |  | CT | NG |  | Natural Gas and Other Gases | 2009-07-14 |  | 180 | 180 | 180
Existing | MX | WECC | CFE |  | 99999 | CFEY |  | Pdte. Juarez | 11 |  | CA | NG |  | Natural Gas and Other Gases | 2009-07-14 |  | 97 | 97 | 97
Existing | MX | WECC | CFE |  | 99999 | CFEI |  | Pdte.Juarez | 7 |  | GT | NG |  | Natural Gas and Other Gases | 1999-06-05 |  | 150 | 150 | 150
Existing | MX | WECC | CFE |  | 99999 | CFEG |  | Pdte.Juarez GT | 1 |  | GT | NG |  | Natural Gas and Other Gases | 1982-09-30 |  | 30 | 30 | 30
Existing | MX | WECC | CFE |  | 99999 | CFEH |  | Pdte.Juarez GT | 2 |  | GT | NG |  | Natural Gas and Other Gases | 1982-11-09 |  | 30 | 30 | 30
Existing | MX | WECC | CFE |  | 99999 | CFA |  | Planta Fotovoltaica Cerro Prie | 1 |  | PV-NT | SUN |  | Solar | 2012-06-12 |  | 5 | 5 | 5
Existing | MX | WECC | CFE |  | 99999 |  |  | Rumorosa Solar | 1 |  | PV-NT | SUN |  | Solar | 2019-01-06 |  | 41 | 41 | 41
Tier 1 | MX | WECC | CFE |  |  |  |  | Rumorosa Solar | 1 |  | PV-T | SUN |  | Solar | 2021-02-28 |  | 3.616 | 3.616 | 3.616
Tier 2 | MX | WECC | CFE |  |  |  |  | GCC-U1-CCG | 1 |  | CT | NG |  | Natural Gas and Other Gases | 2022-01-04 |  | 284.189 | 284.189 | 284.189
Tier 2 | MX | WECC | CFE |  |  |  |  | GCC-U2-CCG | 2 |  | CT | NG |  | Natural Gas and Other Gases | 2022-01-04 |  | 284.189 | 284.189 | 284.189
Tier 2 | MX | WECC | CFE |  |  |  |  | AED-U3-TG | 3 |  | GT | NG |  | Natural Gas and Other Gases | 2022-04-01 |  | 45 | 45 | 45
Tier 2 | MX | WECC | CFE |  |  |  |  | AED-U4-TG | 4 |  | GT | NG |  | Natural Gas and Other Gases | 2022-04-01 |  | 45 | 45 | 45
Tier 2 | MX | WECC | CFE |  |  |  |  | AED-U5-TG | 5 |  | GT | NG |  | Natural Gas and Other Gases | 2022-04-01 |  | 45 | 45 | 45
Tier 2 | MX | WECC | CFE |  |  |  |  | GOR-U1-TG | 1 |  | GT | NG |  | Natural Gas and Other Gases | 2022-04-01 |  | 45 | 45 | 45
Tier 2 | MX | WECC | CFE |  |  |  |  | GOR-U2-TG | 2 |  | GT | NG |  | Natural Gas and Other Gases | 2022-04-01 |  | 45 | 45 | 45
Tier 2 | MX | WECC | CFE |  |  |  |  | GCC-U3-CCG | 3 |  | CA | NG |  | Natural Gas and Other Gases | 2023-01-04 |  | 232.045 | 232.045 | 232.045
Tier 2 | MX | WECC | CFE |  |  |  |  | ESL-U1-CCG | 1 |  | CT | NG |  | Natural Gas and Other Gases | 2024-01-06 |  | 285.97 | 285.97 | 285.97
Tier 2 | MX | WECC | CFE |  |  |  |  | ESL-U2-CCG | 2 |  | CT | NG |  | Natural Gas and Other Gases | 2024-01-06 |  | 285.97 | 285.97 | 285.97
Tier 2 | MX | WECC | CFE |  |  |  |  | ESL-U3-CCG | 3 |  | CA | NG |  | Natural Gas and Other Gases | 2024-01-06 |  | 235.746 | 235.746 | 235.746
Existing | US | WECC | CIPB |  | 50748 | GEN1 |  | Agnews Power Plant | 1 |  | GT | NG |  | Natural Gas and Other Gases | 1990-10-19 | 2021-11-01 | 28.56 | 28.56 | 28.56
Existing | US | WECC | CIPB |  | 7450 | 1 |  | ALAMEDA GT UNIT 1 | 1 |  | GT | NG |  | Natural Gas and Other Gases | 1986-01-01 |  | 23.4 | 23.4 | 23.4
Existing | US | WECC | CIPB |  | 7450 | 2 |  | ALAMEDA GT UNIT 2 | 1 |  | GT | NG |  | Natural Gas and Other Gases | 1986-01-01 |  | 23.5 | 23.5 | 23.5
Existing | US | WECC | CIPB |  | 50831 | GEN1 |  | BAY ENVIRONMENTAL (NOVE POWER) | 1 |  | IC | OBG |  | Biomass | 1985-01-01 |  | 2.5 | 2.5 | 2.5
Existing | US | WECC | CIPB |  | 50849 | GEN1 |  | Berkeley Cogeneration | 1 |  | CC | NG |  | Natural Gas and Other Gases | 2018-02-20 |  | 26.35 | 26.35 | 26.35
Existing | US | WECC | CIPB |  | 56446 | 1 |  | BUENA VISTA ENERGY, LLC | 1 |  | WT | WND |  | Wind | 1983-12-24 |  | 38 | 5.7 | 4.94
Existing | US | WECC | CIPB |  |  |  |  | Chevron 2 | 1 |  | PV-NT | SUN |  | Solar | 2017-12-21 |  | 2 | 0.28 | 0
Existing | US | WECC | CIPB |  |  |  |  | Chevron 8.5 | 1 |  | PV-NT | SUN |  | Solar | 2017-12-21 |  | 8.5 | 1.19 | 0
Existing | US | WECC | CIPB |  | 52109 | GEN1 |  | Chevron Richmond Refinery | 1 |  | GT | NG |  | Natural Gas and Other Gases | 1992-08-31 |  | 56.2 | 56.2 | 56.2
Existing | US | WECC | CIPB |  | 57557 | S-14 |  | City of Sunnyvale Unit 1 and 2 | 1 |  | GT | NG |  | Natural Gas and Other Gases | 1999-01-01 |  | 0.3 | 0.3 | 0.3
Existing | US | WECC | CIPB |  | 58990 | 1 |  | Columbia Solar Energy II | 1 |  | PV-NT | SUN |  | Solar | 2015-10-21 |  | 19 | 2.66 | 0
Existing | US | WECC | CIPB |  | 50388 | GEN1 |  | CONTRA COSTA CARBON PLANT | 1 |  | ST | BIT |  | Coal | 1983-01-01 |  | 19 | 19 | 19
Existing | US | WECC | CIPB |  | 55625 | CT1 |  | Creed Energy Center, Unit #1 | 1 |  | GT | NG |  | Natural Gas and Other Gases | 2003-01-06 |  | 47.6 | 47.6 | 47.6
Existing | US | WECC | CIPB |  | 55084 | GE1 |  | CROCKETT COGEN | 1 |  | ST | NG |  | Natural Gas and Other Gases | 1995-12-20 |  | 240 | 240 | 240
Existing | US | WECC | CIPB |  | 55333 | CTG1 |  | DELTA ENERGY CENTER AGGREGATE | 1 |  | CC | NG |  | Natural Gas and Other Gases | 2002-06-17 |  | 880 | 880 | 880
Existing | US | WECC | CIPB |  | 56271 | VEST |  | DIABLO WINDS | 1 |  | WT | WND |  | Wind | 2005-05-01 |  | 18 | 2.7 | 2.34
Existing | US | WECC | CIPB |  | 56026 | CTG1 |  | DONALD VON RAESFELD POWER PROJECT | 1 |  | CS | NG |  | Natural Gas and Other Gases | 2005-03-24 |  | 147.8 | 147.8 | 147.8
Existing | US | WECC | CIPB |  | 56476 | A |  | GATEWAY GENERATING STATION | 1 |  | CC | NG |  | Natural Gas and Other Gases | 2009-01-06 |  | 585 | 585 | 585
Existing | US | WECC | CIPB |  | 10034 | GEN1 |  | GILROY COGEN AGGREGATE | 1 |  | CC | NG |  | Natural Gas and Other Gases | 1987-01-01 |  | 120 | 120 | 120
Existing | US | WECC | CIPB |  | 55810 | S3 |  | GILROY ENERGY CENTER UNITS 1&2 AGGREGATE | 1 |  | GT | NG |  | Natural Gas and Other Gases | 2002-01-29 |  | 95.2 | 95.2 | 95.2
Existing | US | WECC | CIPB |  | 55810 | S5 |  | GILROY ENERGY CENTER, UNIT #3 | 1 |  | GT | NG |  | Natural Gas and Other Gases | 2002-02-28 |  | 46.2 | 46.2 | 46.2
Existing | US | WECC | CIPB |  | 55627 | CT1 |  | Goose Haven Energy Center, Unit #1 | 1 |  | GT | NG |  | Natural Gas and Other Gases | 2003-01-06 |  | 47.4 | 47.4 | 47.4
Existing | US | WECC | CIPB |  | 56897 | 1 |  | KELLER CANYON LANDFILL GEN FACILICITY | 1 |  | IC | LFG |  | Biomass | 2009-08-01 |  | 3.56 | 3.56 | 3.56
Existing | US | WECC | CIPB |  | 55626 | CT1 |  | Lambie Energy Center, Unit #1 | 1 |  | GT | NG |  | Natural Gas and Other Gases | 2003-01-06 |  | 47.5 | 47.5 | 47.5
Existing | US | WECC | CIPB |  | 55748 | CAG5 |  | LOS ESTEROS ENERGY FACILITY AGGREGATE | 1 |  | GT | NG |  | Natural Gas and Other Gases | 2013-07-31 |  | 309.84 | 309.84 | 309.84
Existing | US | WECC | CIPB |  | 55217 | CTG1 |  | Los Medanos Energy Center AGGREGATE | 1 |  | CS | NG |  | Natural Gas and Other Gases | 2001-06-09 |  | 574.53 | 574.53 | 574.53
Existing | US | WECC | CIPB |  | 57483 | CTG1 |  | Mariposa Energy | 1 |  | GT | NG |  | Natural Gas and Other Gases | 2012-10-01 |  | 198.03 | 198.03 | 198.03
Existing | US | WECC | CIPB |  | 57267 | 1 |  | Marsh Landing 1 | 1 |  | GT | NG |  | Natural Gas and Other Gases | 2013-05-01 |  | 204.2 | 204.2 | 204.2
Existing | US | WECC | CIPB |  | 57267 | 2 |  | Marsh Landing 2 | 1 |  | GT | NG |  | Natural Gas and Other Gases | 2013-05-01 |  | 202.7 | 202.7 | 202.7
Existing | US | WECC | CIPB |  | 57267 | 3 |  | Marsh Landing 3 | 1 |  | GT | NG |  | Natural Gas and Other Gases | 2013-05-01 |  | 208.96 | 208.96 | 208.96
Existing | US | WECC | CIPB |  | 57267 | 4 |  | Marsh Landing 4 | 1 |  | GT | NG |  | Natural Gas and Other Gases | 2013-05-01 |  | 204.29 | 204.29 | 204.29
Existing | US | WECC | CIPB |  | 10342 | TG1 |  | MARTINEZ COGEN LIMITED PARTNERSHIP | 1 |  | GT | NG |  | Natural Gas and Other Gases | 1987-02-23 |  | 114.8 | 114.8 | 114.8
Existing | US | WECC | CIPB |  | 55393 | CTG1 |  | Metcalf Energy Center | 1 |  | CC | NG |  | Natural Gas and Other Gases | 2005-05-27 |  | 593.16 | 593.16 | 593.16
Existing | US | WECC | CIPB |  |  |  |  | MLPTAS_7_QFUNTS | 1 |  | OT | OBS |  | Biomass | 2017-11-01 |  | 1 | 1 | 1
Existing | US | WECC | CIPB |  | 260 | CT1A |  | MOSS LANDING POWER BLOCK 1 | 1 |  | CC | NG |  | Natural Gas and Other Gases | 2002-07-01 |  | 510 | 510 | 510
Existing | US | WECC | CIPB |  | 260 | CT1A |  | MOSS LANDING POWER BLOCK 2 | 1 |  | CC | NG |  | Natural Gas and Other Gases | 2002-07-11 |  | 510 | 510 | 510
Existing | US | WECC | CIPB |  | 56036 | GEN1 |  | MWWTP PGS 1 - ENGINES | 1 |  | IC | OBG |  | Biomass | 2012-11-01 |  | 6.9 | 6.9 | 6.9
Existing | US | WECC | CIPB |  | 6211 | GEN2 |  | OAKLAND STATION C GT UNIT 2 | 1 |  | GT | DFO |  | Petroleum | 1978-01-01 | 2021-01-01 | 55 | 55 | 55
Existing | US | WECC | CIPB |  | 58376 | 1 |  | Oakley Solar Project | 1 |  | PV-NT | SUN |  | Solar | 2013-06-12 |  | 1.5 | 0.21 | 0
Existing | US | WECC | CIPB |  | 56895 | 1 |  | Ox Mountain Landfill Generating Plant | 1 |  | IC | LFG |  | Biomass | 2009-04-01 |  | 10.62 | 10.62 | 10.62
Existing | US | WECC | CIPB |  | 52063 | GEN1 |  | RHODIA INC. (RHONE-POULENC) | 1 |  | GT | NG |  | Natural Gas and Other Gases | 1977-06-01 |  | 4.6 | 4.6 | 4.6
Existing | US | WECC | CIPB |  | 55963 | CTG1 |  | Riverview Energy Center (GP Antioch) | 1 |  | GT | NG |  | Natural Gas and Other Gases | 2003-05-02 |  | 47.6 | 47.6 | 47.6
Existing | US | WECC | CIPB |  | 56467 | CTG1 |  | Russell City Energy Center | 1 |  | CC | NG |  | Natural Gas and Other Gases | 2013-08-08 |  | 620.5 | 620.5 | 620.5
Existing | US | WECC | CIPB |  | 7232 | 1 |  | SANTA CLARA CO-GEN | 1 |  | GT | NG |  | Natural Gas and Other Gases | 1981-01-01 |  | 7 | 7 | 7
Existing | US | WECC | CIPB |  |  |  |  | SMALL QF AGGREGATION - OAKLAND | 1 |  | GT | NG |  | Natural Gas and Other Gases | 1983-12-05 |  | 1.25 | 1.25 | 1.25
Existing | US | WECC | CIPB |  |  |  |  | SMALL QF AGGREGATION - SAB FRABCUSCI | 1 |  | GT | NG |  | Natural Gas and Other Gases | 1987-01-01 |  | 1 | 1 | 1
Existing | US | WECC | CIPB |  |  |  |  | SMALL QF AGGREGATION - SANTA CRUZ | 1 |  | ST | OBG |  | Biomass | 1985-01-01 |  | 1 | 1 | 1
Existing | US | WECC | CIPB |  | 50537 | GEN1 |  | SRI INTERNATIONAL | 1 |  | GT | NG |  | Natural Gas and Other Gases | 1987-03-10 |  | 6.9 | 6.9 | 6.9
Existing | US | WECC | CIPB |  | 57559 | 1 |  | Sunset Reservoir - North Basin | 1 |  | PV-NT | SUN |  | Solar | 2010-10-29 |  | 4.5 | 0.63 | 0
Existing | US | WECC | CIPB |  | 58435 | ENG1 |  | Vasco Road | 1 |  | IC | OBG |  | Biomass | 2014-02-05 |  | 4.3 | 4.3 | 4.3
Existing | US | WECC | CIPB |  | 50712 |  |  | Vasco Wind | 1 |  | WT | WND |  | Wind | 1988-01-01 |  | 78.2 | 11.73 | 10.166
Existing | US | WECC | CIPB |  | 60220 | ZWED1 |  | Zero Waste Energy | 1 |  | IC | OBS |  | Biomass | 2015-11-13 |  | 1.6 | 1.6 | 1.6
Existing | US | WECC | CIPB |  | 50534 | WGNS |  | ZOND WINDSYSTEMS INC. | 1 |  | WT | WND |  | Wind | 1985-12-30 |  | 17.1 | 2.565 | 2.223
Tier 1 | US | WECC | CIPB |  |  |  |  | Altamont Winds LLC |  |  | WT | WND |  | Wind | 2021-03-24 |  | 56.2 | 11 | 9
Tier 1 | US | WECC | CIPB |  |  |  |  | Black Diamond Energy Storage |  |  | BA | MWH |  | Other | 2021-05-01 |  | 200 | 200 | 200
Tier 1 | US | WECC | CIPB |  |  |  |  | Dallas Energy Storage |  |  | BA | MWH |  | Other | 2021-06-01 |  | 100 | 100 | 100
Tier 1 | US | WECC | CIPB |  |  |  |  | Dallas Energy Storage 2 |  |  | BA | MWH |  | Other | 2021-06-01 |  | 100 | 100 | 100
Tier 1 | US | WECC | CIPB |  |  |  |  | Dallas Energy Storage 3 |  |  | BA | MWH |  | Other | 2021-06-01 |  | 100 | 100 | 100
Tier 1 | US | WECC | CIPB |  |  |  |  | Dallas Energy Storage 4 |  |  | BA | MWH |  | Other | 2021-06-28 |  | 100 | 100 | 100
Tier 1 | US | WECC | CIPB |  |  |  |  | Elkhorn Energy Storage | 1 |  | BA | MWH |  | Other | 2021-07-16 |  | 182.5 | 182.5 | 182.5
Tier 1 | US | WECC | CIPB |  |  |  |  | Diablo Energy Storage 1 |  |  | BA | MWH |  | Other | 2021-07-18 |  | 50 | 50 | 50
Tier 1 | US | WECC | CIPB |  |  |  |  | Diablo Energy Storage 2 |  |  | BA | MWH |  | Other | 2021-07-18 |  | 50 | 50 | 50
Tier 1 | US | WECC | CIPB |  |  |  |  | Diablo Energy Storage 3 |  |  | BA | MWH |  | Other | 2021-07-18 |  | 50 | 50 | 50
Tier 1 | US | WECC | CIPB |  |  |  |  | Moss 100 |  |  | BA | MWH |  | Other | 2021-07-18 |  | 100 | 100 | 100
Tier 1 | US | WECC | CIPB |  |  |  |  | NEW_LI_BATTERY |  |  | BA | MWH |  | Other | 2021-08-01 |  | 60 | 60 | 60
Tier 1 | US | WECC | CIPB |  |  |  |  | HUMMINGBIRD ENERGY STORAGE |  |  | BA | MWH |  | Other | 2021-12-01 |  | 75 | 75 | 75
Tier 1 | US | WECC | CIPB |  |  |  |  | Sand Hill C | 1 |  | WT | WND |  | Wind | 2021-12-01 |  | 80.8 | 16.968 | 10.504
Tier 1 | US | WECC | CIPB |  |  |  |  | Mulqueeney Ranch Wind | 1 |  | WT | WND |  | Wind | 2021-12-15 |  | 20 | 4.2 | 2.6
Tier 1 | US | WECC | CIPB |  |  |  |  | Pattern, Clines Corners Wind Farm |  |  | WT | WND |  | Wind | 2021-12-31 |  | 225 | 11.8 | 11.8
Tier 1 | US | WECC | CIPB |  |  |  |  | Valencia Gardens Energy Storage | 1 |  | BA | MWH |  | Other | 2022-01-01 |  | 0.5 | 0.5 | 0.5
Tier 1 | US | WECC | CIPB |  |  |  |  | Livermore Community Solar Farm | 1 |  | PV-NT | SUN |  | Solar | 2022-01-01 |  | 3 | 0.42 | 0
Tier 1 | US | WECC | CIPB |  |  |  |  | Frick Summit Wind Repower |  |  | WT | WND |  | Wind | 2022-01-01 |  | 10 | 1.5 | 1.3
Tier 1 | US | WECC | CIPB |  |  |  |  | DEER CREEK SOLAR I, SINGLE AXIS TRACKING SOLAR WITH BATTERY STORAGE, 50 MW SOLAR + 50 MW STORAGE, RESOLVE ZONE: NORTHERN CALIFORNIA OUTSIDE TRANSMISSION CONSTRAINT ZONES | 1 |  | PV-NT | MWH |  | Other | 2022-12-01 |  | 50 | 50 | 50
Tier 2 | US | WECC | CIPB |  |  |  |  | Tierra Robles Energy Storage |  |  | BA | MWH |  | Other | 2021-09-18 |  | 7 | 7 | 7
Tier 2 | US | WECC | CIPB |  |  |  |  | Oakland Energy Storage 1 |  |  | BA | MWH |  | Other | 2021-10-15 |  | 36 | 36 | 36
Tier 3 | US | WECC | CIPB |  |  |  |  | Battery (Generic) |  |  | BA | MWH |  | Other | 2031-01-01 |  | 426.15 | 426.15 | 426.15
Tier 3 | US | WECC | CIPB |  |  |  |  | Battery (Generic) |  |  | BA | MWH |  | Other | 2031-01-01 |  | 228.06 | 228.06 | 228.06
Tier 3 | US | WECC | CIPB |  |  |  |  | Battery (Generic) |  |  | BA | MWH |  | Other | 2031-01-01 |  | 126 | 126 | 126
Tier 3 | US | WECC | CIPB |  |  |  |  | Bay Area Battery (Generic) |  |  | BA | MWH |  | Other | 2031-01-01 |  | 250 | 250 | 250
Tier 3 | US | WECC | CIPB |  |  |  |  | Solano_Geothermal (Generic) |  |  | ST | GEO |  | Geothermal | 2031-01-01 |  | 51 | 51 | 51
Tier 3 | US | WECC | CIPB |  |  |  |  | Solano_Wind (Generic) |  |  | WT | WND |  | Wind | 2031-01-01 |  | 194 | 194 | 194
Tier 3 | US | WECC | CIPB |  |  |  |  | Solano_Wind (Generic) |  |  | WT | WND |  | Wind | 2031-01-01 |  | 20 | 20 | 20
Tier 3 | US | WECC | CIPB |  |  |  |  | Solano_Wind (Generic) |  |  | WT | WND |  | Wind | 2031-01-01 |  | 30 | 30 | 30
Existing | US | WECC | CIPV |  | 58920 | 2097 |  | 2097 Helton | 1 |  | PV-NT | SUN |  | Solar | 2015-05-01 |  | 1.5 | 0.21 | 0
Existing | US | WECC | CIPV |  |  |  |  | ABEC Bidart-Stockale #1 | 1 |  | GT | OBG |  | Biomass | 2013-03-20 |  | 0.6 | 0.6 | 0.6
Existing | US | WECC | CIPV |  | 58984 | 1 |  | Adams East | 1 |  | PV-NT | SUN |  | Solar | 2014-12-13 |  | 19 | 2.66 | 0
Existing | US | WECC | CIPV |  | 60027 | ADERA |  | Adera Solar | 1 |  | PV-NT | SUN |  | Solar | 2015-12-23 |  | 20 | 2.8 | 0
Existing | US | WECC | CIPV |  | 57651 | FRV3 |  | Adobe Solar | 1 |  | PV-NT | SUN |  | Solar | 2014-05-21 |  | 20 | 2.8 | 0
Existing | US | WECC | CIPV |  | 50750 | GEN1 |  | AERA ENERGY LLC. (COALINGA) | 1 |  | GT | NG |  | Natural Gas and Other Gases | 1988-06-03 |  | 8.5 | 8.5 | 8.5
Existing | US | WECC | CIPV |  | 57564 | CTG |  | Algonquin Power Sanger 2 | 1 |  | GT | NG |  | Natural Gas and Other Gases | 2017-06-01 |  | 48.3 | 48.3 | 48.3
Existing | US | WECC | CIPV |  | 58003 | SPS50 |  | Alpaugh 50 LLC | 1 |  | PV-NT | SUN |  | Solar | 2013-03-08 |  | 50 | 7 | 0
Existing | US | WECC | CIPV |  | 58002 | SPS |  | Alpaugh North, LLC | 1 |  | PV-NT | SUN |  | Solar | 2013-03-08 |  | 20 | 2.8 | 0
Existing | US | WECC | CIPV |  | 214 | 1 |  | ALTA POWER HOUSE | 1 |  | HY | WAT |  | Conventional Hydro | 1902-01-01 |  | 1 | 0.42 | 0.25
Existing | US | WECC | CIPV |  | 58436 | ENG1 |  | Ameresco San Joaquin | 1 |  | IC | OBG |  | Biomass | 2014-04-24 |  | 4.3 | 4.3 | 4.3
Existing | US | WECC | CIPV |  | 215 | 1 |  | Angels Powerhouse | 1 |  | HY | WAT |  | Conventional Hydro | 2017-08-22 |  | 1.4 | 1.4 | 1.4
Existing | US | WECC | CIPV |  | 59737 | ASPRG |  | Aspiration Solar G | 1 |  | PV-NT | SUN |  | Solar | 2017-09-15 |  | 9 | 1.26 | 0
Existing | US | WECC | CIPV |  | 59976 | ASTR1 |  | Astoria 1 | 1 |  | PV-NT | SUN |  | Solar | 2016-10-18 |  | 100 | 14 | 0
Existing | US | WECC | CIPV |  | 59977 | ASTR2 |  | Astoria 2 | 1 |  | PV-NT | SUN |  | Solar | 2016-10-31 |  | 75 | 10.5 | 0
Existing | US | WECC | CIPV |  | 58366 | 1 |  | Atwell Island PV Solar Generating Faci. | 1 |  | PV-NT | SUN |  | Solar | 2013-03-08 |  | 20 | 2.8 | 0
Existing | US | WECC | CIPV |  | 59414 | AWCA |  | Atwell West | 1 |  | PV-NT | SUN |  | Solar | 2015-06-11 |  | 20 | 2.8 | 0
Existing | US | WECC | CIPV |  | 57359 | 1 |  | Avenal Park Solar Project | 1 |  | PV-NT | SUN |  | Solar | 2011-08-05 |  | 6 | 0.84 | 0
Existing | US | WECC | CIPV |  | 60077 | AVCA |  | Avenal Solar 1 | 1 |  | PV-NT | SUN |  | Solar | 2017-01-28 |  | 7.9 | 1.106 | 0
Existing | US | WECC | CIPV |  | 60077 | AVCA |  | Avenal Solar 2 | 1 |  | PV-NT | SUN |  | Solar | 2017-01-28 |  | 7.9 | 1.106 | 0
Existing | US | WECC | CIPV |  | 10650 | GEN1 |  | BADGER CREEK LIMITED | 1 |  | GT | NG |  | Natural Gas and Other Gases | 1991-04-01 |  | 48.08 | 48.08 | 48.08
Existing | US | WECC | CIPV |  |  |  |  | Bailey Creek Ranch | 1 |  | HY | WAT |  | Conventional Hydro | 1982-05-26 |  | 0.63 | 0.63 | 0.63
Existing | US | WECC | CIPV |  | 59428 | GENE1 |  | Baker Station Hydro | 1 |  | HY | WAT |  | Conventional Hydro | 1987-12-10 |  | 1.49 | 1.49 | 1.49
Existing | US | WECC | CIPV |  | 59948 | BF111 |  | Bakersfield 111 | 1 |  | PV-NT | SUN |  | Solar | 2015-07-28 |  | 1.38 | 0.1932 | 0
Existing | US | WECC | CIPV |  |  |  |  | Bakersfield Industrial 1 | 1 |  | PV-NT | SUN |  | Solar | 2017-12-27 |  | 1 | 0.14 | 0
Existing | US | WECC | CIPV |  |  |  |  | Bakersfield Solar 1 | 1 |  | PV-NT | SUN |  | Solar | 2017-12-26 |  | 5.25 | 0.735 | 0
Existing | US | WECC | CIPV |  | 217 | 1 |  | BALCH 1 PH UNIT 1 | 1 |  | HY | WAT |  | Conventional Hydro | 1927-01-01 |  | 33 | 33 | 33
Existing | US | WECC | CIPV |  | 218 | 2 |  | BALCH 2 PH UNIT 2 | 1 |  | HY | WAT |  | Conventional Hydro | 1958-01-01 |  | 52.5 | 52.5 | 52.5
Existing | US | WECC | CIPV |  | 218 | 3 |  | BALCH 2 PH UNIT 3 | 1 |  | HY | WAT |  | Conventional Hydro | 1958-01-01 |  | 54.6 | 54.6 | 54.6
Existing | US | WECC | CIPV |  |  |  |  | BCTSYS_5_PWXDYN | 1 |  | HY | WAT |  | Conventional Hydro | 2017-11-01 |  | 428 | 428 | 428
Existing | US | WECC | CIPV |  | 50156 | GEN1 |  | Bear Creek Hydroelectric Project | 1 |  | HY | WAT |  | Conventional Hydro | 2016-04-27 |  | 2.83 | 0.66 | 1.18
Existing | US | WECC | CIPV |  | 10649 | GEN1 |  | Bear Mountain Limited | 1 |  | GT | NG |  | Natural Gas and Other Gases | 1995-04-03 |  | 49.21 | 49.21 | 49.21
Existing | US | WECC | CIPV |  | 414 | 1 |  | Beardsley Hydro | 1 |  | HY | WAT |  | Conventional Hydro | 1957-01-01 |  | 11.5 | 6.46 | 3.91
Existing | US | WECC | CIPV |  | 219 | 1 |  | BELDEN HYDRO | 1 |  | HY | WAT |  | Conventional Hydro | 1969-01-01 |  | 119 | 119 | 119
Existing | US | WECC | CIPV |  | 50622 | GEN1 |  | Berry Cogen 18 | 1 |  | GT | NG |  | Natural Gas and Other Gases | 1986-01-01 |  | 17 | 17 | 17
Existing | US | WECC | CIPV |  | 50170 | GEN1 |  | Berry Cogen 38 - Unit 1 | 1 |  | GT | NG |  | Natural Gas and Other Gases | 1986-01-01 |  | 38 | 38 | 38
Existing | US | WECC | CIPV |  | 58699 | GEN 1 |  | Bidart Old River 1 | 1 |  | IC | OBG |  | Biomass | 2014-03-10 |  | 2 | 2 | 2
Existing | US | WECC | CIPV |  | 10880 | GEN1 |  | Bidwell Ditch | 1 |  | HY | WAT |  | Conventional Hydro | 2017-06-29 |  | 2 | 1.34 | 1.23
Existing | US | WECC | CIPV |  |  |  |  | BIGLOW CANYON | 1 |  | WT | WND |  | Wind | 2017-11-01 |  | 50 | 7.5 | 6.5
Existing | US | WECC | CIPV |  | 7229 | 1 |  | BLACK BUTTE HYDRO | 1 |  | HY | WAT |  | Conventional Hydro | 1988-01-01 |  | 6.2 | 1.5 | 2.51
Existing | US | WECC | CIPV |  | 58711 | BLKW |  | Blackwell Solar | 1 |  | PV-NT | SUN |  | Solar | 2015-04-16 |  | 12 | 1.68 | 0
Existing | US | WECC | CIPV |  | 10764 | GEN1 |  | Blue Lake Power | 1 |  | ST | OBS |  | Biomass | 2017-11-01 |  | 12 | 12 | 12
Existing | US | WECC | CIPV |  | 902 | 1 |  | Bottle Rock Geothermal | 1 |  | BT | GEO |  | Geothermal | 2017-11-01 |  | 10.01 | 10.01 | 10.01
Existing | US | WECC | CIPV |  |  |  |  | Burford Giffen | 1 |  | PV-NT | SUN |  | Solar | 2017-06-16 |  | 20 | 2.8 | 0
Existing | US | WECC | CIPV |  | 50110 | GEN1 |  | Burney Biomass | 1 |  | ST | OBS |  | Biomass | 1986-01-01 |  | 22 | 22 | 22
Existing | US | WECC | CIPV |  | 10652 | GEN1 |  | Burney Forest Power | 1 |  | ST | OBS |  | Biomass | 2018-08-17 |  | 31 | 31 | 31
Existing | US | WECC | CIPV |  | 221 | 1 |  | BUTT VALLEY HYDRO | 1 |  | HY | WAT |  | Conventional Hydro | 1958-01-01 |  | 39.5 | 39.5 | 39.5
Existing | US | WECC | CIPV |  | 60033 | GEN01 |  | California Flats North | 1 |  | PV-NT | SUN |  | Solar | 2017-11-29 |  | 130 | 18.2 | 0
Existing | US | WECC | CIPV |  |  |  |  | California Flats Solar South | 1 |  | PV-NT | SUN |  | Solar | 2019-03-05 |  | 150 | 21 | 0
Existing | US | WECC | CIPV |  | 57439 | HPR2 |  | California Valley Solar Ranch-Phase A | 1 |  | PV-NT | SUN |  | Solar | 2013-11-01 |  | 210 | 29.4 | 0
Existing | US | WECC | CIPV |  | 57439 | HPR2D |  | California Valley Solar Ranch-Phase B | 1 |  | PV-NT | SUN |  | Solar | 2013-01-01 |  | 40 | 5.6 | 0
Existing | US | WECC | CIPV |  | 55508 | CPP2 |  | CalPeak Power Panoche Unit 1 | 1 |  | GT | NG |  | Natural Gas and Other Gases | 2001-12-27 |  | 52.01 | 52.01 | 52.01
Existing | US | WECC | CIPV |  | 55499 | CPP1 |  | CalPeak Power Vaca Dixon Unit 1 | 1 |  | GT | NG |  | Natural Gas and Other Gases | 2002-06-21 |  | 50.61 | 50.61 | 50.61
Existing | US | WECC | CIPV |  | 56768 | CR1 |  | CalRENEW - 1(A) | 1 |  | PV-NT | SUN |  | Solar | 2010-04-30 |  | 5 | 0.7 | 0
Existing | US | WECC | CIPV |  | 537 | 1 |  | CAMANCHE UNITS 1, 2 & 3 AGGREGATE | 1 |  | HY | WAT |  | Conventional Hydro | 1983-01-01 |  | 9.99 | 1.62 | 3.17
Existing | US | WECC | CIPV |  | 531 | 1 |  | CAMP FAR WEST HYDRO | 1 |  | HY | WAT |  | Conventional Hydro | 1985-01-01 |  | 8 | 0.57 | 2.28
Existing | US | WECC | CIPV |  |  |  |  | Canal Creek Powerhouse | 1 |  | HY | WAT |  | Conventional Hydro | 1983-01-01 |  | 0.9 | 0.9 | 0.9
Existing | US | WECC | CIPV |  | 57522 | 1 |  | Cantua Solar Station | 1 |  | PV-NT | SUN |  | Solar | 2012-07-25 |  | 20 | 2.8 | 0
Existing | US | WECC | CIPV |  | 222 | 1 |  | CARIBOU PH 1 UNIT 1 | 1 |  | HY | WAT |  | Conventional Hydro | 1921-01-01 |  | 24 | 24 | 24
Existing | US | WECC | CIPV |  | 222 | 1 |  | CARIBOU PH 1 UNIT 2 & 3 AGGREGATE | 1 |  | HY | WAT |  | Conventional Hydro | 1921-01-01 |  | 49 | 49 | 49
Existing | US | WECC | CIPV |  | 223 | 4 |  | CARIBOU PH 2 UNIT 4 & 5 AGGREGATE | 1 |  | HY | WAT |  | Conventional Hydro | 1958-01-01 |  | 120 | 120 | 120
Existing | US | WECC | CIPV |  |  |  |  | Castor | 1 |  | PV-NT | SUN |  | Solar | 2016-04-02 |  | 1.5 | 0.21 | 0
Existing | US | WECC | CIPV |  | 54951 | EG1 |  | Castroville QF Aggregate | 1 |  | OT | BIT |  | Coal | 2006-06-01 |  | 2 | 2 | 2
Existing | US | WECC | CIPV |  |  |  |  | CCSF Hetch_Hetchy Hydro Aggregate | 1 |  | HY | WAT |  | Conventional Hydro | 2006-07-01 |  | 405 | 239 | 307
Existing | US | WECC | CIPV |  |  |  |  | Central Valley 1 | 1 |  | HY | WAT |  | Conventional Hydro | 2017-07-26 |  | 5 | 5 | 5
Existing | US | WECC | CIPV |  |  |  |  | Central Valley Tesla | 1 |  | HY | WAT |  | Conventional Hydro | 2017-12-13 |  | 5 | 5 | 5
Existing | US | WECC | CIPV |  |  |  |  | Central Valley Tracy | 1 |  | HY | WAT |  | Conventional Hydro | 2017-12-13 |  | 5 | 5 | 5
Existing | US | WECC | CIPV |  |  |  |  | Ces Dairy Biogas | 1 |  | GT | OBG |  | Biomass | 2018-02-02 |  | 1 | 1 | 1
Existing | US | WECC | CIPV |  | 50003 | GEN1 |  | CHALK CLIFF LIMITED | 1 |  | GT | NG |  | Natural Gas and Other Gases | 1990-03-20 |  | 48.67 | 48.67 | 48.67
Existing | US | WECC | CIPV |  | 52086 | TG1 |  | CHEVRON USA (COALINGA) | 1 |  | GT | NG |  | Natural Gas and Other Gases | 1986-01-17 |  | 16.5 | 16.5 | 16.5
Existing | US | WECC | CIPV |  | 52104 | GEN1 |  | CHEVRON USA (CYMRIC) | 1 |  | GT | NG |  | Natural Gas and Other Gases | 1982-10-15 |  | 24.3 | 24.3 | 24.3
Existing | US | WECC | CIPV |  | 52107 | 101A |  | CHEVRON USA (EASTRIDGE) | 1 |  | GT | NG |  | Natural Gas and Other Gases | 1988-06-13 |  | 48.8 | 48.8 | 48.8
Existing | US | WECC | CIPV |  | 52085 | TG1 |  | CHEVRON USA (TAFT/CADET) | 1 |  | GT | NG |  | Natural Gas and Other Gases | 1982-07-26 |  | 11.5 | 11.5 | 11.5
Existing | US | WECC | CIPV |  | 412 | 2P |  | Chicago Park Powerhouse | 1 |  | HY | WAT |  | Conventional Hydro | 1965-01-01 |  | 42 | 42 | 42
Existing | US | WECC | CIPV |  | 225 | 1 |  | Chili Bar Hydro | 1 |  | HY | WAT |  | Conventional Hydro | 1965-01-01 |  | 8.4 | 8.4 | 8.4
Existing | US | WECC | CIPV |  | 56185 | IC1 |  | CHOW 2 PEAKER PLANT | 1 |  | IC | NG |  | Natural Gas and Other Gases | 2001-06-13 |  | 48.6 | 48.6 | 48.6
Existing | US | WECC | CIPV |  | 56706 | AMPC |  | Chow II Biomass to Energy | 1 |  | ST | OBS |  | Biomass | 2008-05-08 |  | 10.8 | 10.8 | 10.8
Existing | US | WECC | CIPV |  | 59183 | PV1 |  | CID Solar | 1 |  | PV-NT | SUN |  | Solar | 2015-01-09 |  | 20 | 2.8 | 0
Existing | US | WECC | CIPV |  | 59738 | CSB |  | Citizen Solar B | 1 |  | PV-NT | SUN |  | Solar | 2015-12-11 |  | 5 | 0.7 | 0
Existing | US | WECC | CIPV |  | 50128 | 3381 |  | CLEAR LAKE UNIT 1 | 1 |  | HY | WAT |  | Conventional Hydro | 1985-09-07 |  | 3.75 | 3.75 | 3.75
Existing | US | WECC | CIPV |  |  |  |  | Clover Creek | 1 |  | HY | WAT |  | Conventional Hydro | 2016-05-06 |  | 0.99 | 0.3 | 0.55
Existing | US | WECC | CIPV |  |  |  |  | Clover Flat Land Fill Gas | 1 |  | GT | LFG |  | Biomass | 2014-06-25 |  | 0.85 | 0.85 | 0.85
Existing | US | WECC | CIPV |  | 58949 | TBD |  | Cloverdale Solar I | 1 |  | PV-NT | SUN |  | Solar | 2014-06-26 |  | 1.5 | 0.21 | 0
Existing | US | WECC | CIPV |  | 58379 | W3998 |  | Cold Canyon | 1 |  | IC | OBG |  | Biomass | 2013-07-18 |  | 1.5 | 1.5 | 1.5
Existing | US | WECC | CIPV |  | 227 | 1 |  | Coleman | 1 |  | HY | WAT |  | Conventional Hydro | 1979-01-01 |  | 13 | 3.54 | 3.85
Existing | US | WECC | CIPV |  | 454 | 1 |  | Colgate Powerhouse Unit 1 | 1 |  | HY | WAT |  | Conventional Hydro | 1969-01-01 |  | 176.72 | 156.74 | 148.24
Existing | US | WECC | CIPV |  | 454 | 2 |  | Colgate Powerhouse Unit 2 | 1 |  | HY | WAT |  | Conventional Hydro | 1969-01-01 |  | 175.67 | 156.71 | 148.21
Existing | US | WECC | CIPV |  | 54555 | GEN1 |  | COLLIERVILLE HYDRO UNIT 1 & 2 AGGREGATE | 1 |  | HY | WAT |  | Conventional Hydro | 2017-11-01 |  | 246.86 | 246.86 | 246.86
Existing | US | WECC | CIPV |  | 56532 | A |  | Colusa Generating Station | 1 |  | CC | NG |  | Natural Gas and Other Gases | 2010-12-22 |  | 641 | 641 | 641
Existing | US | WECC | CIPV |  | 846 | 1 |  | Combie South | 1 |  | HY | WAT |  | Conventional Hydro | 2017-11-01 |  | 1.5 | 1.5 | 1.5
Existing | US | WECC | CIPV |  | 59413 | C2CA |  | Corcoran 2 | 1 |  | PV-NT | SUN |  | Solar | 2015-05-05 |  | 19.75 | 2.765 | 0
Existing | US | WECC | CIPV |  | 59900 | C3CA |  | Corcoran 3 | 1 |  | PV-NT | SUN |  | Solar | 2016-03-04 |  | 20 | 2.8 | 0
Existing | US | WECC | CIPV |  | 59087 | GEN 1 |  | Corcoran City | 1 |  | PV-NT | SUN |  | Solar | 2015-05-23 |  | 11 | 1.54 | 0
Existing | US | WECC | CIPV |  | 58374 | CSCA |  | Corcoran Solar | 1 |  | PV-NT | SUN |  | Solar | 2013-08-14 |  | 20 | 2.8 | 0
Existing | US | WECC | CIPV |  | 59638 | CLH |  | Coronal Lost Hills | 1 |  | PV-NT | SUN |  | Solar | 2015-05-15 |  | 20 | 2.8 | 0
Existing | US | WECC | CIPV |  | 50632 | GEN1 |  | Covanta Stanislaus | 1 |  | ST | OG |  | Natural Gas and Other Gases | 1988-09-06 |  | 19.9 | 19.9 | 19.9
Existing | US | WECC | CIPV |  | 10707 | GEN1 |  | COVE ROAD HYDRO QF UNITS | 1 |  | HY | WAT |  | Conventional Hydro | 1987-01-05 |  | 5.75 | 5.75 | 5.75
Existing | US | WECC | CIPV |  | 229 | 1 |  | Cow Creek Hydro | 1 |  | HY | WAT |  | Conventional Hydro | 1907-01-01 |  | 2 | 0.18 | 0.88
Existing | US | WECC | CIPV |  | 230 |  |  | Crane Valley | 1 |  | HY | WAT |  | Conventional Hydro | 1919-01-01 |  | 0.9 | 0.23 | 0.13
Existing | US | WECC | CIPV |  | 231 | 1 |  | CRESTA PH UNIT 1 & 2 AGGREGATE | 1 |  | HY | WAT |  | Conventional Hydro | 1949-01-01 |  | 70.4 | 70.4 | 70.4
Existing | US | WECC | CIPV |  | 59776 | T01 |  | Crow Creek Solar 1 | 1 |  | PV-NT | SUN |  | Solar | 2016-06-30 |  | 20 | 2.8 | 0
Existing | US | WECC | CIPV |  |  |  |  | CSF Columbia Gorge | 1 |  | WT | WND |  | Wind | 2017-11-01 |  | 50 | 7.5 | 6.5
Existing | US | WECC | CIPV |  | 60043 | GEN01 |  | Cuyama Solar | 1 |  | PV-NT | SUN |  | Solar | 2017-11-30 |  | 40 | 5.6 | 0
Existing | US | WECC | CIPV |  | 232 | 1 |  | De Sabla Hydro | 1 |  | HY | WAT |  | Conventional Hydro | 1963-01-01 |  | 18.5 | 2.2 | 6.79
Existing | US | WECC | CIPV |  | 7507 | 1 |  | DEADCK_1_UNIT | 1 |  | HY | WAT |  | Conventional Hydro | 1990-01-29 |  | 2 | 2 | 2
Existing | US | WECC | CIPV |  | 233 | 1 |  | DEER CREEK | 1 |  | HY | WAT |  | Conventional Hydro | 1908-01-01 |  | 7 | 3.33 | 1.29
Existing | US | WECC | CIPV |  |  |  |  | Delano Land 1 | 1 |  | PV-NT | SUN |  | Solar | 2017-12-28 |  | 1 | 0.14 | 0
Existing | US | WECC | CIPV |  | 6099 | 1 |  | Diablo Canyon Unit 1 | 1 |  | ST | NUC |  | Nuclear | 1985-01-01 | 2024-11-02 | 1150 | 1150 | 1150
Existing | US | WECC | CIPV |  | 6099 | 2 |  | Diablo Canyon Unit 2 | 1 |  | ST | NUC |  | Nuclear | 1986-01-01 | 2025-08-26 | 1150 | 1150 | 1150
Existing | US | WECC | CIPV |  |  |  |  | Digger Creek Ranch Hydro | 1 |  | HY | WAT |  | Conventional Hydro | 2014-07-02 |  | 0.6 | 0.29 | 0.35
Existing | US | WECC | CIPV |  | 415 | H1 |  | Donnells Hydro | 1 |  | HY | WAT |  | Conventional Hydro | 1957-01-01 |  | 72 | 72 | 66.81
Existing | US | WECC | CIPV |  | 50493 | DC1 |  | DOUBLE "C" LIMITED | 1 |  | GT | NG |  | Natural Gas and Other Gases | 1989-03-14 |  | 52.23 | 52.23 | 52.23
Existing | US | WECC | CIPV |  | 235 | 1 |  | Drum PH 1 Units 1 & 2 Aggregate | 1 |  | HY | WAT |  | Conventional Hydro | 1913-01-01 |  | 26 | 26 | 26
Existing | US | WECC | CIPV |  | 235 | 1 |  | Drum PH 1 Units 3 & 4 Aggregate | 1 |  | HY | WAT |  | Conventional Hydro | 1922-01-01 |  | 28.9 | 28.9 | 28.9
Existing | US | WECC | CIPV |  | 236 | 5 |  | DRUM PH 2 UNIT 5 | 1 |  | HY | WAT |  | Conventional Hydro | 1965-01-01 |  | 50 | 50 | 50
Existing | US | WECC | CIPV |  | 237 | 1 |  | DUTCH FLAT 1 PH | 1 |  | HY | WAT |  | Conventional Hydro | 1943-01-01 |  | 22 | 22 | 22
Existing | US | WECC | CIPV |  | 413 | 3P |  | DUTCH FLAT 2 PH | 1 |  | HY | WAT |  | Conventional Hydro | 1965-01-01 |  | 26 | 26 | 26
Existing | US | WECC | CIPV |  |  |  |  | Eagle Creek | 1 |  | PV-NT | SUN |  | Solar | 2019-07-23 |  | 3 | 0.42 | 0
Existing | US | WECC | CIPV |  | 59633 | KS |  | EE K Solar 1 | 1 |  | PV-NT | SUN |  | Solar | 2015-08-12 |  | 20 | 2.8 | 0
Existing | US | WECC | CIPV |  | 238 | 1 |  | El Dorado Unit 1 | 1 |  | HY | WAT |  | Conventional Hydro | 2005-05-21 |  | 11 | 11 | 11
Existing | US | WECC | CIPV |  | 238 | 2 |  | El Dorado Unit 2 | 1 |  | HY | WAT |  | Conventional Hydro | 2005-05-21 |  | 11 | 11 | 11
Existing | US | WECC | CIPV |  | 56707 | AMPC |  | El Nido Biomass to Energy | 1 |  | ST | OBS |  | Biomass | 2008-08-24 |  | 10.5 | 10.5 | 10.5
Existing | US | WECC | CIPV |  | 239 | 1 |  | ELECTRA PH UNIT 1 & 2 AGGREGATE | 1 |  | HY | WAT |  | Conventional Hydro | 1948-01-01 |  | 93 | 93 | 93
Existing | US | WECC | CIPV |  | 55400 | CTG1 |  | ELK HILLS COMBINED CYCLE (AGGREGATE) | 1 |  | CS | NG |  | Natural Gas and Other Gases | 2003-07-24 |  | 551.7 | 551.7 | 551.7
Existing | US | WECC | CIPV |  |  |  |  | Enerparc California 2 | 1 |  | PV-NT | SUN |  | Solar | 2016-03-23 |  | 1.5 | 0.21 | 0
Existing | US | WECC | CIPV |  | 59523 | FRFSP |  | Excelsior Solar | 1 |  | PV-NT | SUN |  | Solar | 2016-10-06 |  | 60 | 8.4 | 0
Existing | US | WECC | CIPV |  | 409 | 1 |  | EXCHEQUER HYDRO | 1 |  | HY | WAT |  | Conventional Hydro | 1967-01-01 |  | 94.5 | 90.72 | 90.72
Existing | US | WECC | CIPV |  | 57010 | 1 |  | Fairfield Powerhouse | 1 |  | HY | WAT |  | Conventional Hydro | 1983-08-02 |  | 0.9 | 0.02 | 0
Existing | US | WECC | CIPV |  | 58814 | GENA |  | Fall River Mills Project A | 1 |  | PV-NT | SUN |  | Solar | 2014-03-05 |  | 1.5 | 0.21 | 0
Existing | US | WECC | CIPV |  | 58814 | GENA |  | Fall River Mills Project B | 1 |  | PV-NT | SUN |  | Solar | 2014-03-05 |  | 1.5 | 0.21 | 0
Existing | US | WECC | CIPV |  | 55847 | CTG1 |  | Feather River Energy Center, Unit #1 | 1 |  | GT | NG |  | Natural Gas and Other Gases | 2002-12-23 |  | 47.6 | 47.6 | 47.6
Existing | US | WECC | CIPV |  |  |  |  | Fellow QF Aggregate | 1 |  | GT | NG |  | Natural Gas and Other Gases | 2006-06-01 |  | 6.2 | 6.2 | 6.2
Existing | US | WECC | CIPV |  |  |  |  | Five Bears Hydroelectric | 1 |  | HY | WAT |  | Conventional Hydro | 2020-05-30 |  | 0.99 | 0.7128 | 0.594
Existing | US | WECC | CIPV |  | 57498 | 1 |  | Five Points Solar Station | 1 |  | PV-NT | SUN |  | Solar | 2011-10-07 |  | 15 | 2.1 | 0
Existing | US | WECC | CIPV |  | 763 |  |  | FMEADO_6_HELLHL | 1 |  | HY | WAT |  | Conventional Hydro | 1983-04-30 |  | 0.6 | 0.28 | 0.18
Existing | US | WECC | CIPV |  | 417 | 1 |  | FORBESTOWN HYDRO | 1 |  | HY | WAT |  | Conventional Hydro | 1963-01-01 |  | 37.5 | 37.5 | 37.5
Existing | US | WECC | CIPV |  | 58437 | ENG1 |  | Forward | 1 |  | IC | OBG |  | Biomass | 2014-02-05 |  | 4.2 | 4.2 | 4.2
Existing | US | WECC | CIPV |  | 57201 | S2.3 |  | FPL Energy Montezuma Wind | 1 |  | WT | WND |  | Wind | 2011-01-25 |  | 36.8 | 5.52 | 4.784
Existing | US | WECC | CIPV |  | 50219 | U1 |  | Frankenheimer Power Plant | 1 |  | HY | WAT |  | Conventional Hydro | 2013-04-01 |  | 5.3 | 1.95 | 0
Existing | US | WECC | CIPV |  | 424 | 1 |  | FRENCH MEADOWS HYDRO | 1 |  | HY | WAT |  | Conventional Hydro | 1966-01-01 |  | 16 | 16 | 16
Existing | US | WECC | CIPV |  | 10156 | GEN2 |  | Fresno Cogen | 1 |  | CC | NG |  | Natural Gas and Other Gases | 2001-01-01 |  | 50.6 | 50.6 | 50.6
Existing | US | WECC | CIPV |  | 10156 | GEN2 |  | Fresno Peaker | 1 |  | GT | NG |  | Natural Gas and Other Gases | 2006-08-30 |  | 22.69 | 22.69 | 22.69
Existing | US | WECC | CIPV |  | 60083 | PV-S |  | Fresno Solar South | 1 |  | PV-NT | SUN |  | Solar | 2015-10-21 |  | 1.5 | 0.21 | 0
Existing | US | WECC | CIPV |  | 60083 | PV-W |  | Fresno Solar West | 1 |  | PV-NT | SUN |  | Solar | 2015-10-20 |  | 1.5 | 0.21 | 0
Existing | US | WECC | CIPV |  | 50393 | FR1 |  | FRIANT DAM | 1 |  | HY | WAT |  | Conventional Hydro | 2016-03-01 |  | 25 | 12.71 | 6.02
Existing | US | WECC | CIPV |  | 10110 | GEN1 |  | FRITO-LAY | 1 |  | GT | NG |  | Natural Gas and Other Gases | 1986-01-01 |  | 6 | 6 | 6
Existing | US | WECC | CIPV |  |  |  |  | Frontier Solar | 1 |  | PV-NT | SUN |  | Solar | 2019-02-05 |  | 20 | 2.8 | 0
Existing | US | WECC | CIPV |  |  |  |  | FTSWRD_7_QFUNTS | 1 |  | HY | WAT |  | Conventional Hydro | 2017-11-01 |  | 1.6 | 1.6 | 1.6
Existing | US | WECC | CIPV |  | 58320 | 362 |  | G2 Energy Hay Road Power Plant | 1 |  | IC | OBG |  | Biomass | 2013-07-09 |  | 1.6 | 1.6 | 1.6
Existing | US | WECC | CIPV |  | 57133 | 359 |  | G2 ENERGY, OSTROM ROAD LLC | 1 |  | IC | OBG |  | Biomass | 2013-09-01 |  | 3.55 | 3.55 | 3.55
Existing | US | WECC | CIPV |  | 57892 | 1 |  | Gates Solar Station | 1 |  | PV-NT | SUN |  | Solar | 2013-06-24 |  | 20 | 2.8 | 0
Existing | US | WECC | CIPV |  | 52158 | GEN1 |  | GEYSERS AIDLIN AGGREGATE | 1 |  | BT | GEO |  | Geothermal | 2017-11-01 |  | 22 | 22 | 22
Existing | US | WECC | CIPV |  | 50066 | UNT1 |  | GEYSERS CALISTOGA AGGREGATE | 1 |  | BT | GEO |  | Geothermal | 1984-03-14 |  | 92.1 | 92.1 | 92.1
Existing | US | WECC | CIPV |  | 286 | U11 |  | GEYSERS UNIT 11 (HEALDSBURG) | 1 |  | BT | GEO |  | Geothermal | 1975-01-01 |  | 74.4 | 74.4 | 74.4
Existing | US | WECC | CIPV |  | 286 | U12 |  | GEYSERS UNIT 12 (HEALDSBURG) | 1 |  | BT | GEO |  | Geothermal | 1979-01-01 |  | 57 | 57 | 57
Existing | US | WECC | CIPV |  | 286 | U13 |  | GEYSERS UNIT 13 (HEALDSBURG) | 1 |  | BT | GEO |  | Geothermal | 1980-01-01 |  | 95 | 95 | 95
Existing | US | WECC | CIPV |  | 286 | U14 |  | GEYSERS UNIT 14 (HEALDSBURG) | 1 |  | BT | GEO |  | Geothermal | 1980-01-01 |  | 70 | 70 | 70
Existing | US | WECC | CIPV |  | 286 | U16 |  | GEYSERS UNIT 16 (HEALDSBURG) | 1 |  | BT | GEO |  | Geothermal | 1985-01-01 |  | 85 | 85 | 85
Existing | US | WECC | CIPV |  | 286 | U17 |  | GEYSERS UNIT 17 (HEALDSBURG) | 1 |  | BT | GEO |  | Geothermal | 1982-01-01 |  | 60 | 60 | 60
Existing | US | WECC | CIPV |  | 286 | U18 |  | GEYSERS UNIT 18 (HEALDSBURG) | 1 |  | BT | GEO |  | Geothermal | 1983-01-01 |  | 72 | 72 | 72
Existing | US | WECC | CIPV |  | 286 | U20 |  | GEYSERS UNIT 20 (HEALDSBURG) | 1 |  | BT | GEO |  | Geothermal | 1985-01-01 |  | 62 | 62 | 62
Existing | US | WECC | CIPV |  | 286 | U11 |  | GEYSERS UNITS 5 & 6 AGGREGATE | 1 |  | BT | GEO |  | Geothermal | 1971-01-01 |  | 85 | 85 | 85
Existing | US | WECC | CIPV |  | 286 | U11 |  | GEYSERS UNITS 7 & 8 AGGREGATE | 1 |  | BT | GEO |  | Geothermal | 1972-01-01 |  | 82 | 82 | 82
Existing | US | WECC | CIPV |  | 57521 | 1 |  | Giffen Solar Station | 1 |  | PV-NT | SUN |  | Solar | 2012-07-25 |  | 10 | 1.4 | 0
Existing | US | WECC | CIPV |  | 60049 | GE |  | Golden Hills A | 1 |  | WT | WND |  | Wind | 2015-12-18 |  | 42.96 | 6.444 | 5.5848
Existing | US | WECC | CIPV |  | 60049 | GE |  | Golden Hills B | 1 |  | WT | WND |  | Wind | 2015-12-23 |  | 42.96 | 6.444 | 5.5848
Existing | US | WECC | CIPV |  | 59780 | 1 |  | Golden Hills C | 1 |  | WT | WND |  | Wind | 2017-11-09 |  | 46 | 6.9 | 5.98
Existing | US | WECC | CIPV |  | 59086 | GEN1 |  | Goose Lake | 1 |  | PV-NT | SUN |  | Solar | 2015-05-23 |  | 12 | 1.68 | 0
Existing | US | WECC | CIPV |  |  |  |  | Grant County Hydro Facilities | 1 |  | HY | WAT |  | Conventional Hydro | 2018-02-09 |  | 125 | 125 | 125
Existing | US | WECC | CIPV |  | 50223 | 1296 |  | GRASSHOPPER FLAT HYDRO | 1 |  | HY | WAT |  | Conventional Hydro | 1987-08-15 |  | 1.1 | 0.09 | 0.3
Existing | US | WECC | CIPV |  | 58204 | INV3 |  | Grasslands 3 | 1 |  | PV-NT | SUN |  | Solar | 2013-07-01 |  | 1 | 0.14 | 0
Existing | US | WECC | CIPV |  | 58217 | INV4 |  | Grasslands 4 | 1 |  | PV-NT | SUN |  | Solar | 2013-08-05 |  | 1 | 0.14 | 0
Existing | US | WECC | CIPV |  | 10349 |  |  | GREENLEAF II COGEN | 1 |  | GT | NG |  | Natural Gas and Other Gases | 2020-06-01 |  | 49.2 | 49.2 | 49.2
Existing | US | WECC | CIPV |  | 58371 | GEN1 |  | GRIDLEY MAIN TWO | 1 |  | PV-NT | SUN |  | Solar | 2013-04-01 |  | 2.5 | 0.35 | 0
Existing | US | WECC | CIPV |  | 57891 | 1 |  | Guernsey Solar Station | 1 |  | PV-NT | SUN |  | Solar | 2013-09-18 |  | 20 | 2.8 | 0
Existing | US | WECC | CIPV |  | 55807 | HPP1 |  | GWF HENRIETTA PEAKER PLANT UNIT 1 | 1 |  | GT | NG |  | Natural Gas and Other Gases | 2002-07-01 |  | 49.98 | 49.98 | 49.98
Existing | US | WECC | CIPV |  | 55807 | HPP2 |  | GWF HENRIETTA PEAKER PLANT UNIT 2 | 1 |  | GT | NG |  | Natural Gas and Other Gases | 2002-07-01 |  | 49.42 | 49.42 | 49.42
Existing | US | WECC | CIPV |  | 240 | H1 |  | HAAS PH UNIT 1 & 2 AGGREGATE | 1 |  | HY | WAT |  | Conventional Hydro | 1958-01-01 |  | 144 | 144 | 144
Existing | US | WECC | CIPV |  | 241 | 1 |  | HALSEY HYDRO | 1 |  | HY | WAT |  | Conventional Hydro | 1916-01-01 |  | 13.5 | 13.5 | 13.5
Existing | US | WECC | CIPV |  | 242 | 1 |  | HAMILTON BRANCH PH (AGGREGATE) | 1 |  | HY | WAT |  | Conventional Hydro | 1921-01-01 |  | 4.9 | 0.89 | 0.7
Existing | US | WECC | CIPV |  |  |  |  | Hanford Digester Genset 2 | 1 |  | GT | LFG |  | Biomass | 2019-07-01 |  | 1 | 1 | 1
Existing | US | WECC | CIPV |  |  |  |  | Hanford Digester Genset 3 | 1 |  | GT | OBG |  | Biomass | 2019-07-01 |  | 1 | 1 | 1
Existing | US | WECC | CIPV |  | 55698 | HEP1 |  | Hanford Peaker Plant | 1 |  | GT | NG |  | Natural Gas and Other Gases | 2001-08-27 |  | 98.46 | 98.46 | 98.46
Existing | US | WECC | CIPV |  | 58919 | 2127 |  | Harris | 1 |  | PV-NT | SUN |  | Solar | 2014-11-27 |  | 1.25 | 0.175 | 0
Existing | US | WECC | CIPV |  | 243 | 1 |  | Hat Creek #1 | 1 |  | HY | WAT |  | Conventional Hydro | 1921-01-01 |  | 8.5 | 1.68 | 3.67
Existing | US | WECC | CIPV |  | 244 | 1 |  | Hat Creek #2 | 1 |  | HY | WAT |  | Conventional Hydro | 1921-01-01 |  | 8.5 | 2.38 | 4.69
Existing | US | WECC | CIPV |  | 10882 | GEN1 |  | HATCHET CREEK | 1 |  | HY | WAT |  | Conventional Hydro | 2017-06-01 |  | 6.89 | 3.19 | 2.84
Existing | US | WECC | CIPV |  | 56654 | 1 |  | Hatchet Ridge Wind Farm | 1 |  | WT | WND |  | Wind | 2010-11-19 |  | 102 | 15.3 | 13.26
Existing | US | WECC | CIPV |  | 10253 | LGEN |  | HAYPRESS HYDRO QF UNITS | 1 |  | HY | WAT |  | Conventional Hydro | 1989-04-11 |  | 14.8 | 14.8 | 14.8
Existing | US | WECC | CIPV |  | 59009 | PV1 |  | Hayworth Solar Farm | 1 |  | PV-NT | SUN |  | Solar | 2015-12-23 |  | 26.66 | 3.7324 | 0
Existing | US | WECC | CIPV |  | 6100 | 2 |  | HELMS PUMP-GEN UNIT 2 | 1 |  | PS | WAT |  | Pumped Storage | 1984-01-01 |  | 407 | 407 | 407
Existing | US | WECC | CIPV |  | 6100 | 3 |  | HELMS PUMP-GEN UNIT 3 | 1 |  | PS | WAT |  | Pumped Storage | 1984-01-01 |  | 404 | 404 | 404
Existing | US | WECC | CIPV |  | 58975 | PV1 |  | Henrietta Solar Project | 1 |  | PV-NT | SUN |  | Solar | 2016-08-19 |  | 100 | 14 | 0
Existing | US | WECC | CIPV |  |  |  |  | HIGGNS_7_QFUNTS | 1 |  | HY | WAT |  | Conventional Hydro | 2018-03-22 |  | 0.5 | 0.2 | 0.21
Existing | US | WECC | CIPV |  | 7224 |  |  | High Line Canal Hydro | 1 |  | HY | WAT |  | Conventional Hydro | 2014-06-11 |  | 0.5 | 0.02 | 0
Existing | US | WECC | CIPV |  | 57977 | ENG1 |  | High Sierra Cogeneration Aggregate | 1 |  | IC | NG |  | Natural Gas and Other Gases | 2010-04-22 |  | 6 | 6 | 6
Existing | US | WECC | CIPV |  | 50495 | HS1 |  | HIGH SIERRA LIMITED | 1 |  | GT | NG |  | Natural Gas and Other Gases | 1989-02-24 |  | 52.43 | 52.43 | 52.43
Existing | US | WECC | CIPV |  | 56075 | 1 |  | High Winds Energy Center | 1 |  | WT | WND |  | Wind | 2003-12-23 |  | 162 | 24.3 | 21.06
Existing | US | WECC | CIPV |  | 59268 | PV10 |  | Hollister Solar | 1 |  | PV-NT | SUN |  | Solar | 2015-04-17 |  | 1.5 | 0.21 | 0
Existing | US | WECC | CIPV |  | 10777 | GEN1 |  | Honey Lake Power | 1 |  | ST | OBS |  | Biomass | 2017-06-27 |  | 30 | 30 | 30
Existing | US | WECC | CIPV |  | 246 | IC1 |  | Humboldt Bay Generating Station 1 | 1 |  | IC | NG |  | Natural Gas and Other Gases | 2010-09-29 |  | 97.62 | 97.62 | 97.62
Existing | US | WECC | CIPV |  | 246 | IC1 |  | Humboldt Bay Generating Station 3 | 1 |  | IC | NG |  | Natural Gas and Other Gases | 2010-09-29 |  | 65.08 | 65.08 | 65.08
Existing | US | WECC | CIPV |  | 57523 | 1 |  | Huron Solar Station | 1 |  | PV-NT | SUN |  | Solar | 2012-08-30 |  | 20 | 2.8 | 0
Existing | US | WECC | CIPV |  | 50350 | GEN1 |  | HYPOWER, INC. (FORKS OF BUTTE) | 1 |  | HY | WAT |  | Conventional Hydro | 1992-03-16 |  | 14.3 | 0.39 | 5.38
Existing | US | WECC | CIPV |  |  |  |  | HZIU Kompogas SLO | 1 |  | GT | OBG |  | Biomass | 2019-07-11 |  | 0.62 | 0.62 | 0.62
Existing | US | WECC | CIPV |  |  |  |  | Iberdrola Centroid Sytem Resource | 1 |  | WT | WND |  | Wind | 2017-11-01 |  | 100 | 15 | 13
Existing | US | WECC | CIPV |  | 50129 | 1641 |  | Indian Valley Hydro | 1 |  | HY | WAT |  | Conventional Hydro | 1983-09-15 |  | 3.01 | 0.85 | 0
Existing | US | WECC | CIPV |  | 248 | 1 |  | INSKIP HYDRO | 1 |  | HY | WAT |  | Conventional Hydro | 1979-01-01 |  | 8 | 1.79 | 1.4
Existing | US | WECC | CIPV |  | 10005 | WRGS |  | International Turbine Research | 1 |  | WT | WND |  | Wind | 2018-12-15 |  | 18.4 | 2.76 | 2.392
Existing | US | WECC | CIPV |  | 249 | 1 |  | JAMES B. BLACK 1 | 1 |  | HY | WAT |  | Conventional Hydro | 1966-01-01 |  | 85 | 85 | 85
Existing | US | WECC | CIPV |  | 249 | 2 |  | JAMES B. BLACK 2 | 1 |  | HY | WAT |  | Conventional Hydro | 1965-01-01 |  | 84.1 | 84.1 | 84.1
Existing | US | WECC | CIPV |  | 58397 | ENG1 |  | Johnson Canyon Landfill | 1 |  | IC | OBG |  | Biomass | 2013-07-08 |  | 1.42 | 1.42 | 1.42
Existing | US | WECC | CIPV |  | 58118 | JDS1 |  | Joya Del Sol | 1 |  | PV-NT | SUN |  | Solar | 2012-12-21 |  | 1.5 | 0.21 | 0
Existing | US | WECC | CIPV |  | 58985 | 1 |  | Kansas | 1 |  | PV-NT | SUN |  | Solar | 2014-12-18 |  | 20 | 2.8 | 0
Existing | US | WECC | CIPV |  | 418 | 1 |  | KELLY RIDGE HYDRO | 1 |  | HY | WAT |  | Conventional Hydro | 1963-01-01 |  | 11 | 11 | 11
Existing | US | WECC | CIPV |  | 58991 | 1 |  | Kent South | 1 |  | PV-NT | SUN |  | Solar | 2014-12-24 |  | 20 | 2.8 | 0
Existing | US | WECC | CIPV |  | 682 | 1 |  | KERKHOFF PH 2 UNIT #1 | 1 |  | HY | WAT |  | Conventional Hydro | 1983-01-01 |  | 153.9 | 153.9 | 153.9
Existing | US | WECC | CIPV |  | 7911 | 1 |  | KERN CANYON | 1 |  | HY | WAT |  | Conventional Hydro | 1921-01-01 |  | 11.5 | 0.58 | 0.34
Existing | US | WECC | CIPV |  | 50494 | KF1 |  | KERN FRONT LIMITED | 1 |  | GT | NG |  | Natural Gas and Other Gases | 1989-01-07 |  | 52.4 | 52.4 | 52.4
Existing | US | WECC | CIPV |  | 253 | 1 |  | KILARC HYDRO | 1 |  | HY | WAT |  | Conventional Hydro | 1904-01-01 |  | 1.5 | 0.79 | 1.1
Existing | US | WECC | CIPV |  | 10294 | GTG |  | King City Cogen | 1 |  | GT | NG |  | Natural Gas and Other Gases | 1989-03-14 |  | 120 | 120 | 120
Existing | US | WECC | CIPV |  | 55811 | CTG1 |  | King City Energy Center, Unit 1 | 1 |  | GT | NG |  | Natural Gas and Other Gases | 2002-01-14 |  | 44.6 | 44.6 | 44.6
Existing | US | WECC | CIPV |  | 254 | H1 |  | KINGS RIVER HYDRO UNIT 1 | 1 |  | HY | WAT |  | Conventional Hydro | 1962-01-01 |  | 51.2 | 51.2 | 51.2
Existing | US | WECC | CIPV |  | 10405 | GEN1 |  | Kingsburg Cogen | 1 |  | GT | NG |  | Natural Gas and Other Gases | 1990-12-05 | 2021-04-08 | 34.5 | 34.5 | 34.5
Existing | US | WECC | CIPV |  | 58304 | 1 |  | Kingsburg1 | 1 |  | PV-NT | SUN |  | Solar | 2013-12-06 |  | 1.5 | 0.21 | 0
Existing | US | WECC | CIPV |  | 58304 | 2 |  | Kingsburg2 | 1 |  | PV-NT | SUN |  | Solar | 2013-12-06 |  | 1.5 | 0.21 | 0
Existing | US | WECC | CIPV |  | 55151 | GEN1 |  | La Paloma Generating Plant Unit #1 | 1 |  | CC | NG |  | Natural Gas and Other Gases | 2003-01-10 |  | 259.8 | 259.8 | 259.8
Existing | US | WECC | CIPV |  | 55151 | GEN2 |  | La Paloma Generating Plant Unit #2 | 1 |  | CC | NG |  | Natural Gas and Other Gases | 2003-03-05 |  | 260.2 | 260.2 | 260.2
Existing | US | WECC | CIPV |  | 55151 | GEN3 |  | La Paloma Generating Plant Unit #3 | 1 |  | CC | NG |  | Natural Gas and Other Gases | 2003-01-13 |  | 256.15 | 256.15 | 256.15
Existing | US | WECC | CIPV |  | 55151 | GEN4 |  | LA PALOMA GENERATING PLANT, UNIT #4 | 1 |  | CS | NG |  | Natural Gas and Other Gases | 2003-03-05 |  | 145 | 145 | 145
Existing | US | WECC | CIPV |  | 54453 | GEN2 |  | LaBrisa Wind Project | 1 |  | WT | WND |  | Wind | 2019-06-28 |  | 9 | 1.35 | 1.17
Existing | US | WECC | CIPV |  |  |  |  | Lakeview Dairy Biogas | 1 |  | GT | OBG |  | Biomass | 2018-02-02 |  | 1 | 1 | 1
Existing | US | WECC | CIPV |  |  |  |  | Lassen Station Hydro | 1 |  | HY | WAT |  | Conventional Hydro | 2016-06-13 |  | 0.99 | 0.23 | 0.51
Existing | US | WECC | CIPV |  | 60142 | LEPV1 |  | Lemoore 1 | 1 |  | PV-NT | SUN |  | Solar | 2016-01-29 |  | 1.5 | 0.21 | 0
Existing | US | WECC | CIPV |  | 10144 | GEN4 |  | Lincoln Biomass | 1 |  | ST | OBS |  | Biomass | 1986-06-03 |  | 17.2 | 17.2 | 17.2
Existing | US | WECC | CIPV |  | 57988 | GEN 5 |  | Lincoln Landfill Power Plant | 1 |  | IC | OBG |  | Biomass | 1985-01-01 |  | 4.98 | 4.98 | 4.98
Existing | US | WECC | CIPV |  | 62463 | C010449 |  | Little Bear 3 Solar | 1 |  | PV-NT | SUN |  | Solar | 2020-12-03 |  | 20 | 2.8 | 0
Existing | US | WECC | CIPV |  | 62464 | C010450 |  | Little Bear 4 | 1 |  | PV-NT | SUN |  | Solar | 2020-12-03 |  | 50 | 7 | 0
Existing | US | WECC | CIPV |  | 62465 | C010451 |  | Little Bear 4 Solar 5 | 1 |  | PV-NT | SUN |  | Solar | 2020-12-03 |  | 50 | 7 | 0
Existing | US | WECC | CIPV |  | 59870 | C010448 |  | Little Bear Solar 1 | 1 |  | PV-NT | SUN |  | Solar | 2020-12-03 |  | 40 | 5.6 | 0
Existing | US | WECC | CIPV |  | 54768 | GEN1 |  | LIVE OAK LIMITED | 1 |  | GT | NG |  | Natural Gas and Other Gases | 1991-03-16 |  | 49.7 | 49.7 | 49.7
Existing | US | WECC | CIPV |  | 57978 | CT1 |  | Lodi Energy Center | 1 |  | CC | NG |  | Natural Gas and Other Gases | 2012-11-27 |  | 302.58 | 302.58 | 302.58
Existing | US | WECC | CIPV |  | 7451 | 1 |  | LODI GAS TURBINE | 1 |  | GT | NG |  | Natural Gas and Other Gases | 1986-01-01 |  | 23.8 | 23.8 | 23.8
Existing | US | WECC | CIPV |  | 7449 | NA1 |  | LODI STIG UNIT | 1 |  | GT | NG |  | Natural Gas and Other Gases | 1996-01-01 |  | 49.9 | 49.9 | 49.9
Existing | US | WECC | CIPV |  | 10708 | GEN1 |  | Lost Creek 1 & 2 Hydro Conversion | 1 |  | HY | WAT |  | Conventional Hydro | 1989-06-15 |  | 1.7 | 0.74 | 0.78
Existing | US | WECC | CIPV |  | 58711 | LTHL |  | Lost Hills Solar | 1 |  | PV-NT | SUN |  | Solar | 2015-04-10 |  | 20 | 2.8 | 0
Existing | US | WECC | CIPV |  |  |  |  | Lotus Solar Farm | 1 |  | PV-NT | SUN |  | Solar | 2020-05-30 |  | 50 | 19.5 | 0
Existing | US | WECC | CIPV |  | 10074 | GEN1 |  | LOUISIANA PACIFIC SAMOA | 1 |  | ST | OBS |  | Biomass | 1992-01-01 |  | 20 | 20 | 20
Existing | US | WECC | CIPV |  |  |  |  | Madera 1 | 1 |  | PV-NT | SUN |  | Solar | 2017-12-29 |  | 1.5 | 0.21 | 0
Existing | US | WECC | CIPV |  | 50322 | GEN1 |  | Madera Canal Site 980 | 1 |  | HY | WAT |  | Conventional Hydro | 1985-02-02 |  | 1.84 | 0.42 | 0
Existing | US | WECC | CIPV |  | 50322 | GEN1 |  | Madera Chowchilla 2 | 1 |  | HY | WAT |  | Conventional Hydro | 2016-08-01 |  | 0.56 | 0.28 | 0.11
Existing | US | WECC | CIPV |  |  |  |  | Madera Chowchilla 3 | 1 |  | HY | WAT |  | Conventional Hydro | 2016-08-01 |  | 0.42 | 0.15 | 0.08
Existing | US | WECC | CIPV |  |  |  |  | Madera Chowchilla 4 | 1 |  | HY | WAT |  | Conventional Hydro | 2016-07-19 |  | 0.92 | 0.41 | 0.18
Existing | US | WECC | CIPV |  |  |  |  | Madera Digester Genset 2 | 1 |  | GT | LFG |  | Biomass | 2019-01-11 |  | 0.8 | 0.8 | 0.8
Existing | US | WECC | CIPV |  | 56239 | GT-1 |  | Malaga Power Aggregate | 1 |  | GT | NG |  | Natural Gas and Other Gases | 2005-09-19 |  | 96 | 96 | 96
Existing | US | WECC | CIPV |  |  |  |  | MALIN_5_BPADYN | 1 |  | HY | WAT |  | Conventional Hydro | 2017-11-01 |  | 250 | 250 | 250
Existing | US | WECC | CIPV |  |  |  |  | Manteca Land 1 | 1 |  | PV-NT | SUN |  | Solar | 2017-12-28 |  | 1 | 0.14 | 0
Existing | US | WECC | CIPV |  | 59607 | MWS |  | Maricopa West Solar PV | 1 |  | PV-NT | SUN |  | Solar | 2015-12-12 |  | 20 | 2.8 | 0
Existing | US | WECC | CIPV |  | 10748 | U1C06 |  | Marina Land Fill Gas | 1 |  | ST | LFG |  | Biomass | 2007-09-01 |  | 4.53 | 4.53 | 4.53
Existing | US | WECC | CIPV |  | 10128 | GEN1 |  | Matthews Dam Hydro | 1 |  | HY | WAT |  | Conventional Hydro | 2017-05-10 |  | 1.35 | 0.69 | 0.69
Existing | US | WECC | CIPV |  | 410 | 1 |  | MC SWAIN HYDRO | 1 |  | HY | WAT |  | Conventional Hydro | 1967-01-01 |  | 10 | 9.6 | 9.6
Existing | US | WECC | CIPV |  | 52076 | UNIT1 |  | McKittrick Cogen | 1 |  | GT | NG |  | Natural Gas and Other Gases | 1994-10-01 |  | 11.2 | 11.2 | 11.2
Existing | US | WECC | CIPV |  | 50612 | GEN1 |  | MCKITTRICK LIMITED | 1 |  | GT | NG |  | Natural Gas and Other Gases | 1991-10-16 |  | 47.49 | 47.49 | 47.49
Existing | US | WECC | CIPV |  |  |  |  | Merced 1 | 1 |  | PV-NT | SUN |  | Solar | 2018-04-12 |  | 3 | 0.42 | 0
Existing | US | WECC | CIPV |  | 258 | 1 |  | Merced Falls Powerhouse | 1 |  | HY | WAT |  | Conventional Hydro | 1930-01-01 |  | 3.5 | 3.36 | 3.36
Existing | US | WECC | CIPV |  | 59265 | PV8 |  | Merced Solar | 1 |  | PV-NT | SUN |  | Solar | 2015-05-12 |  | 1.5 | 0.21 | 0
Existing | US | WECC | CIPV |  | 425 | 1 |  | MIDDLE FORK AND RALSTON PSP | 1 |  | HY | WAT |  | Conventional Hydro | 1966-01-01 |  | 210 | 210 | 210
Existing | US | WECC | CIPV |  | 56639 | 1 |  | Midway Peaking Aggregate | 1 |  | GT | NG |  | Natural Gas and Other Gases | 2009-05-03 |  | 119.91 | 119.91 | 119.91
Existing | US | WECC | CIPV |  | 52169 | A |  | MIDWAY SUNSET COGENERATION PLANT | 1 |  | GT | NG |  | Natural Gas and Other Gases | 1989-12-18 |  | 248 | 248 | 248
Existing | US | WECC | CIPV |  |  |  |  | Mill & Sulphur Creek Hydro | 1 |  | HY | WAT |  | Conventional Hydro | 1988-02-23 |  | 0.99 | 0.99 | 0.99
Existing | US | WECC | CIPV |  | 59267 | PV9 |  | Mission Solar | 1 |  | PV-NT | SUN |  | Solar | 2015-05-23 |  | 1.5 | 0.21 | 0
Existing | US | WECC | CIPV |  | 54567 | 1 |  | MM Yolo Power LLC | 1 |  | IC | OBG |  | Biomass | 1997-01-01 |  | 4 | 4 | 4
Existing | US | WECC | CIPV |  | 55009 | GEN1 |  | Montgomery Creek Hydro | 1 |  | HY | WAT |  | Conventional Hydro | 2017-08-01 |  | 2.8 | 1.3 | 1.22
Existing | US | WECC | CIPV |  | 7646 | 1 |  | MONTICELLO HYDRO AGGREGATE | 1 |  | HY | WAT |  | Conventional Hydro | 1974-01-01 |  | 12.5 | 5.31 | 1.18
Existing | US | WECC | CIPV |  | 60007 | MORLS |  | Morelos Solar | 1 |  | PV-NT | SUN |  | Solar | 2015-11-25 |  | 15 | 2.1 | 0
Existing | US | WECC | CIPV |  | 54626 | TG01 |  | MT.POSO COGENERATION CO. | 1 |  | ST | OBS |  | Biomass | 1989-04-01 |  | 46.64 | 46.64 | 46.64
Existing | US | WECC | CIPV |  | 261 | 1 |  | Murphys Powerhouse | 1 |  | HY | WAT |  | Conventional Hydro | 2017-08-22 |  | 3.6 | 3.6 | 3.6
Existing | US | WECC | CIPV |  | 59150 | PV1 |  | Mustang | 1 |  | PV-NT | SUN |  | Solar | 2016-07-12 |  | 30 | 4.2 | 0
Existing | US | WECC | CIPV |  | 62015 | M2BAR |  | Mustang 2 Barbaro Solar | 1 |  | PV-NT | SUN |  | Solar | 2020-11-18 |  | 50 | 7 | 0
Existing | US | WECC | CIPV |  | 59150 | PV1 |  | Mustang 3 | 1 |  | PV-NT | SUN |  | Solar | 2016-05-03 |  | 40 | 5.6 | 0
Existing | US | WECC | CIPV |  | 59150 | PV1 |  | Mustang 4 | 1 |  | PV-NT | SUN |  | Solar | 2016-06-09 |  | 30 | 4.2 | 0
Existing | US | WECC | CIPV |  |  |  |  | MWWTP PGS 2 - Turbine | 1 |  | GT | OBG |  | Biomass | 1991-10-21 |  | 4.6 | 4.6 | 4.6
Existing | US | WECC | CIPV |  | 50352 | 1 |  | Nacimiento Hydroelectric Plant | 1 |  | HY | WAT |  | Conventional Hydro | 2013-09-16 |  | 3.8 | 1.14 | 0.11
Existing | US | WECC | CIPV |  | 262 | 1 |  | NARROWS PH 1 UNIT | 1 |  | HY | WAT |  | Conventional Hydro | 1942-01-01 |  | 12 | 12 | 12
Existing | US | WECC | CIPV |  | 455 | 1 |  | Narrows Powerhouse Unit 2 | 1 |  | HY | WAT |  | Conventional Hydro | 1969-01-01 |  | 55 | 0.09 | 29.71
Existing | US | WECC | CIPV |  | 7368 | 1 |  | NCPA GEO PLANT 1 UNIT 1 | 1 |  | BT | GEO |  | Geothermal | 1983-01-01 |  | 38.85 | 38.85 | 38.85
Existing | US | WECC | CIPV |  | 7368 | 2 |  | NCPA GEO PLANT 1 UNIT 2 | 1 |  | BT | GEO |  | Geothermal | 1983-01-01 |  | 34 | 34 | 34
Existing | US | WECC | CIPV |  | 7369 | 4 |  | NCPA GEO PLANT 2 UNIT 4 | 1 |  | BT | GEO |  | Geothermal | 1986-01-01 |  | 52.73 | 52.73 | 52.73
Existing | US | WECC | CIPV |  | 58395 | AW11 |  | Neal Road Landfill Generating Facility | 1 |  | GT | LFG |  | Biomass | 2012-09-27 |  | 2.1 | 2.1 | 2.1
Existing | US | WECC | CIPV |  | 50755 | GEN1 |  | NEW HOGAN PH AGGREGATE | 1 |  | HY | WAT |  | Conventional Hydro | 1986-04-15 |  | 4 | 0.81 | 0.13
Existing | US | WECC | CIPV |  |  |  |  | NEWARK 1 QF | 1 |  | WT | WND |  | Wind | 2017-11-01 |  | 1.1 | 0.165 | 0.143
Existing | US | WECC | CIPV |  | 632 | 1 |  | NEWCASTLE HYDRO | 1 |  | HY | WAT |  | Conventional Hydro | 1986-01-01 |  | 12 | 0.15 | 0
Existing | US | WECC | CIPV |  | 57701 | 1 |  | NextEra Energy Montezuma Wind II | 1 |  | WT | WND |  | Wind | 2012-02-01 |  | 78.2 | 11.73 | 10.166
Existing | US | WECC | CIPV |  | 58034 | 1 |  | Nickel 1 ("NLH1") | 1 |  | PV-NT | SUN |  | Solar | 2012-11-27 |  | 1.5 | 0.21 | 0
Existing | US | WECC | CIPV |  | 50546 | GEN1 |  | NID Hydro Bowman Powerhouse | 1 |  | HY | WAT |  | Conventional Hydro | 2016-12-20 |  | 3.6 | 2.4 | 1.64
Existing | US | WECC | CIPV |  | 58713 | NSTR |  | North Star Solar 1 | 1 |  | PV-NT | SUN |  | Solar | 2015-06-20 |  | 60 | 8.4 | 0
Existing | US | WECC | CIPV |  | 626 | 1 |  | Oak Flat | 1 |  | HY | WAT |  | Conventional Hydro | 1985-01-01 |  | 1.3 | 1.3 | 1.3
Existing | US | WECC | CIPV |  | 58986 | 1 |  | Old River One | 1 |  | PV-NT | SUN |  | Solar | 2014-12-30 |  | 20 | 2.8 | 0
Existing | US | WECC | CIPV |  | 50180 | GEN1 |  | OLSEN POWER PARTNERS | 1 |  | HY | WAT |  | Conventional Hydro | 1990-01-03 |  | 5.8 | 5.8 | 5.8
Existing | US | WECC | CIPV |  | 446 | 1 |  | O'NEILL PUMP-GEN (AGGREGATE) | 1 |  | PS | WAT |  | Pumped Storage | 1967-01-01 |  | 25.2 | 18.11 | 10.13
Existing | US | WECC | CIPV |  |  |  |  | Open Sky Digester Genset 2 | 1 |  | GT | LFG |  | Biomass | 2019-06-08 |  | 0.8 | 0.8 | 0.8
Existing | US | WECC | CIPV |  | 58718 | PV1 |  | Orion 1 Solar | 1 |  | PV-NT | SUN |  | Solar | 2014-06-26 |  | 12 | 1.68 | 0
Existing | US | WECC | CIPV |  | 58721 | ORION |  | Orion 2 Solar | 1 |  | PV-NT | SUN |  | Solar | 2014-06-26 |  | 8 | 1.12 | 0
Existing | US | WECC | CIPV |  | 59915 | ORCA |  | Oro Loma Solar 1 | 1 |  | PV-NT | SUN |  | Solar | 2017-01-28 |  | 10 | 1.4 | 0
Existing | US | WECC | CIPV |  | 59915 | ORCA |  | Oro Loma Solar 2 | 1 |  | PV-NT | SUN |  | Solar | 2017-01-28 |  | 10 | 1.4 | 0
Existing | US | WECC | CIPV |  | 54477 | GEN1 |  | Oroville Cogeneration, LP | 1 |  | IC | NG |  | Natural Gas and Other Gases | 1989-12-18 |  | 7.5 | 7.5 | 7.5
Existing | US | WECC | CIPV |  | 426 | 1 |  | OXBOW HYDRO | 1 |  | HY | WAT |  | Conventional Hydro | 1966-01-01 |  | 5.8 | 2.96 | 1.98
Existing | US | WECC | CIPV |  | 50560 | GEN1 |  | Pacific Ultrapower Chinese Station | 1 |  | ST | OG |  | Natural Gas and Other Gases | 2017-03-01 |  | 18 | 18 | 18
Existing | US | WECC | CIPV |  | 60614 | PALMR |  | Paige Solar | 1 |  | PV-NT | SUN |  | Solar | 2017-03-09 |  | 20 | 2.8 | 0
Existing | US | WECC | CIPV |  | 56803 | 1 |  | PANOCHE ENERGY CENTER (Aggregated) | 1 |  | GT | NG |  | Natural Gas and Other Gases | 2009-05-27 |  | 401 | 401 | 401
Existing | US | WECC | CIPV |  | 55874 | 8 |  | Panoche Peaker | 1 |  | GT | NG |  | Natural Gas and Other Gases | 2005-06-14 |  | 49.97 | 49.97 | 49.97
Existing | US | WECC | CIPV |  |  |  |  | Panoche Valley Solar | 1 |  | PV-NT | SUN |  | Solar | 2018-11-26 |  | 140 | 19.6 | 0
Existing | US | WECC | CIPV |  | 376 | 1 |  | Pardee Power House | 1 |  | HY | WAT |  | Conventional Hydro | 1930-01-01 |  | 30 | 14 | 15
Existing | US | WECC | CIPV |  | 428 | 1 |  | PARKER POWERHOUSE | 1 |  | HY | WAT |  | Conventional Hydro | 1981-09-23 |  | 2.83 | 0.61 | 0
Existing | US | WECC | CIPV |  | 57042 | 1 |  | PGE CSUEB Hayward Fuel Cell | 1 |  | FC | NG |  | Natural Gas and Other Gases | 2011-09-27 |  | 1.4 | 1.4 | 1.4
Existing | US | WECC | CIPV |  | 57043 | 1 |  | PGE San Francisco State Fuel Cell | 1 |  | FC | NG |  | Natural Gas and Other Gases | 2011-09-27 |  | 1.6 | 1.6 | 1.6
Existing | US | WECC | CIPV |  | 264 | 1 |  | PHOENIX PH | 1 |  | HY | WAT |  | Conventional Hydro | 1940-01-01 |  | 2 | 0.83 | 0.87
Existing | US | WECC | CIPV |  | 7907 | 1 |  | PINE FLAT HYDRO AGGREGATE | 1 |  | HY | WAT |  | Conventional Hydro | 1984-01-01 |  | 210 | 73.92 | 0
Existing | US | WECC | CIPV |  | 265 | H1 |  | PIT PH 1 UNIT 1 | 1 |  | HY | WAT |  | Conventional Hydro | 1922-01-01 |  | 32 | 32 | 32
Existing | US | WECC | CIPV |  | 265 | H2 |  | PIT PH 1 UNIT 2 | 1 |  | HY | WAT |  | Conventional Hydro | 1922-01-01 |  | 32 | 32 | 32
Existing | US | WECC | CIPV |  | 266 | H1 |  | PIT PH 3 UNITS 1, 2 & 3 AGGREGATE | 1 |  | HY | WAT |  | Conventional Hydro | 1925-01-01 |  | 70.6 | 70.6 | 70.6
Existing | US | WECC | CIPV |  | 267 | 1 |  | PIT PH 4 UNITS 1 & 2 AGGREGATE | 1 |  | HY | WAT |  | Conventional Hydro | 1955-01-01 |  | 95 | 95 | 95
Existing | US | WECC | CIPV |  | 268 | H1 |  | PIT PH 5 UNITS 1 & 2 AGGREGATE | 1 |  | HY | WAT |  | Conventional Hydro | 1944-01-01 |  | 82 | 82 | 82
Existing | US | WECC | CIPV |  | 268 | H1 |  | PIT PH 5 UNITS 3 & 4 AGGREGATE | 1 |  | HY | WAT |  | Conventional Hydro | 1944-01-01 |  | 82 | 82 | 82
Existing | US | WECC | CIPV |  | 269 | H1 |  | PIT PH 6 UNIT 1 | 1 |  | HY | WAT |  | Conventional Hydro | 1965-01-01 |  | 39 | 39 | 39
Existing | US | WECC | CIPV |  | 269 | H2 |  | PIT PH 6 UNIT 2 | 1 |  | HY | WAT |  | Conventional Hydro | 1965-01-01 |  | 40 | 40 | 40
Existing | US | WECC | CIPV |  | 270 | H1 |  | PIT PH 7 UNIT 1 | 1 |  | HY | WAT |  | Conventional Hydro | 1965-01-01 |  | 55.7 | 55.7 | 55.7
Existing | US | WECC | CIPV |  | 270 | H2 |  | PIT PH 7 UNIT 2 | 1 |  | HY | WAT |  | Conventional Hydro | 1965-01-01 |  | 54.6 | 54.6 | 54.6
Existing | US | WECC | CIPV |  | 272 | 1 |  | POE HYDRO UNIT 1 | 1 |  | HY | WAT |  | Conventional Hydro | 1958-01-01 |  | 69 | 60 | 60
Existing | US | WECC | CIPV |  | 272 | 2 |  | POE HYDRO UNIT 2 | 1 |  | HY | WAT |  | Conventional Hydro | 1958-01-01 |  | 68.5 | 60 | 60
Existing | US | WECC | CIPV |  |  |  |  | Ponderosa Bailey Hydro | 1 |  | HY | WAT |  | Conventional Hydro | 2020-04-25 |  | 1.25 | 0.9 | 0.75
Existing | US | WECC | CIPV |  | 59952 | 1 |  | Potrero Hills Energy Producers | 1 |  | IC | OBG |  | Biomass | 2016-04-07 |  | 8 | 8 | 8
Existing | US | WECC | CIPV |  |  |  |  | PSWEET_7_QFUNTS | 1 |  | OT | OBG |  | Biomass | 2018-03-01 |  | 1 | 1 | 1
Existing | US | WECC | CIPV |  | 59322 | GEN1 |  | Pumpjack Solar I | 1 |  | PV-NT | SUN |  | Solar | 2015-01-27 |  | 19.48 | 2.7272 | 0
Existing | US | WECC | CIPV |  | 59550 | PCSF |  | Putah Creek Solar Farm | 1 |  | PV-NT | SUN |  | Solar | 2014-12-19 |  | 1.98 | 0.2772 | 0
Existing | US | WECC | CIPV |  | 50112 | GEN3 |  | Quincy Biomass | 1 |  | ST | OBG |  | Biomass | 2018-05-17 |  | 24 | 24 | 24
Existing | US | WECC | CIPV |  |  |  |  | Quinten Luallen | 1 |  | HY | WAT |  | Conventional Hydro | 2017-06-14 |  | 7.3 | 7.3 | 7.3
Existing | US | WECC | CIPV |  | 59339 | SSC13 |  | Quinto Solar PV Project | 1 |  | PV-NT | SUN |  | Solar | 2015-11-30 |  | 107.6 | 15.064 | 0
Existing | US | WECC | CIPV |  | 58148 | KS |  | RE Kansas South | 1 |  | PV-NT | SUN |  | Solar | 2013-06-06 |  | 20 | 2.8 | 0
Existing | US | WECC | CIPV |  | 62015 |  |  | RE Mustang Two Whirlaway LLC | 1 |  | PV-NT | SUN |  | Solar | 2020-11-11 |  | 36.22 | 39 | 0
Existing | US | WECC | CIPV |  | 56184 | IC1 |  | RED BLUFF PEAKER PLANT | 1 |  | IC | NG |  | Natural Gas and Other Gases | 2001-08-11 |  | 44 | 44 | 44
Existing | US | WECC | CIPV |  | 58831 | PV-1 |  | Redcrest Solar Farm | 1 |  | PV-NT | SUN |  | Solar | 2015-10-30 |  | 16.66 | 2.3324 | 0
Existing | US | WECC | CIPV |  | 59299 | RED1 |  | Redwood Renewable Energy | 1 |  | ST | OBS |  | Biomass | 2017-09-16 |  | 3.9 | 3.9 | 3.9
Existing | US | WECC | CIPV |  |  |  |  | Redwood Solar Farm 4 | 1 |  | PV-NT | SUN |  | Solar | 2018-01-06 |  | 20 | 2.8 | 0
Existing | US | WECC | CIPV |  | 57650 | FRV4 |  | Regulus Solar | 1 |  | PV-NT | SUN |  | Solar | 2014-09-02 |  | 60 | 8.4 | 0
Existing | US | WECC | CIPV |  | 10767 | GEN1 |  | Rio Bravo Fresno | 1 |  | ST | OBS |  | Biomass | 2017-09-07 |  | 24.3 | 24.3 | 24.3
Existing | US | WECC | CIPV |  | 50037 | UNT1 |  | RIO BRAVO HYDRO | 1 |  | HY | WAT |  | Conventional Hydro | 1989-05-18 |  | 14 | 2.34 | 0
Existing | US | WECC | CIPV |  | 10772 | GEN1 |  | Rio Bravo Rocklin | 1 |  | ST | OBS |  | Biomass | 2017-09-07 |  | 24.4 | 24.4 | 24.4
Existing | US | WECC | CIPV |  | 59249 | PV1 |  | Rio Bravo Solar 1 | 1 |  | PV-NT | SUN |  | Solar | 2016-12-21 |  | 20 | 2.8 | 0
Existing | US | WECC | CIPV |  | 59250 | PV1 |  | Rio Bravo Solar 2 | 1 |  | PV-NT | SUN |  | Solar | 2016-12-29 |  | 20 | 2.8 | 0
Existing | US | WECC | CIPV |  | 56135 | 1 |  | Ripon Cogeneration Unit 1 | 1 |  | GT | NG |  | Natural Gas and Other Gases | 1988-04-19 |  | 46.05 | 46.05 | 46.05
Existing | US | WECC | CIPV |  | 10881 | GEN1 |  | ROARING CREEK | 1 |  | HY | WAT |  | Conventional Hydro | 2017-06-01 |  | 2 | 0.93 | 0.85
Existing | US | WECC | CIPV |  | 50892 | GEN1 |  | Rock Creek Hydro | 1 |  | HY | WAT |  | Conventional Hydro | 2017-03-29 |  | 5 | 2.31 | 2.01
Existing | US | WECC | CIPV |  | 275 | H1 |  | ROCK CREEK HYDRO UNIT 1 | 1 |  | HY | WAT |  | Conventional Hydro | 1950-01-01 |  | 57 | 57 | 57
Existing | US | WECC | CIPV |  | 275 | H2 |  | ROCK CREEK HYDRO UNIT 2 | 1 |  | HY | WAT |  | Conventional Hydro | 1950-01-01 |  | 56.9 | 56.9 | 56.9
Existing | US | WECC | CIPV |  | 34 | 1P |  | ROLLINS HYDRO | 1 |  | HY | WAT |  | Conventional Hydro | 1980-01-01 |  | 13.5 | 13.5 | 13.5
Existing | US | WECC | CIPV |  | 50865 | K100 |  | Salinas River Cogeneration | 1 |  | GT | NG |  | Natural Gas and Other Gases | 1991-10-11 |  | 39 | 39 | 39
Existing | US | WECC | CIPV |  |  |  |  | Salmon Creek Hydroelectric Project | 1 |  | HY | WAT |  | Conventional Hydro | 2014-12-03 |  | 0.52 | 0.52 | 0.52
Existing | US | WECC | CIPV |  | 279 | 1 |  | SALT SPRINGS HYDRO AGGREGATE | 1 |  | HY | WAT |  | Conventional Hydro | 1931-01-01 |  | 46 | 46 | 46
Existing | US | WECC | CIPV |  | 59122 | ECA11 |  | San Benito Smart Park | 1 |  | PV-NT | SUN |  | Solar | 2014-06-16 |  | 1.5 | 0.21 | 0
Existing | US | WECC | CIPV |  | 57361 | 1 |  | Sand Drag Solar Project | 1 |  | PV-NT | SUN |  | Solar | 2011-08-05 |  | 19 | 2.66 | 0
Existing | US | WECC | CIPV |  | 50400 | GEN1 |  | SANDBAR | 1 |  | HY | WAT |  | Conventional Hydro | 2017-01-01 |  | 16.2 | 12.65 | 10.55
Existing | US | WECC | CIPV |  | 57876 | UNT1 |  | Santa Cruz Energy LLC | 1 |  | IC | OBG |  | Biomass | 2010-02-06 |  | 1.6 | 1.6 | 1.6
Existing | US | WECC | CIPV |  | 56428 | Unit1 |  | SANTA CRUZ LANDFILL GENERATING PLANT | 1 |  | IC | LFG |  | Biomass | 2006-02-02 |  | 3.04 | 3.04 | 3.04
Existing | US | WECC | CIPV |  | 57100 | EN01 |  | Santa Maria II LFG Power Plant | 1 |  | IC | OBG |  | Biomass | 2010-09-27 |  | 1.42 | 1.42 | 1.42
Existing | US | WECC | CIPV |  | 59408 | 1 |  | Shafter Solar | 1 |  | PV-NT | SUN |  | Solar | 2015-06-04 |  | 20 | 2.8 | 0
Existing | US | WECC | CIPV |  | 54912 | GTG1 |  | SHELL OIL REFINERY AGGREGATE | 1 |  | CC | NG |  | Natural Gas and Other Gases | 1995-01-01 |  | 100 | 100 | 100
Existing | US | WECC | CIPV |  | 56362 | 1 |  | Shiloh I Wind Project | 1 |  | WT | WND |  | Wind | 2006-03-30 |  | 150 | 22.5 | 19.5
Existing | US | WECC | CIPV |  | 57586 | 1 |  | Shiloh III Wind Project, LLC | 1 |  | WT | WND |  | Wind | 2011-12-22 |  | 102.5 | 15.375 | 13.325
Existing | US | WECC | CIPV |  | 57725 | 1 |  | Shiloh IV Wind Project | 1 |  | WT | WND |  | Wind | 2012-12-07 |  | 100 | 15 | 13
Existing | US | WECC | CIPV |  | 56874 | TBD |  | SHILOH WIND PROJECT 2 | 1 |  | WT | WND |  | Wind | 2009-01-27 |  | 150 | 22.5 | 19.5
Existing | US | WECC | CIPV |  | 54517 | GEN2 |  | SIERRA PACIFIC IND. (SONORA) | 1 |  | ST | OBG |  | Biomass | 2018-04-12 |  | 7.5 | 7.5 | 7.5
Existing | US | WECC | CIPV |  |  |  |  | Silver Springs | 1 |  | HY | WAT |  | Conventional Hydro | 2017-08-10 |  | 0.6 | 0.34 | 0.32
Existing | US | WECC | CIPV |  | 60242 | SKI10 |  | SKIC Solar | 1 |  | PV-NT | SUN |  | Solar | 2017-01-05 |  | 10 | 1.4 | 0
Existing | US | WECC | CIPV |  | 522 |  |  | SLAB CREEK HYDRO | 1 |  | HY | WAT |  | Conventional Hydro | 2017-11-01 |  | 1 | 1 | 1
Existing | US | WECC | CIPV |  | 776 | 1 |  | SLY CREEK HYDRO | 1 |  | HY | WAT |  | Conventional Hydro | 1983-01-01 |  | 13 | 13 | 13
Existing | US | WECC | CIPV |  | 394 | 1 |  | SMALL QF AGGREGATION - BURNEY | 1 |  | HY | WAT |  | Conventional Hydro | 1982-01-01 |  | 0.5 | 0.5 | 0.5
Existing | US | WECC | CIPV |  |  |  |  | SMALL QF AGGREGATION - FRESNO | 1 |  | HY | WAT |  | Conventional Hydro | 1990-01-01 |  | 2.5 | 0.57 | 0.26
Existing | US | WECC | CIPV |  | 839 | 7P |  | SMALL QF AGGREGATION - GRASS VALLEY | 1 |  | HY | WAT |  | Conventional Hydro | 1984-01-01 |  | 1.7 | 0.8 | 0.32
Existing | US | WECC | CIPV |  | 7357 |  |  | SMALL QF AGGREGATION - LOS BANOS | 1 |  | HY | WAT |  | Conventional Hydro | 1986-02-01 |  | 2.5 | 0.36 | 0.05
Existing | US | WECC | CIPV |  | 4229 |  |  | SMALL QF AGGREGATION - PARADISE | 1 |  | HY | WAT |  | Conventional Hydro | 1983-01-01 |  | 2.6 | 0.21 | 0.42
Existing | US | WECC | CIPV |  |  |  |  | SMALL QF AGGREGATION - SAN LUIS OBISPO | 1 |  | OT | WAT |  | Conventional Hydro | 2017-11-01 |  | 1 | 1 | 1
Existing | US | WECC | CIPV |  |  |  |  | SMALL QF AGGREGATION - STOCKTON | 1 |  | OT | WAT |  | Conventional Hydro | 1982-01-01 |  | 2 | 2 | 2
Existing | US | WECC | CIPV |  |  |  |  | SMALL QF AGGREGATION - TRINITY | 1 |  | HY | WAT |  | Conventional Hydro | 2017-11-01 |  | 1.25 | 1.25 | 1.25
Existing | US | WECC | CIPV |  |  |  |  | SMALL QF AGGREGATION - VALLEJO/DINSMORE | 1 |  | OT | WND |  | Wind | 1985-01-01 |  | 0.5 | 0.5 | 0.5
Existing | US | WECC | CIPV |  |  |  |  | SMALL QF AGGREGATION - ZENIA | 1 |  | HY | WAT |  | Conventional Hydro | 1983-01-01 |  | 1 | 0.04 | 0.13
Existing | US | WECC | CIPV |  |  |  |  | SMUD Regulation Market | 1 |  | OT | OTH |  | Other | 2017-03-01 |  | 124 | 124 | 124
Existing | US | WECC | CIPV |  | 55752 | P-11 |  | Sonoma County Landfill | 1 |  | GT | LFG |  | Biomass | 1993-04-30 |  | 5 | 5 | 5
Existing | US | WECC | CIPV |  | 510 | 1 |  | SONOMA POWER PLANT | 1 |  | GT | GEO |  | Geothermal | 1983-01-01 |  | 53 | 53 | 53
Existing | US | WECC | CIPV |  | 58578 | SON1 |  | Sonora 1 | 1 |  | PV-NT | SUN |  | Solar | 2013-12-23 |  | 1.5 | 0.21 | 0
Existing | US | WECC | CIPV |  | 50752 | GEN1 |  | South Belridge Cogen Facility | 1 |  | GT | NG |  | Natural Gas and Other Gases | 1985-01-01 |  | 55.2 | 55.2 | 55.2
Existing | US | WECC | CIPV |  | 280 | 1 |  | SOUTH HYDRO | 1 |  | HY | WAT |  | Conventional Hydro | 1979-01-01 |  | 7.1 | 1.37 | 2.54
Existing | US | WECC | CIPV |  | 59412 | SKI20 |  | South Kern Solar PV Plant | 1 |  | PV-NT | SUN |  | Solar | 2015-04-07 |  | 20 | 2.8 | 0
Existing | US | WECC | CIPV |  | 281 | 1 |  | SPAULDING HYDRO PH 1 & 2 AGGREGATE | 1 |  | HY | WAT |  | Conventional Hydro | 1929-01-01 |  | 11.4 | 11.4 | 11.4
Existing | US | WECC | CIPV |  | 283 | 1 |  | SPAULDING HYDRO PH 3 UNIT | 1 |  | HY | WAT |  | Conventional Hydro | 1928-01-01 |  | 6.5 | 3.74 | 1.12
Existing | US | WECC | CIPV |  | 10706 | GEN1 |  | SPBURN_7_SNOWMT | 1 |  | HY | WAT |  | Conventional Hydro | 1990-03-28 |  | 3 | 3 | 3
Existing | US | WECC | CIPV |  | 59658 | GEN1 |  | SPI Anderson 2 | 1 |  | ST | OBS |  | Biomass | 2015-09-09 |  | 27.15 | 27.15 | 27.15
Existing | US | WECC | CIPV |  | 54554 | GEN1 |  | SPICER HYDRO UNITS 1-3 AGGREGATE | 1 |  | HY | WAT |  | Conventional Hydro | 1990-01-01 |  | 6 | 6 | 6
Existing | US | WECC | CIPV |  | 284 | 1 |  | SPRING GAP HYDRO | 1 |  | HY | WAT |  | Conventional Hydro | 1921-01-01 |  | 7 | 2.1 | 5
Existing | US | WECC | CIPV |  | 285 | 1 |  | STANISLAUS HYDRO | 1 |  | HY | WAT |  | Conventional Hydro | 1963-01-01 |  | 91 | 91 | 91
Existing | US | WECC | CIPV |  |  |  |  | Still Water Ranch Dairy | 1 |  | GT | OBG |  | Biomass | 2020-05-26 |  | 1 | 0.94 | 0.91
Existing | US | WECC | CIPV |  | 54238 | STG |  | Stockton Biomas | 1 |  | ST | OBS |  | Biomass | 2014-02-12 |  | 45 | 45 | 45
Existing | US | WECC | CIPV |  | 7151 | 1 |  | STONEY GORGE HYDRO AGGREGATE | 1 |  | HY | WAT |  | Conventional Hydro | 1986-01-01 |  | 4.9 | 1.4 | 0.9
Existing | US | WECC | CIPV |  |  |  |  | Summer Wheat Solar Farm | 1 |  | PV-NT | SUN |  | Solar | 2018-10-11 |  | 18.5 | 2.59 | 0
Existing | US | WECC | CIPV |  | 57360 | 1 |  | Sun City Solar Project | 1 |  | PV-NT | SUN |  | Solar | 2011-08-05 |  | 20 | 2.8 | 0
Existing | US | WECC | CIPV |  | 59687 | NDP1 |  | Sun Harvest Solar | 1 |  | PV-NT | SUN |  | Solar | 2015-05-28 |  | 1.5 | 0.21 | 0
Existing | US | WECC | CIPV |  | 55182 | STG |  | Sunrise Power Project AGGREGATE II | 1 |  | CS | NG |  | Natural Gas and Other Gases | 2001-06-07 |  | 586.02 | 586.02 | 586.02
Existing | US | WECC | CIPV |  |  |  |  | Sutter Energy Center Dynamic | 1 |  | CS | NG |  | Natural Gas and Other Gases | 2019-05-24 |  | 270 | 270 | 270
Existing | US | WECC | CIPV |  |  |  |  | Sutter Energy Center Dynamic 2 | 1 |  | CS | NG |  | Natural Gas and Other Gases | 2019-05-24 |  | 270 | 270 | 270
Existing | US | WECC | CIPV |  | 55112 |  |  | Sutter Power Plant Pseudo-CISO | 1 |  | CC | NG |  | Natural Gas and Other Gases | 2020-07-10 |  | 275 | 275 | 275
Existing | US | WECC | CIPV |  | 58918 | 2081 |  | Terzian | 1 |  | PV-NT | SUN |  | Solar | 2014-06-17 |  | 1.23 | 0.1722 | 0
Existing | US | WECC | CIPV |  | 50751 | GTG1 |  | TEXACO EXPLORATION & PROD (SE KERN RIVER | 1 |  | GT | NG |  | Natural Gas and Other Gases | 1989-01-31 |  | 34.47 | 34.47 | 34.47
Existing | US | WECC | CIPV |  | 54308 | 1 |  | Three Forks Water Power Project | 1 |  | HY | WAT |  | Conventional Hydro | 2011-11-01 |  | 1.63 | 0.15 | 0.82
Existing | US | WECC | CIPV |  | 287 | H1 |  | TIGER CREEK HYDRO AGGREGATE | 1 |  | HY | WAT |  | Conventional Hydro | 1931-01-01 |  | 62 | 62 | 62
Existing | US | WECC | CIPV |  | 714 | 1 |  | TOAD TOWN | 1 |  | HY | WAT |  | Conventional Hydro | 1986-01-01 |  | 1.5 | 0.08 | 0.49
Existing | US | WECC | CIPV |  | 57695 | TPZ1 |  | Topaz Solar Farms | 1 |  | PV-NT | SUN |  | Solar | 2014-10-27 |  | 550 | 77 | 0
Existing | US | WECC | CIPV |  | 55933 | TCC1 |  | Tracy Combined Cycle Power Plant | 1 |  | CS | NG |  | Natural Gas and Other Gases | 2012-10-31 |  | 336.04 | 336.04 | 336.04
Existing | US | WECC | CIPV |  | 59939 | TQ |  | Tranquillity | 1 |  | PV-NT | SUN |  | Solar | 2016-07-28 |  | 200 | 28 | 0
Existing | US | WECC | CIPV |  |  |  |  | Tranquillity 8 Amarillo | 1 |  | PV-NT | SUN |  | Solar | 2017-12-26 |  | 20 | 2.8 | 0
Existing | US | WECC | CIPV |  |  |  |  | Tranquillity 8 Azul | 1 |  | PV-NT | SUN |  | Solar | 2017-12-26 |  | 20 | 2.8 | 0
Existing | US | WECC | CIPV |  |  |  |  | Tranquillity 8 Rojo | 1 |  | PV-NT | SUN |  | Solar | 2018-04-14 |  | 100 | 14 | 0
Existing | US | WECC | CIPV |  |  |  |  | Tranquillity 8 Verde | 1 |  | PV-NT | SUN |  | Solar | 2018-04-17 |  | 60 | 8.4 | 0
Existing | US | WECC | CIPV |  | 416 | 1 |  | Tullock Hydro | 1 |  | HY | WAT |  | Conventional Hydro | 1958-01-01 |  | 25.9 | 11.7 | 4.75
Existing | US | WECC | CIPV |  | 7489 | G1 |  | UKIAH LAKE MENDOCINO HYDRO | 1 |  | HY | WAT |  | Conventional Hydro | 2007-07-02 |  | 3.5 | 1.7 | 1.7
Existing | US | WECC | CIPV |  | 59256 | BAT1 |  | VACA-DIXON BATTERY | 1 |  | BA | MWH |  | Other | 2013-09-06 |  | 1.85 | 1.85 | 1.85
Existing | US | WECC | CIPV |  | 57041 | 1 |  | Vaca-Dixon Solar Station | 1 |  | PV-NT | SUN |  | Solar | 2013-09-06 |  | 2.5 | 0.35 | 0
Existing | US | WECC | CIPV |  |  |  |  | Vecino Vineyards LLC | 1 |  | HY | WAT |  | Conventional Hydro | 1990-03-27 |  | 1.25 | 1.25 | 1.25
Existing | US | WECC | CIPV |  | 59555 | VEGA1 |  | Vega Solar | 1 |  | PV-NT | SUN |  | Solar | 2015-03-23 |  | 20 | 2.8 | 0
Existing | US | WECC | CIPV |  | 58509 | PV4 |  | Vintner Solar | 1 |  | PV-NT | SUN |  | Solar | 2014-03-05 |  | 1.5 | 0.21 | 0
Existing | US | WECC | CIPV |  |  |  |  | Virginia Ranch Dam Powerplant | 1 |  | HY | WAT |  | Conventional Hydro | 2012-06-14 |  | 1 | 1 | 1
Existing | US | WECC | CIPV |  | 290 | 1 |  | VOLTA HYDRO UNIT 1 | 1 |  | HY | WAT |  | Conventional Hydro | 1980-01-01 |  | 9.1 | 3.17 | 4.9
Existing | US | WECC | CIPV |  | 180 | 1 |  | Volta Hydro Unit 2 | 1 |  | HY | WAT |  | Conventional Hydro | 1981-01-01 |  | 1 | 0.36 | 0.52
Existing | US | WECC | CIPV |  | 10709 | GEN1 |  | VOLTA_7_QFUNTS | 1 |  | HY | WAT |  | Conventional Hydro | 2007-03-01 |  | 1.3 | 0.04 | 0.27
Existing | US | WECC | CIPV |  | 50293 | GEN1 |  | Wadham Energy LP | 1 |  | ST | OG |  | Natural Gas and Other Gases | 1989-03-24 |  | 29.07 | 29.07 | 29.07
Existing | US | WECC | CIPV |  | 54261 | 3385 |  | Warm Springs Hydro | 1 |  | HY | WAT |  | Conventional Hydro | 1988-12-22 |  | 3.75 | 1.43 | 1.75
Existing | US | WECC | CIPV |  |  |  |  | Water Wheel Ranch | 1 |  | HY | WAT |  | Conventional Hydro | 1984-03-22 |  | 0.98 | 0.1 | 0.35
Existing | US | WECC | CIPV |  | 58206 | 1 |  | West Gates Solar Station | 1 |  | PV-NT | SUN |  | Solar | 2013-06-24 |  | 10 | 1.4 | 0
Existing | US | WECC | CIPV |  | 291 | 1 |  | West Point Hydro Plant | 1 |  | HY | WAT |  | Conventional Hydro | 1948-01-01 |  | 14 | 14 | 14
Existing | US | WECC | CIPV |  | 54410 | CTG |  | Western Power and Steam Cogeneration | 1 |  | GT | NG |  | Natural Gas and Other Gases | 1989-11-30 |  | 20 | 20 | 20
Existing | US | WECC | CIPV |  | 58616 | WSF1 |  | Westlands Solar Farm PV 1 | 1 |  | PV-NT | SUN |  | Solar | 2014-02-14 |  | 18 | 2.52 | 0
Existing | US | WECC | CIPV |  | 60275 | WSPV1 |  | Westside Solar Power PV1 | 1 |  | PV-NT | SUN |  | Solar | 2016-05-07 |  | 2 | 0.28 | 0
Existing | US | WECC | CIPV |  |  |  |  | Weststar Dairy Biogas | 1 |  | GT | OBG |  | Biomass | 2018-02-02 |  | 1 | 1 | 1
Existing | US | WECC | CIPV |  | 50881 | GEN1 |  | Wheelabrator Shasta | 1 |  | ST | OBS |  | Biomass | 2017-12-01 |  | 50 | 50 | 50
Existing | US | WECC | CIPV |  | 58373 | WRCA |  | White River Solar | 1 |  | PV-NT | SUN |  | Solar | 2013-06-22 |  | 20 | 2.8 | 0
Existing | US | WECC | CIPV |  | 58973 | W2CA |  | White River West | 1 |  | PV-NT | SUN |  | Solar | 2014-10-01 |  | 19.75 | 2.765 | 0
Existing | US | WECC | CIPV |  | 60619 | GEN1 |  | Whitney Point Solar | 1 |  | PV-NT | SUN |  | Solar | 2017-04-15 |  | 20 | 2.8 | 0
Existing | US | WECC | CIPV |  | 59253 | PV1 |  | Wildwood Solar 2 | 1 |  | PV-NT | SUN |  | Solar | 2017-01-11 |  | 15 | 2.1 | 0
Existing | US | WECC | CIPV |  | 59380 | WLD1 |  | Wildwood Solar I | 1 |  | PV-NT | SUN |  | Solar | 2015-02-19 |  | 20 | 2.8 | 0
Existing | US | WECC | CIPV |  |  |  |  | Winter Wheat Solar Farm | 1 |  | PV-NT | SUN |  | Solar | 2019-05-11 |  | 1.5 | 0.21 | 0
Existing | US | WECC | CIPV |  | 292 | 1 |  | Wise Hydro Unit 1 | 1 |  | HY | WAT |  | Conventional Hydro | 1917-01-01 |  | 14.5 | 14.5 | 14.5
Existing | US | WECC | CIPV |  | 293 | 1 |  | Wishon/San Joaquin #1-A AGGREGATE | 1 |  | HY | WAT |  | Conventional Hydro | 1910-01-01 |  | 18.4 | 18.4 | 18.4
Existing | US | WECC | CIPV |  | 55855 | CTG1 |  | Wolfskill Energy Center | 1 |  | GT | NG |  | Natural Gas and Other Gases | 2003-03-22 |  | 46.9 | 46.9 | 46.9
Existing | US | WECC | CIPV |  | 10836 | GEN1 |  | WOODLAND BIOMASS | 1 |  | ST | OBS |  | Biomass | 1989-08-31 |  | 25.5 | 25.5 | 25.5
Existing | US | WECC | CIPV |  | 419 | 1 |  | WOODLEAF HYDRO | 1 |  | HY | WAT |  | Conventional Hydro | 1963-01-01 |  | 60 | 60 | 60
Existing | US | WECC | CIPV |  | 59008 | PV1 |  | Woodmere Solar Farm | 1 |  | PV-NT | SUN |  | Solar | 2015-12-23 |  | 14.99 | 2.0986 | 0
Existing | US | WECC | CIPV |  | 50218 | U1 |  | Woodward Power Plant | 1 |  | HY | WAT |  | Conventional Hydro | 2013-04-01 |  | 3 | 0.07 | 0
Existing | US | WECC | CIPV |  |  |  |  | Wright Solar Freeman | 1 |  | PV-NT | SUN |  | Solar | 2019-12-31 |  | 200 | 28 | 0
Existing | US | WECC | CIPV |  | 59257 | YB1 |  | YERBA BUENA BATTERY | 1 |  | BA | MWH |  | Other | 2016-01-21 |  | 4.8 | 4.8 | 4.8
Existing | US | WECC | CIPV |  | 52186 | GEN1 |  | YUBA CITY COGEN | 1 |  | GT | NG |  | Natural Gas and Other Gases | 1990-12-27 |  | 49.97 | 49.97 | 49.97
Existing | US | WECC | CIPV |  | 55813 | CTG1 |  | Yuba City Energy Center (Calpine) | 1 |  | GT | NG |  | Natural Gas and Other Gases | 2002-07-26 |  | 47.6 | 47.6 | 47.6
Tier 1 | US | WECC | CIPV |  |  |  |  | MNOC AERS ENERGY STORAGE |  |  | BA | MWH |  | Other | 2021-01-01 |  | 10 | 10 | 10
Tier 1 | US | WECC | CIPV |  |  |  |  | Central 40 | 1 |  | PV-NT | SUN |  | Solar | 2021-02-23 |  | 40 | 5.6 | 0
Tier 1 | US | WECC | CIPV |  |  |  |  | Haypress Lower | 1 |  | HY | WAT |  | Conventional Hydro | 2021-03-01 |  | 6.1 | 4.392 | 3.66
Tier 1 | US | WECC | CIPV |  |  |  |  | Haypress Middle | 1 |  | HY | WAT |  | Conventional Hydro | 2021-03-01 |  | 8.7 | 6.264 | 5.22
Tier 1 | US | WECC | CIPV |  |  |  |  | Westlands_Solar |  |  | PV-NT | SUN |  | Solar | 2021-03-05 |  | 250 | 14 | 12
Tier 1 | US | WECC | CIPV |  |  |  |  | Henrietta D Energy Storage | 1 |  | BA | MWH |  | Other | 2021-03-08 |  | 10 | 10 | 10
Tier 1 | US | WECC | CIPV |  |  |  |  | Henrietta D Energy Storage | 1 |  | BA | MWH |  | Other | 2021-03-08 |  | 88.5 | 88.5 | 88.5
Tier 1 | US | WECC | CIPV |  |  |  |  | Henrietta D Energy Storage | 1 |  | BA | MWH |  | Other | 2021-03-08 |  | 89.85 | 89.85 | 89.85
Tier 1 | US | WECC | CIPV |  |  |  |  | Henrietta D Energy Storage | 1 |  | BA | MWH |  | Other | 2021-03-08 |  | 98.8 | 98.8 | 98.8
Tier 1 | US | WECC | CIPV |  |  |  |  | North Midway Cogens 5A 5B |  |  | GT | NG |  | Natural Gas and Other Gases | 2021-03-14 |  | 9.6 | 9.6 | 9.6
Tier 1 | US | WECC | CIPV |  |  |  |  | Kern Canyon Conversion |  |  | HY | WAT |  | Conventional Hydro | 2021-04-06 |  | 10.6 | 10.6 | 10.6
Tier 1 | US | WECC | CIPV |  |  |  |  | Lake Herman Solar |  |  | PV-NT | SUN |  | Solar | 2021-04-16 |  | 5 | 0.7 | 0
Tier 1 | US | WECC | CIPV |  |  |  |  | Collins Pine Powerhouse |  |  | ST | OBG |  | Biomass | 2021-05-01 |  | 3.3 | 3.3 | 3.3
Tier 1 | US | WECC | CIPV |  |  |  |  | GasCo_Rd_Hybrid |  |  | BA | MWH |  | Other | 2021-05-15 |  | 8 | 7.1 | 7.1
Tier 1 | US | WECC | CIPV |  |  |  |  | RuAnn Dairy Digester BioMAT | 1 |  | ST | OBS |  | Biomass | 2021-05-30 |  | 0.55 | 0.517 | 0.5005
Tier 1 | US | WECC | CIPV |  |  |  |  | Slate |  |  | PV-NT | SUN |  | Solar | 2021-06-30 |  | 240.75 | 33.75 | 33.75
Tier 1 | US | WECC | CIPV |  |  |  |  | Mustang ES #2 |  |  | BA | MWH |  | Other | 2021-08-01 |  | 40 | 40 | 40
Tier 1 | US | WECC | CIPV |  |  |  |  | SP Garland Solar Storage |  |  | PV-NT | SUN |  | Solar | 2021-08-01 |  | 88 | 62.24 | 62.24
Tier 1 | US | WECC | CIPV |  |  |  |  | Mustang 1 BESS |  |  | BA | MWH |  | Other | 2021-08-24 |  | 35 | 35 | 35
Tier 1 | US | WECC | CIPV |  |  |  |  | Strauss Wind Energy Project | 1 |  | WT | WND |  | Wind | 2021-08-31 |  | 99 | 20.79 | 12.87
Tier 1 | US | WECC | CIPV |  |  |  |  | Los Esteros Critical Energy Facility Expansion BESS | 1 |  | BA | MWH |  | Other | 2021-09-01 |  | 3 | 3 | 3
Tier 1 | US | WECC | CIPV |  |  |  |  | SP Tranquillity Solar Storage |  |  | PV-NT | SUN |  | Solar | 2021-10-01 |  | 72 | 52.56 | 52.56
Tier 1 | US | WECC | CIPV |  |  |  |  | LLAGAS ENERGY STORAGE |  |  | BA | MWH |  | Other | 2021-11-01 |  | 20 | 20 | 20
Tier 1 | US | WECC | CIPV |  |  |  |  | Maverick6_Solar+Storage_100 |  |  | PV-NT | MWH |  | Other | 2021-12-01 |  | 150 | 12.5 | 12.5
Tier 1 | US | WECC | CIPV |  |  |  |  | Big Beau hybrid |  |  | PV-NT | SUN |  | Solar | 2021-12-01 |  | 168.4 | 18 | 18
Tier 1 | US | WECC | CIPV |  |  |  |  | Forbestown Hydro Unit 1 | 1 |  | HY | WAT |  | Conventional Hydro | 2021-12-18 |  | 39 | 28.08 | 23.4
Tier 1 | US | WECC | CIPV |  |  |  |  | Kelly Ridge Hydro Unit 1 | 1 |  | HY | WAT |  | Conventional Hydro | 2021-12-18 |  | 11 | 7.92 | 6.6
Tier 1 | US | WECC | CIPV |  |  |  |  | Sly Creek Hydro Unit 1 | 1 |  | HY | WAT |  | Conventional Hydro | 2021-12-18 |  | 13 | 9.36 | 7.8
Tier 1 | US | WECC | CIPV |  |  |  |  | Woodleaf Hydro Unit 1 | 1 |  | HY | WAT |  | Conventional Hydro | 2021-12-18 |  | 60 | 43.2 | 36
Tier 1 | US | WECC | CIPV |  |  |  |  | Oroville Cogeneration BESS | 1 |  | BA | MWH |  | Other | 2022-01-01 |  | 7.5 | 7.5 | 7.5
Tier 1 | US | WECC | CIPV |  |  |  |  | Panoche Energy Center PMAX Increase |  |  | GT | NG |  | Natural Gas and Other Gases | 2022-01-01 |  | 16 | 16 | 16
Tier 1 | US | WECC | CIPV |  |  |  |  | Lone Oak 2 Digester | 1 |  | GT | OBG |  | Biomass | 2022-01-01 |  | 1 | 0.94 | 0.91
Tier 1 | US | WECC | CIPV |  |  |  |  | Apparent First Hybrid | 1 |  | PV-NT | SUN |  | Solar | 2022-01-01 |  | 12 | 1.68 | 0
Tier 1 | US | WECC | CIPV |  |  |  |  | Kings River Syphon |  |  | HY | WAT |  | Conventional Hydro | 2022-01-01 |  | 1.3 | 1.3 | 1.3
Tier 1 | US | WECC | CIPV |  |  |  |  | South Fork Powerhouse | 1 |  | HY | WAT |  | Conventional Hydro | 2022-01-01 |  | 2.68 | 1.9296 | 1.608
Tier 1 | US | WECC | CIPV |  |  |  |  | Dyer Summit Wind Repower | 1 |  | WT | WND |  | Wind | 2022-01-01 |  | 46.1 | 9.681 | 5.993
Tier 1 | US | WECC | CIPV |  |  |  |  | Solar Plant Cuyama | 1 |  | PV-NT | SUN |  | Solar | 2022-05-30 |  | 3 | 0.42 | 0
Tier 1 | US | WECC | CIPV |  |  |  |  | Tierra Buena battery storage |  |  | BA | MWH |  | Other | 2022-06-01 |  | 5 | 2.5 | 2.5
Tier 1 | US | WECC | CIPV |  |  |  |  | Edwards Sanborn |  |  | PV-NT | SUN |  | Solar | 2022-06-01 |  | 40 | 5.6 | 0
Tier 1 | US | WECC | CIPV |  |  |  |  | Madera Power Plant | 1 |  | ST | OBG |  | Biomass | 2022-08-01 |  | 25 | 23.5 | 22.75
Tier 1 | US | WECC | CIPV |  |  |  |  | Java Solar | 1 |  | PV-NT | SUN |  | Solar | 2022-10-01 |  | 13.5 | 1.89 | 0
Tier 1 | US | WECC | CIPV |  |  |  |  | CASCADE ENERGY STORAGE |  |  | BA | MWH |  | Other | 2022-12-01 |  | 25 | 25 | 25
Tier 1 | US | WECC | CIPV |  |  |  |  | Edwards Solar II |  |  | PV-NT | SUN |  | Solar | 2022-12-31 |  | 100 | 27 | 0
Tier 1 | US | WECC | CIPV |  |  |  |  | Raceway Solar North Project |  |  | PV-NT | SUN |  | Solar | 2022-12-31 |  | 205 | 69 | 69
Tier 1 | US | WECC | CIPV |  |  |  |  | Sandrini Sol 1 |  |  | PV-NT | SUN |  | Solar | 2022-12-31 |  | 100 | 0.12 | 0
Tier 1 | US | WECC | CIPV |  |  |  |  | Sonrisa Solar Park |  |  | PV-NT | SUN |  | Solar | 2022-12-31 |  | 130 | 53 | 53
Tier 1 | US | WECC | CIPV |  |  |  |  | Terra-Gen, Edwards Solar V |  |  | PV-NT | SUN |  | Solar | 2022-12-31 |  | 100 | 27 | 0
Tier 1 | US | WECC | CIPV |  |  |  |  | Mesquite Solar 5 | 1 |  | PV-NT | SUN |  | Solar | 2023-04-28 |  | 300 | 42 | 0
Tier 1 | US | WECC | CIPV |  |  |  |  | North Central Valley |  |  | BA | MWH |  | Other | 2023-08-01 |  | 132 | 132 | 132
Tier 1 | US | WECC | CIPV |  |  |  |  | SIERRA ENERGY STORAGE |  |  | BA | MWH |  | Other | 2023-12-01 |  | 10 | 10 | 10
Tier 1 | US | WECC | CIPV |  |  |  |  | 4-HR 80 MW BATTERY ADDED TO WRGTSR_2_WSFSR1 ON 1/1/2023, CANNOT CHARGE FROM GRID UNTIL 1/1/2029 |  |  | PV-NT | MWH |  | Other | 2023-01-01 |  | 200 | 80 | 80
Tier 1 | US | WECC | CIPV |  |  |  |  | CROWCREEK_SOLAR+STORAGE_20_PCC1 |  |  | PV-NT | MWH |  | Other | 2023-12-01 |  | 20 | 20 | 20
Tier 1 | US | WECC | CIPV |  |  |  |  | PROXIMA, SOLAR, 50 MW (PCC1 RESOURCE) |  |  | PV-NT | MWH |  | Other | 2023-06-30 |  | 50 | 5 | 5
Tier 1 | US | WECC | CIPV |  |  |  |  | REDWOOD COAST AIRPORT MICROGRID, PV+BESS, 2.2 MW |  |  | PV-NT | MWH |  | Other | 2021-11-01 |  | 2.2 | 2.2 | 2.2
Tier 1 | US | WECC | CIPV |  |  |  |  | Rexford Solar + Storage Contract |  |  | PV-NT | MWH |  | Other | 2023-10-01 |  | 300 | 180 | 180
Tier 1 | US | WECC | CIPV |  |  |  |  | NEW SOLAR+STORAGE IN FRESNO, 100 MW SOLAR + 10 MW 4-HR STORAGE. CANNOT CHARGE FROM GRID UNTIL 1/1/2030 |  |  | PV-NT | MWH |  | Other | 2022-12-31 |  | 10 | 10 | 10
Tier 2 | US | WECC | CIPV |  |  |  |  | Amcor |  |  | BA | MWH |  | Other | 2022-08-01 |  | 27 | 27 | 27
Tier 2 | US | WECC | CIPV |  |  |  |  | EDPR, Sonrisa CA Solar Park |  |  | PV-NT | SUN |  | Solar | 2022-12-31 |  | 100 | 36.5 | 0
Tier 2 | US | WECC | CIPV |  |  |  |  | Northern_California_Ex_Wind |  |  | WT | WND |  | Wind | 2023-08-01 |  | 98.8 | 14.82 | 12.844
Tier 3 | US | WECC | CIPV |  |  |  |  | Battery (Generic) |  |  | BA | MWH |  | Other | 2031-01-01 |  | 135.9 | 135.9 | 135.9
Tier 3 | US | WECC | CIPV |  |  |  |  | Battery (Generic) |  |  | BA | MWH |  | Other | 2031-01-01 |  | 341.1 | 341.1 | 341.1
Tier 3 | US | WECC | CIPV |  |  |  |  | Battery (Generic) |  |  | BA | MWH |  | Other | 2031-01-01 |  | 123.3 | 123.3 | 123.3
Tier 3 | US | WECC | CIPV |  |  |  |  | Battery (Generic) |  |  | BA | MWH |  | Other | 2031-01-01 |  | 74.7 | 74.7 | 74.7
Tier 3 | US | WECC | CIPV |  |  |  |  | Battery (Generic) |  |  | BA | MWH |  | Other | 2031-01-01 |  | 148.5 | 148.5 | 148.5
Tier 3 | US | WECC | CIPV |  |  |  |  | Battery (Generic) |  |  | BA | MWH |  | Other | 2031-01-01 |  | 125 | 125 | 125
Tier 3 | US | WECC | CIPV |  |  |  |  | Bay Area Battery (Generic) |  |  | BA | MWH |  | Other | 2031-01-01 |  | 5.4 | 5.4 | 5.4
Tier 3 | US | WECC | CIPV |  |  |  |  | Carrizo_Wind (Generic) |  |  | WT | WND |  | Wind | 2031-01-01 |  | 187 | 187 | 187
Tier 3 | US | WECC | CIPV |  |  |  |  | Central_Valley_North_Los_Banos_Wind (Generic) |  |  | WT | WND |  | Wind | 2031-01-01 |  | 173 | 173 | 173
Tier 3 | US | WECC | CIPV |  |  |  |  | Fresno Battery (Generic) |  |  | BA | MWH |  | Other | 2031-01-01 |  | 99 | 99 | 99
Tier 3 | US | WECC | CIPV |  |  |  |  | Humboldt_Wind (Generic) |  |  | WT | WND |  | Wind | 2031-01-01 |  | 34 | 34 | 34
Tier 3 | US | WECC | CIPV |  |  |  |  | Kern_Greater_Carrizo_Solar (Generic) |  |  | PV-NT | SUN |  | Solar | 2031-01-01 |  | 144 | 144 | 144
Tier 3 | US | WECC | CIPV |  |  |  |  | Kern_Greater_Carrizo_Solar (Generic) |  |  | PV-NT | SUN |  | Solar | 2031-01-01 |  | 140 | 140 | 140
Tier 3 | US | WECC | CIPV |  |  |  |  | Kern_Greater_Carrizo_Solar (Generic) |  |  | PV-NT | SUN |  | Solar | 2031-01-01 |  | 143 | 143 | 143
Tier 3 | US | WECC | CIPV |  |  |  |  | Kern_Greater_Carrizo_Solar (Generic) |  |  | PV-NT | SUN |  | Solar | 2031-01-01 |  | 144 | 144 | 144
Tier 3 | US | WECC | CIPV |  |  |  |  | Kern_Greater_Carrizo_Solar (Generic) |  |  | PV-NT | SUN |  | Solar | 2031-01-01 |  | 129 | 129 | 129
Tier 3 | US | WECC | CIPV |  |  |  |  | Kern_Greater_Carrizo_Wind (Generic) |  |  | WT | WND |  | Wind | 2031-01-01 |  | 20 | 20 | 20
Tier 3 | US | WECC | CIPV |  |  |  |  | Mountain_Pass_El_Dorado_Solar (Generic) |  |  | PV-NT | SUN |  | Solar | 2031-01-01 |  | 83 | 83 | 83
Tier 3 | US | WECC | CIPV |  |  |  |  | Mountain_Pass_El_Dorado_Solar (Generic) |  |  | PV-NT | SUN |  | Solar | 2031-01-01 |  | 165 | 165 | 165
Tier 3 | US | WECC | CIPV |  |  |  |  | Northern_California_Ex_Wind (Generic) |  |  | WT | WND |  | Wind | 2031-01-01 |  | 354 | 354 | 354
Tier 3 | US | WECC | CIPV |  |  |  |  | Northern_California_Ex_Wind (Generic) |  |  | WT | WND |  | Wind | 2031-01-01 |  | 83 | 83 | 83
Tier 3 | US | WECC | CIPV |  |  |  |  | Northern_California_Ex_Wind (Generic) |  |  | WT | WND |  | Wind | 2031-01-01 |  | 178 | 178 | 178
Tier 3 | US | WECC | CIPV |  |  |  |  | Northern_California_Ex_Wind (Generic) |  |  | WT | WND |  | Wind | 2031-01-01 |  | 152 | 152 | 152
Tier 3 | US | WECC | CIPV |  |  |  |  | NW_Ext_Tx_Wind (Generic) |  |  | WT | WND |  | Wind | 2031-01-01 |  | 530 | 530 | 530
Tier 3 | US | WECC | CIPV |  |  |  |  | Pumped Hydro Storage (Generic) |  |  | HY | WAT |  | Conventional Hydro | 2031-01-01 |  | 313 | 313 | 313
Tier 3 | US | WECC | CIPV |  |  |  |  | Sierra Battery (Generic) |  |  | BA | MWH |  | Other | 2031-01-01 |  | 58.75 | 58.75 | 58.75
Tier 3 | US | WECC | CIPV |  |  |  |  | Solano_Wind (Generic) |  |  | WT | WND |  | Wind | 2031-01-01 |  | 146 | 146 | 146
Tier 3 | US | WECC | CIPV |  |  |  |  | Solano_Wind (Generic) |  |  | WT | WND |  | Wind | 2031-01-01 |  | 72 | 72 | 72
Tier 3 | US | WECC | CIPV |  |  |  |  | Westlands_Solar (Generic) |  |  | PV-NT | SUN |  | Solar | 2031-01-01 |  | 151 | 151 | 151
Tier 3 | US | WECC | CIPV |  |  |  |  | Westlands_Solar (Generic) |  |  | PV-NT | SUN |  | Solar | 2031-01-01 |  | 176 | 176 | 176
Tier 3 | US | WECC | CIPV |  |  |  |  | Westlands_Solar (Generic) |  |  | PV-NT | SUN |  | Solar | 2031-01-01 |  | 163 | 163 | 163
Tier 3 | US | WECC | CIPV |  |  |  |  | Westlands_Solar (Generic) |  |  | PV-NT | SUN |  | Solar | 2031-01-01 |  | 204 | 204 | 204
Tier 3 | US | WECC | CIPV |  |  |  |  | Westlands_Solar (Generic) |  |  | PV-NT | SUN |  | Solar | 2031-01-01 |  | 190 | 190 | 190
Tier 3 | US | WECC | CIPV |  |  |  |  | Westlands_Solar (Generic) |  |  | PV-NT | SUN |  | Solar | 2031-01-01 |  | 160 | 160 | 160
Tier 3 | US | WECC | CIPV |  |  |  |  | Westlands_Solar (Generic) |  |  | PV-NT | SUN |  | Solar | 2031-01-01 |  | 379 | 379 | 379
Tier 3 | US | WECC | CIPV |  |  |  |  | Wyoming_Wind (Generic) |  |  | WT | WND |  | Wind | 2031-01-01 |  | 1062 | 1062 | 1062
Existing | US | WECC | CISC |  | 59441 | SAS |  | Adelanto Solar | 1 |  | PV-NT | SUN |  | Solar | 2015-09-03 |  | 20 | 2.8 | 0
Existing | US | WECC | CISC |  | 59440 | SAS |  | Adelanto Solar 2 | 1 |  | PV-NT | SUN |  | Solar | 2015-07-01 |  | 7 | 0.98 | 0
Existing | US | WECC | CISC |  | 55951 | AMP1 |  | AGUA MANSA UNIT 1 (CITY OF COLTON) | 1 |  | GT | NG |  | Natural Gas and Other Gases | 2003-06-27 |  | 43 | 43 | 43
Existing | US | WECC | CISC |  | 62115 |  |  | Alamitos Energy Center Unit 7 | 1 |  | ST | NG |  | Natural Gas and Other Gases | 2019-09-23 |  | 677 | 677 | 677
Existing | US | WECC | CISC |  | 61204 | ALMTS |  | Alamitos Energy Storage | 1 |  | BA | MWH |  | Other | 2020-12-24 |  | 100 | 100 | 100
Existing | US | WECC | CISC |  |  |  |  | ALAMITOS GEN STA. UNIT 3 | 1 |  | ST | NG |  | Natural Gas and Other Gases | 1961-01-01 | 2023-12-31 | 332.18 | 332.18 | 332.18
Existing | US | WECC | CISC |  |  |  |  | ALAMITOS GEN STA. UNIT 4 | 1 |  | ST | NG |  | Natural Gas and Other Gases | 1962-01-01 | 2023-12-31 | 335.67 | 335.67 | 335.67
Existing | US | WECC | CISC |  |  |  |  | ALAMITOS GEN STA. UNIT 5 | 1 |  | ST | NG |  | Natural Gas and Other Gases | 1999-01-01 | 2023-12-31 | 497.97 | 497.97 | 497.97
Existing | US | WECC | CISC |  | 905 | 1 |  | ALAMO POWER PLANT | 1 |  | HY | WAT |  | Conventional Hydro | 1986-01-01 |  | 17 | 15.07 | 14
Existing | US | WECC | CISC |  | 59469 | ALAMO |  | Alamo Solar | 1 |  | PV-NT | SUN |  | Solar | 2015-05-15 |  | 20 | 2.8 | 0
Existing | US | WECC | CISC |  | 62178 | MAV01 |  | Almasol Generating Station 1 | 1 |  | PV-NT | SUN |  | Solar | 2020-12-11 |  | 125 | 48.8 | 0
Existing | US | WECC | CISC |  | 62178 | MAV01 |  | Almasol Generating Station 4 | 1 |  | PV-NT | SUN |  | Solar | 2020-12-11 |  | 100 | 14 | 0
Existing | US | WECC | CISC |  | 57295 | 1 |  | Alpine Solar | 1 |  | PV-NT | SUN |  | Solar | 2013-01-18 |  | 66 | 9.24 | 0
Existing | US | WECC | CISC |  | 57282 | AW01 |  | Alta Wind 1 | 1 |  | WT | WND |  | Wind | 2010-12-29 |  | 150 | 22.5 | 19.5
Existing | US | WECC | CISC |  | 58394 | AW10 |  | Alta Wind 10 | 1 |  | WT | WND |  | Wind | 2014-03-13 |  | 138 | 20.7 | 17.94
Existing | US | WECC | CISC |  | 58395 | AW11 |  | Alta Wind 11 | 1 |  | WT | WND |  | Wind | 2014-03-13 |  | 90 | 13.5 | 11.7
Existing | US | WECC | CISC |  | 57291 | AW02 |  | Alta Wind 2 | 1 |  | WT | WND |  | Wind | 2010-12-29 |  | 150 | 22.5 | 19.5
Existing | US | WECC | CISC |  | 57292 | AW03 |  | Alta Wind 3 | 1 |  | WT | WND |  | Wind | 2011-02-12 |  | 150 | 22.5 | 19.5
Existing | US | WECC | CISC |  | 57293 | AW04 |  | Alta Wind 4 | 1 |  | WT | WND |  | Wind | 2011-03-12 |  | 102 | 15.3 | 13.26
Existing | US | WECC | CISC |  | 57294 | AW05 |  | Alta Wind 5 | 1 |  | WT | WND |  | Wind | 2011-04-21 |  | 168 | 25.2 | 21.84
Existing | US | WECC | CISC |  | 57835 | AW08 |  | Alta Wind 8 | 1 |  | WT | WND |  | Wind | 2012-02-01 |  | 150 | 22.5 | 19.5
Existing | US | WECC | CISC |  | 50571 | GEN1 |  | Altamont Landfill Gas to Energy | 1 |  | GT | LFG |  | Biomass | 2018-02-01 |  | 7.4 | 7.4 | 7.4
Existing | US | WECC | CISC |  |  |  |  | Altwind | 1 |  | WT | WND |  | Wind | 2016-03-09 |  | 28.84 | 4.326 | 3.7492
Existing | US | WECC | CISC |  | 60279 | ABSR |  | Antelope Big Sky Ranch | 1 |  | PV-NT | SUN |  | Solar | 2016-08-19 |  | 20 | 2.8 | 0
Existing | US | WECC | CISC |  | 57641 | FRV2 |  | Antelope Power Plant | 1 |  | PV-NT | SUN |  | Solar | 2013-03-25 |  | 20 | 2.8 | 0
Existing | US | WECC | CISC |  | 50386 | WING |  | ANTELOPE QFS | 1 |  | WT | WND |  | Wind | 1982-01-01 |  | 9.49 | 1.4235 | 1.2337
Existing | US | WECC | CISC |  |  |  |  | Antelope Valley Solar | 1 |  | PV-NT | SUN |  | Solar | 2019-02-04 |  | 3 | 0.42 | 0
Existing | US | WECC | CISC |  | 59610 | APNLI |  | AP North Lake Solar | 1 |  | PV-NT | SUN |  | Solar | 2015-08-11 |  | 20 | 2.8 | 0
Existing | US | WECC | CISC |  | 10684 | TG5 |  | Argus Cogeneration | 1 |  | OT | BIT |  | Coal | 2013-11-15 |  | 19 | 19 | 19
Existing | US | WECC | CISC |  |  |  |  | Arlington Valley CC | 1 |  | GT | NG |  | Natural Gas and Other Gases | 2018-12-13 |  | 565 | 565 | 565
Existing | US | WECC | CISC |  | 57378 | AVSR |  | AV SOLAR RANCH 1 | 1 |  | PV-NT | SUN |  | Solar | 2014-06-19 |  | 241.5 | 33.81 | 0
Existing | US | WECC | CISC |  | 56474 | 1 |  | Barre Peaker | 1 |  | GT | NG |  | Natural Gas and Other Gases | 2007-09-20 |  | 47 | 47 | 47
Existing | US | WECC | CISC |  |  |  |  | BARRE QFS | 1 |  | OT | OTH |  | Other | 1994-01-01 |  | 0.2 | 0.2 | 0.2
Existing | US | WECC | CISC |  | 52096 | GEN1 |  | Berry Cogen 42 | 1 |  | GT | NG |  | Natural Gas and Other Gases | 1990-03-06 |  | 40.2 | 40.2 | 40.2
Existing | US | WECC | CISC |  | 317 | 1 |  | BIG CREEK HYDRO PROJECT PSP | 1 |  | HY | WAT |  | Conventional Hydro | 1913-01-01 |  | 820 | 773.6 | 773.6
Existing | US | WECC | CISC |  | 60186 | DSR1 |  | Big Sky Solar 1 | 1 |  | PV-NT | SUN |  | Solar | 2016-12-15 |  | 50 | 7 | 0
Existing | US | WECC | CISC |  | 59964 | ELVSC |  | Big Sky Solar 4 | 1 |  | PV-NT | SUN |  | Solar | 2016-12-03 |  | 40 | 5.6 | 0
Existing | US | WECC | CISC |  | 323 | 1 |  | BISHOP CREEK PLANT 2 AND 6 | 1 |  | HY | WAT |  | Conventional Hydro | 1908-01-01 |  | 13.4 | 6.88 | 2.96
Existing | US | WECC | CISC |  | 324 | 1 |  | BISHOP CREEK PLANT 3 AND 4 | 1 |  | HY | WAT |  | Conventional Hydro | 1905-01-01 |  | 15.8 | 7.17 | 3.66
Existing | US | WECC | CISC |  | 56090 | D182 |  | BlackSand Generating Facility | 1 |  | GT | OBG |  | Biomass | 2000-06-01 |  | 8 | 8 | 8
Existing | US | WECC | CISC |  | 10875 | GEN7 |  | BLM EAST Facility | 1 |  | GT | GEO |  | Geothermal | 1988-12-05 |  | 72 | 72 | 72
Existing | US | WECC | CISC |  | 55295 | CT1 |  | Blythe Energy Center | 1 |  | CC | NG |  | Natural Gas and Other Gases | 2010-07-31 |  | 493.63 | 493.63 | 493.63
Existing | US | WECC | CISC |  | 60093 | BLCK1 |  | Blythe Green 1 | 1 |  | PV-NT | SUN |  | Solar | 2017-04-05 |  | 20 | 2.8 | 0
Existing | US | WECC | CISC |  | 56939 | 1 |  | Blythe Solar 1 Project | 1 |  | PV-NT | SUN |  | Solar | 2009-12-18 |  | 21 | 2.94 | 0
Existing | US | WECC | CISC |  | 59461 | GEN01 |  | Bowerman Power | 1 |  | IC | OBG |  | Biomass | 2016-04-12 |  | 19.6 | 19.6 | 19.6
Existing | US | WECC | CISC |  | 10601 | GEN1 |  | BP WILMINGTON CALCINER | 1 |  | ST | WH |  | Other | 1982-01-01 |  | 30 | 30 | 30
Existing | US | WECC | CISC |  | 58007 | G1 |  | Brea Power II | 1 |  | CC | OBG |  | Biomass | 2012-11-01 |  | 28.1 | 28.1 | 28.1
Existing | US | WECC | CISC |  |  |  |  | Broadview 1 | 1 |  | WT | WND |  | Wind | 2017-01-27 |  | 130 | 19.5 | 16.9
Existing | US | WECC | CISC |  |  |  |  | Broadview 2 | 1 |  | WT | WND |  | Wind | 2017-01-27 |  | 167 | 25.05 | 21.71
Existing | US | WECC | CISC |  | 54300 | GEWE |  | Brookfield Tehachapi 3 | 1 |  | WT | WND |  | Wind | 2016-04-22 |  | 4.5 | 0.675 | 0.585
Existing | US | WECC | CISC |  | 54750 | VW1 |  | Brookfield Tehachapi 4 | 1 |  | WT | WND |  | Wind | 2016-04-22 |  | 6.52 | 0.978 | 0.8476
Existing | US | WECC | CISC |  | 50712 |  |  | Buckwind Re-powering project | 1 |  | WT | WND |  | Wind | 1984-12-13 |  | 16.5 | 2.475 | 2.145
Existing | US | WECC | CISC |  | 56011 | V-47 |  | Cabazon Wind Project | 1 |  | WT | WND |  | Wind | 2002-08-31 |  | 41 | 6.15 | 5.33
Existing | US | WECC | CISC |  | 57163 | GEN1 |  | Calabasas Gas-to-Energy Facility | 1 |  | GT | OBG |  | Biomass | 2010-09-20 |  | 6.96 | 6.96 | 6.96
Existing | US | WECC | CISC |  |  |  |  | CALGREN-PIXLEY | 1 |  | GT | NG |  | Natural Gas and Other Gases | 2016-06-30 |  | 5 | 5 | 5
Existing | US | WECC | CISC |  |  |  |  | Caliente Solar 2 | 1 |  | PV-NT | SUN |  | Solar | 2018-05-18 |  | 0.91 | 0.1274 | 0
Existing | US | WECC | CISC |  | 58983 | 1 |  | Camelot | 1 |  | PV-NT | SUN |  | Solar | 2014-12-11 |  | 45 | 6.3 | 0
Existing | US | WECC | CISC |  | 10586 | EXIS |  | Cameron Ridge | 1 |  | WT | WND |  | Wind | 2014-12-10 |  | 47.1 | 7.065 | 6.123
Existing | US | WECC | CISC |  | 10586 | EXIS |  | Cameron Ridge 2 | 1 |  | WT | WND |  | Wind | 2016-01-15 |  | 11.9 | 1.785 | 1.547
Existing | US | WECC | CISC |  | 57027 | CPP1 |  | CANYON POWER PLANT UNIT 1 | 1 |  | GT | NG |  | Natural Gas and Other Gases | 2011-09-16 |  | 49.4 | 49.4 | 49.4
Existing | US | WECC | CISC |  | 57027 | CPP2 |  | CANYON POWER PLANT UNIT 2 | 1 |  | GT | NG |  | Natural Gas and Other Gases | 2011-09-16 |  | 49.4 | 49.4 | 49.4
Existing | US | WECC | CISC |  | 57027 | CPP3 |  | CANYON POWER PLANT UNIT 3 | 1 |  | GT | NG |  | Natural Gas and Other Gases | 2011-07-30 |  | 49.4 | 49.4 | 49.4
Existing | US | WECC | CISC |  | 57027 | CPP4 |  | CANYON POWER PLANT UNIT 4 | 1 |  | GT | NG |  | Natural Gas and Other Gases | 2011-07-30 |  | 49.4 | 49.4 | 49.4
Existing | US | WECC | CISC |  | 10169 | GEN1 |  | CARSON COGENERATION | 1 |  | CC | NG |  | Natural Gas and Other Gases | 1989-12-22 |  | 48 | 48 | 48
Existing | US | WECC | CISC |  | 58590 | 1 |  | Cascade Solar | 1 |  | PV-NT | SUN |  | Solar | 2013-11-30 |  | 18.5 | 2.59 | 0
Existing | US | WECC | CISC |  | 57708 | INV |  | Catalina Solar - Phases 1 and 2 | 1 |  | PV-NT | SUN |  | Solar | 2013-02-15 |  | 110 | 15.4 | 0
Existing | US | WECC | CISC |  | 59334 | INV-1 |  | Catalina Solar 2 | 1 |  | PV-NT | SUN |  | Solar | 2015-07-22 |  | 18 | 2.52 | 0
Existing | US | WECC | CISC |  | 54298 | GEWE |  | CELLC 7.5 MW Tehachapi Project | 1 |  | WT | WND |  | Wind | 1983-12-01 |  | 7.5 | 1.125 | 0.975
Existing | US | WECC | CISC |  | 56475 | 1 |  | Center Peaker | 1 |  | GT | NG |  | Natural Gas and Other Gases | 2007-09-20 |  | 47.11 | 47.11 | 47.11
Existing | US | WECC | CISC |  | 60281 | CADRB |  | Central Antelope Dry Ranch B | 1 |  | PV-NT | SUN |  | Solar | 2017-09-29 |  | 3 | 0.42 | 0
Existing | US | WECC | CISC |  | 59963 | CADRC |  | Central Antelope Dry Ranch C | 1 |  | PV-NT | SUN |  | Solar | 2016-05-06 |  | 20 | 2.8 | 0
Existing | US | WECC | CISC |  | 55934 | C1 |  | CENTURY GENERATING PLANT (AGGREGATE) | 1 |  | GT | NG |  | Natural Gas and Other Gases | 2001-09-17 |  | 41.4 | 41.4 | 41.4
Existing | US | WECC | CISC |  | 58581 | 1 |  | Champagne | 1 |  | PV-NT | SUN |  | Solar | 2013-12-20 |  | 1 | 0.14 | 0
Existing | US | WECC | CISC |  | 580851 | 580851 |  | Channel Islands Power | 1 |  | CC | NG |  | Natural Gas and Other Gases | 2018-04-26 |  | 27.5 | 27.5 | 27.5
Existing | US | WECC | CISC |  | 10213 | GEN1 |  | CHEVRON U.S.A. UNITS 1 & 2 AGGREGATE | 1 |  | CS | NG |  | Natural Gas and Other Gases | 1987-12-29 |  | 124.87 | 124.87 | 124.87
Existing | US | WECC | CISC |  | 50850 | GEN1 |  | Chino Co-Generation | 1 |  | GT | NG |  | Natural Gas and Other Gases | 2018-06-27 |  | 26 | 26 | 26
Existing | US | WECC | CISC |  | 10471 |  |  | CHINO QFS | 1 |  | ST | OBG |  | Biomass | 1987-01-01 |  | 0.58 | 0.58 | 0.58
Existing | US | WECC | CISC |  | 56996 | S1A |  | Chino RT Solar 1 | 1 |  | PV-NT | SUN |  | Solar | 2009-12-01 |  | 1 | 0.14 | 0
Existing | US | WECC | CISC |  | 56898 | 1 |  | Chiquita Canyon Landfill Fac | 1 |  | GT | OBG |  | Biomass | 2010-11-23 |  | 8 | 8 | 8
Existing | US | WECC | CISC |  | 56356 | CT1 |  | Clearwater Power Plant | 1 |  | CC | NG |  | Natural Gas and Other Gases | 2005-02-28 |  | 28 | 28 | 28
Existing | US | WECC | CISC |  | 58017 | PV01 |  | CMS2 | 1 |  | PV-NT | SUN |  | Solar | 2012-06-27 |  | 155 | 21.7 | 0
Existing | US | WECC | CISC |  |  |  |  | ColGreen North Shore | 1 |  | PV-NT | SUN |  | Solar | 2018-12-31 |  | 74.8 | 10.472 | 0
Existing | US | WECC | CISC |  | 58502 | COL3 |  | Columbia 3 | 1 |  | PV-NT | SUN |  | Solar | 2013-12-10 |  | 10 | 1.4 | 0
Existing | US | WECC | CISC |  | 58990 | 1 |  | Columbia Two | 1 |  | PV-NT | SUN |  | Solar | 2014-12-10 |  | 15 | 2.1 | 0
Existing | US | WECC | CISC |  | 58545 | 1 |  | Community Solar | 1 |  | PV-NT | SUN |  | Solar | 2017-02-10 |  | 14.4 | 2.016 | 0
Existing | US | WECC | CISC |  | 10480 | GEN1 |  | CONTROL QFS | 1 |  | BT | GEO |  | Geothermal | 1982-01-01 |  | 13.4 | 13.4 | 13.4
Existing | US | WECC | CISC |  | 56944 | PV01 |  | Copper Mountain 10 | 1 |  | PV-NT | SUN |  | Solar | 2011-10-03 |  | 10 | 1.4 | 0
Existing | US | WECC | CISC |  | 57205 | PV02 |  | Copper Mountain 48 | 1 |  | PV-NT | SUN |  | Solar | 2010-06-15 |  | 48 | 6.72 | 0
Existing | US | WECC | CISC |  | 59814 | PV01 |  | Copper Mountain Solar 4 | 1 |  | PV-NT | SUN |  | Solar | 2016-12-02 |  | 92 | 12.88 | 0
Existing | US | WECC | CISC |  | 57962 | BT1 |  | Coram Brodie Wind Project | 1 |  | WT | WND |  | Wind | 2012-03-29 |  | 102 | 15.3 | 13.26
Existing | US | WECC | CISC |  | 54299 | GEWE |  | Coram Energy | 1 |  | WT | WND |  | Wind | 2015-12-23 |  | 3 | 0.45 | 0.39
Existing | US | WECC | CISC |  | 10873 | GEN1 |  | Coso Navy 1 | 1 |  | GT | GEO |  | Geothermal | 1987-07-13 |  | 92.2 | 92.2 | 92.2
Existing | US | WECC | CISC |  | 10874 | GEN4 |  | COSO POWER DEVELOPER (NAVY II) AGGREGATE | 1 |  | GT | GEO |  | Geothermal | 1989-12-23 |  | 90 | 90 | 90
Existing | US | WECC | CISC |  |  |  |  | CREST Contracts | 1 |  | PV-NT | SUN |  | Solar | 2016-04-20 |  | 13.5 | 1.89 | 0
Existing | US | WECC | CISC |  |  |  |  | CREST Contracts | 1 |  | PV-NT | SUN |  | Solar | 2016-09-14 |  | 6.5 | 0.91 | 0
Existing | US | WECC | CISC |  | 57544 | FC01 |  | CSUSB fuel cell | 1 |  | FC | NG |  | Natural Gas and Other Gases | 2013-09-13 |  | 1.4 | 1.4 | 1.4
Existing | US | WECC | CISC |  |  |  |  | DAM 7 AT BIG CREEK (FISHWATER GEN) | 1 |  | HY | WAT |  | Conventional Hydro | 1986-01-01 |  | 0.3 | 0.3 | 0.3
Existing | US | WECC | CISC |  | 59916 | 12307 |  | Dedeaux Ontario | 1 |  | PV-NT | SUN |  | Solar | 2016-03-23 |  | 1 | 0.14 | 0
Existing | US | WECC | CISC |  |  |  |  | Delsur Aggregate Solar Resources | 1 |  | PV-NT | SUN |  | Solar | 2016-04-05 |  | 10 | 1.4 | 0
Existing | US | WECC | CISC |  |  |  |  | Desert Harvest | 1 |  | PV-NT | SUN |  | Solar | 2020-12-11 |  | 80 | 11.2 | 0
Existing | US | WECC | CISC |  |  |  |  | Desert Harvest 2 | 1 |  | PV-NT | SUN |  | Solar | 2020-12-11 |  | 70 | 27.3 | 0
Existing | US | WECC | CISC |  | 58514 | DHCA |  | Desert Hot Springs 2 | 1 |  | PV-NT | SUN |  | Solar | 2013-12-31 |  | 1.4 | 0.196 | 0
Existing | US | WECC | CISC |  | 55077 | ED01 |  | Desert Star Energy Center | 1 |  | CC | NG |  | Natural Gas and Other Gases | 2012-06-18 |  | 494.58 | 494.58 | 494.58
Existing | US | WECC | CISC |  | 58646 | STL |  | Desert Stateline | 1 |  | PV-NT | SUN |  | Solar | 2016-08-30 |  | 296.19 | 41.4666 | 0
Existing | US | WECC | CISC |  | 58542 | DSL12 |  | Desert Sunlight 250 | 1 |  | PV-NT | SUN |  | Solar | 2013-10-12 |  | 250 | 35 | 0
Existing | US | WECC | CISC |  | 57993 | DSL1 |  | Desert Sunlight 300 | 1 |  | PV-NT | SUN |  | Solar | 2013-10-22 |  | 300 | 42 | 0
Existing | US | WECC | CISC |  | 7942 | 10 |  | DIAMOND VALLEY LAKE PUMP-GEN PLANT | 1 |  | PS | WAT |  | Pumped Storage | 2001-01-01 |  | 21 | 1.64 | 0
Existing | US | WECC | CISC |  | 52015 | GEN1 |  | Dixie Valley Geo | 1 |  | ST | GEO |  | Geothermal | 2018-07-05 |  | 60 | 60 | 60
Existing | US | WECC | CISC |  | 60093 | BLCK1 |  | Dracker Solar Unit 1 | 1 |  | PV-NT | SUN |  | Solar | 2016-03-07 |  | 110 | 15.4 | 0
Existing | US | WECC | CISC |  | 60092 | BLCK4 |  | Dracker Solar Unit 2 | 1 |  | PV-NT | SUN |  | Solar | 2016-09-30 |  | 125 | 17.5 | 0
Existing | US | WECC | CISC |  |  |  |  | Dracker Solar Unit 3 | 1 |  | PV-NT | SUN |  | Solar | 2020-05-19 |  | 125 | 48.8 | 0
Existing | US | WECC | CISC |  |  |  |  | Dracker Solar Unit 4A | 1 |  | PV-NT | SUN |  | Solar | 2020-08-24 |  | 62.5 | 8.75 | 0
Existing | US | WECC | CISC |  |  |  |  | Dracker Solar Unit 4B | 1 |  | PV-NT | SUN |  | Solar | 2020-11-10 |  | 62.5 | 8.75 | 0
Existing | US | WECC | CISC |  | 58419 | 1 |  | Dry Farm Ranch B | 1 |  | PV-NT | SUN |  | Solar | 2014-11-21 |  | 5 | 0.7 | 0
Existing | US | WECC | CISC |  | 60078 | DU1CA |  | Ducor Solar 1 | 1 |  | PV-NT | SUN |  | Solar | 2016-12-23 |  | 20 | 2.8 | 0
Existing | US | WECC | CISC |  | 60079 | DU2CA |  | Ducor Solar 2 | 1 |  | PV-NT | SUN |  | Solar | 2016-12-23 |  | 20 | 2.8 | 0
Existing | US | WECC | CISC |  | 60080 | DU3CA |  | Ducor Solar 3 | 1 |  | PV-NT | SUN |  | Solar | 2016-12-23 |  | 15 | 2.1 | 0
Existing | US | WECC | CISC |  | 60081 | DU4CA |  | Ducor Solar 4 | 1 |  | PV-NT | SUN |  | Solar | 2016-12-23 |  | 20 | 2.8 | 0
Existing | US | WECC | CISC |  | 60182 | DULLE |  | Dulles | 1 |  | PV-NT | SUN |  | Solar | 2016-11-17 |  | 2 | 0.28 | 0
Existing | US | WECC | CISC |  | 10776 | GTG |  | E.F. OXNARD INCORPORATED | 1 |  | GT | NG |  | Natural Gas and Other Gases | 1990-04-13 |  | 48.5 | 48.5 | 48.5
Existing | US | WECC | CISC |  |  |  |  | East Portal Hydro | 1 |  | HY | WAT |  | Conventional Hydro | 2017-10-11 |  | 1 | 1 | 1
Existing | US | WECC | CISC |  | 50820 | GEN1 |  | Eastwind | 1 |  | WT | WND |  | Wind | 2016-03-01 |  | 3 | 0.45 | 0.39
Existing | US | WECC | CISC |  | 104 | 1 |  | EASTWOOD PUMP-GEN | 1 |  | PS | WAT |  | Pumped Storage | 1987-01-01 |  | 200 | 199 | 199
Existing | US | WECC | CISC |  | 50820 | GEN1 |  | Edom Hills Wind Farm | 1 |  | WT | WND |  | Wind | 2015-10-19 |  | 19.55 | 2.9325 | 2.5415
Existing | US | WECC | CISC |  |  |  |  | El Cabo Wind | 1 |  | WT | WND |  | Wind | 2017-06-02 |  | 298 | 44.7 | 38.74
Existing | US | WECC | CISC |  | 57901 | 5 |  | El Segundo Energy Center 5/6 | 1 |  | CC | NG |  | Natural Gas and Other Gases | 2013-06-29 |  | 263 | 263 | 263
Existing | US | WECC | CISC |  | 57901 | 5 |  | El Segundo Energy Center 7/8 | 1 |  | CC | NG |  | Natural Gas and Other Gases | 2013-06-29 |  | 263.68 | 263.68 | 263.68
Existing | US | WECC | CISC |  | 52099 | GEN1 |  | ELLIS QFS | 1 |  | ST | OBG |  | Biomass | 1993-01-01 |  | 12 | 12 | 12
Existing | US | WECC | CISC |  | 8076 | 1 |  | ELLWOOD ENERGY SUPPORT FACILITY | 1 |  | GT | NG |  | Natural Gas and Other Gases | 2018-07-20 |  | 54 | 54 | 54
Existing | US | WECC | CISC |  | 745 | 1 |  | ETIWANDA RECOVERY HYDRO | 1 |  | HY | WAT |  | Conventional Hydro | 1994-01-01 |  | 24 | 4.95 | 6.61
Existing | US | WECC | CISC |  | 10427 | GEN1 |  | ETIWND_2_UNIT1 | 1 |  | GT | NG |  | Natural Gas and Other Gases | 2016-01-01 |  | 33.6 | 33.6 | 33.6
Existing | US | WECC | CISC |  | 58761 | EXSA |  | Expressway Solar A | 1 |  | PV-NT | SUN |  | Solar | 2014-05-07 |  | 2 | 0.28 | 0
Existing | US | WECC | CISC |  | 58762 | EXSB |  | Expressway Solar B | 1 |  | PV-NT | SUN |  | Solar | 2014-05-07 |  | 2 | 0.28 | 0
Existing | US | WECC | CISC |  | 332 | 1 |  | FONTANALYTLE CREEK POWERHOUSE P | 1 |  | HY | WAT |  | Conventional Hydro | 1904-01-01 |  | 2.56 | 0.21 | 0.37
Existing | US | WECC | CISC |  | 6645 | 1 |  | Foothill Hydroelectric Recovery Plant | 1 |  | HY | WAT |  | Conventional Hydro | 1981-01-01 |  | 9.1 | 8.68 | 7.2
Existing | US | WECC | CISC |  | 50552 | WGNS |  | FPL Energy C Wind | 1 |  | WT | WND |  | Wind | 2014-12-22 |  | 38.97 | 5.8455 | 5.0661
Existing | US | WECC | CISC |  | 60183 | FSPRI |  | Freeway Springs | 1 |  | PV-NT | SUN |  | Solar | 2017-01-25 |  | 2 | 0.28 | 0
Existing | US | WECC | CISC |  | 60233 | PV2 |  | Garland A | 1 |  | PV-NT | SUN |  | Solar | 2016-09-23 |  | 20 | 2.8 | 0
Existing | US | WECC | CISC |  | 60233 | PV2 |  | Garland B | 1 |  | PV-NT | SUN |  | Solar | 2016-10-27 |  | 180 | 25.2 | 0
Existing | US | WECC | CISC |  | 55396 | WGNS |  | GARNET GREEN POWER PROJECT AGGREGATE | 1 |  | WT | WND |  | Wind | 1975-07-01 |  | 16.5 | 2.475 | 2.145
Existing | US | WECC | CISC |  | 58528 | WDT44 |  | Garnet Solar Power Generation Station 1 | 1 |  | PV-NT | SUN |  | Solar | 2014-12-23 |  | 4 | 0.56 | 0
Existing | US | WECC | CISC |  | 57302 | 1 |  | GARNET WIND ENERGY CENTER | 1 |  | WT | WND |  | Wind | 2009-06-02 |  | 6.5 | 0.975 | 0.845
Existing | US | WECC | CISC |  |  |  |  | Garnet Winds Aggregation | 1 |  | WT | WND |  | Wind | 2011-02-21 |  | 22.5 | 3.375 | 2.925
Existing | US | WECC | CISC |  | 61445 | PV1 |  | Gaskell West 1 | 1 |  | PV-NT | SUN |  | Solar | 2018-03-06 |  | 20 | 2.8 | 0
Existing | US | WECC | CISC |  | 57394 | GEN01 |  | Genesis Station | 1 |  | PV-T | SUN |  | Solar | 2013-11-27 |  | 250 | 35 | 0
Existing | US | WECC | CISC |  | 58073 | SEPV |  | Gestamp Solar 1 | 1 |  | PV-NT | SUN |  | Solar | 2012-05-08 |  | 2 | 0.28 | 0
Existing | US | WECC | CISC |  | 422 | GT1 |  | GLEN ARM UNIT 1 | 1 |  | GT | NG |  | Natural Gas and Other Gases | 1976-01-01 |  | 22.07 | 22.07 | 22.07
Existing | US | WECC | CISC |  | 422 | GT3 |  | GLEN ARM UNIT 3 | 1 |  | GT | NG |  | Natural Gas and Other Gases | 2004-01-08 |  | 44.83 | 44.83 | 44.83
Existing | US | WECC | CISC |  | 422 | GT4 |  | GLEN ARM UNIT 4 | 1 |  | GT | NG |  | Natural Gas and Other Gases | 2004-01-08 |  | 42.42 | 42.42 | 42.42
Existing | US | WECC | CISC |  | 422 | GT5 |  | Glenarm Turbine 5 | 1 |  | GT | NG |  | Natural Gas and Other Gases | 2016-12-20 |  | 65.81 | 65.81 | 65.81
Existing | US | WECC | CISC |  | 57797 | 1 |  | Golden Solar Building D | 1 |  | PV-NT | SUN |  | Solar | 2012-04-02 |  | 1.25 | 0.175 | 0
Existing | US | WECC | CISC |  | 57796 | 1 |  | Golden Springs Building C1 | 1 |  | PV-NT | SUN |  | Solar | 2012-02-10 |  | 1.16 | 0.1624 | 0
Existing | US | WECC | CISC |  | 60151 | BLDGF |  | Golden Springs Building F | 1 |  | PV-NT | SUN |  | Solar | 2017-02-24 |  | 1.3 | 0.182 | 0
Existing | US | WECC | CISC |  | 60153 | BLDGG |  | Golden Springs Building G | 1 |  | PV-NT | SUN |  | Solar | 2017-02-24 |  | 1.25 | 0.175 | 0
Existing | US | WECC | CISC |  | 58913 | 1 |  | Golden Springs Building H | 1 |  | PV-NT | SUN |  | Solar | 2015-04-22 |  | 1.5 | 0.21 | 0
Existing | US | WECC | CISC |  | 60154 | BLDG1 |  | Golden Springs Building L | 1 |  | PV-NT | SUN |  | Solar | 2017-02-24 |  | 1 | 0.14 | 0
Existing | US | WECC | CISC |  | 58912 | 1 |  | Golden Springs Building M | 1 |  | PV-NT | SUN |  | Solar | 2015-04-01 |  | 1.75 | 0.245 | 0
Existing | US | WECC | CISC |  |  |  |  | GOLETA QFS | 1 |  | OT | OTH |  | Other | 1986-01-01 |  | 0.4 | 0.4 | 0.4
Existing | US | WECC | CISC |  | 60317 | 1 |  | Grady Wind | 1 |  | WT | WND |  | Wind | 2019-08-01 |  | 200 | 30 | 26
Existing | US | WECC | CISC |  | 56472 | 1 |  | Grapeland Peaker | 1 |  | GT | NG |  | Natural Gas and Other Gases | 2007-09-20 |  | 47.39 | 47.39 | 47.39
Existing | US | WECC | CISC |  | 61339 | GBWXB |  | Green Beanworks B | 1 |  | PV-NT | SUN |  | Solar | 2018-12-28 |  | 3 | 0.42 | 0
Existing | US | WECC | CISC |  | 61215 | GBWXC |  | Green Beanworks C | 1 |  | PV-NT | SUN |  | Solar | 2018-08-18 |  | 3 | 0.42 | 0
Existing | US | WECC | CISC |  | 61216 | GBWXD |  | Green Beanworks D | 1 |  | PV-NT | SUN |  | Solar | 2018-08-25 |  | 3 | 0.42 | 0
Existing | US | WECC | CISC |  |  |  |  | Griffith Energy | 1 |  | GT | NG |  | Natural Gas and Other Gases | 2017-11-01 |  | 570 | 570 | 570
Existing | US | WECC | CISC |  | 56039 | G2 |  | H. Gonzales Unit #2 | 1 |  | GT | NG |  | Natural Gas and Other Gases | 2018-09-11 |  | 5.75 | 5.75 | 5.75
Existing | US | WECC | CISC |  | 50541 | GEN1 |  | HARBOR COGEN COMBINED CYCLE | 1 |  | CC | NG |  | Natural Gas and Other Gases | 2001-06-14 |  | 109.01 | 109.01 | 109.01
Existing | US | WECC | CISC |  |  |  |  | Hazel A | 1 |  | PV-NT | SUN |  | Solar | 2019-11-11 |  | 2.99 | 0.4186 | 0
Existing | US | WECC | CISC |  | 55518 | CTG1 |  | HIGH DESERT POWER PROJECT AGGREGATE | 1 |  | CS | NG |  | Natural Gas and Other Gases | 2003-04-21 |  | 830 | 830 | 830
Existing | US | WECC | CISC |  | 154 | N8 |  | Hoover | N8 |  | HY | WAT |  | Conventional Hydro | 1961-12-01 |  | 839.7626 | 840.1675 | 840.1675
Existing | US | WECC | CISC |  | 154 | N0 |  | Hoover Power Plant | 1 |  | HY | WAT |  | Conventional Hydro | 2018-09-24 |  | 40 | 40 | 40
Existing | US | WECC | CISC |  | 58432 | COG1 |  | Houwelings Nurseries Oxnard, Inc | 1 |  | IC | NG |  | Natural Gas and Other Gases | 2013-06-14 |  | 13 | 13 | 13
Existing | US | WECC | CISC |  | 62116 |  |  | Huntington Beach Energy | 1 |  | CC | NG |  | Natural Gas and Other Gases | 2020-02-04 |  | 673.8 | 673.8 | 673.8
Existing | US | WECC | CISC |  |  |  |  | HUNTINGTON BEACH GEN STA. UNIT 2 | 1 |  | ST | NG |  | Natural Gas and Other Gases | 2018-08-11 | 2023-12-31 | 225.8 | 225.8 | 225.8
Existing | US | WECC | CISC |  | 55541 | CTG1 |  | INDIGO PEAKER UNIT 1 | 1 |  | GT | NG |  | Natural Gas and Other Gases | 2001-09-19 |  | 44 | 44 | 44
Existing | US | WECC | CISC |  | 55541 | CTG2 |  | INDIGO PEAKER UNIT 2 | 1 |  | GT | NG |  | Natural Gas and Other Gases | 2001-09-19 |  | 44.53 | 44.53 | 44.53
Existing | US | WECC | CISC |  | 55541 | CTG3 |  | INDIGO PEAKER UNIT 3 | 1 |  | GT | NG |  | Natural Gas and Other Gases | 2001-09-19 |  | 43.69 | 43.69 | 43.69
Existing | US | WECC | CISC |  | 57860 | 1 |  | Industry MetroLink PV 1 | 1 |  | PV-NT | SUN |  | Solar | 2012-04-03 |  | 1.5 | 0.21 | 0
Existing | US | WECC | CISC |  |  |  |  | Intermountain Power Project | 1 |  | CS | BIT |  | Coal | 2017-11-01 |  | 107 | 107 | 107
Existing | US | WECC | CISC |  |  |  |  | Intermountain Power Project | 1 |  | CS | BIT |  | Coal | 2018-06-06 |  | 236 | 236 | 236
Existing | US | WECC | CISC |  |  |  |  | IPPDYN | 1 |  | CS | BIT |  | Coal | 2018-07-01 |  | 137 | 137 | 137
Existing | US | WECC | CISC |  | 57074 | ST1 |  | Ivanpah 1 | 1 |  | PV-T | SUN |  | Solar | 2013-11-17 |  | 126 | 17.64 | 0
Existing | US | WECC | CISC |  | 57073 | ST1 |  | Ivanpah 2 | 1 |  | PV-T | SUN |  | Solar | 2013-12-30 |  | 133 | 18.62 | 0
Existing | US | WECC | CISC |  | 57075 | ST1 |  | Ivanpah 3 | 1 |  | PV-T | SUN |  | Solar | 2013-12-26 |  | 133 | 18.62 | 0
Existing | US | WECC | CISC |  | 58582 | 1 |  | Jurupa | 1 |  | PV-NT | SUN |  | Solar | 2013-12-20 |  | 1.5 | 0.21 | 0
Existing | US | WECC | CISC |  | 10718 | WND |  | Karen Avenue Wind Farm | 1 |  | WT | WND |  | Wind | 2015-08-05 |  | 11.7 | 1.755 | 1.521
Existing | US | WECC | CISC |  | 337 | 1 |  | KAWEAH PH 2 & 3 PSP AGGREGATE | 1 |  | HY | WAT |  | Conventional Hydro | 1913-01-01 |  | 6.55 | 1.22 | 1.77
Existing | US | WECC | CISC |  | 10496 | GTAG |  | KERN RIVER COGENERATION CO. UNIT 1 | 1 |  | GT | NG |  | Natural Gas and Other Gases | 1985-05-01 |  | 78 | 78 | 78
Existing | US | WECC | CISC |  | 10496 | GTBG |  | KERN RIVER COGENERATION CO. UNIT 2 | 1 |  | GT | NG |  | Natural Gas and Other Gases | 1985-05-01 |  | 78.11 | 78.11 | 78.11
Existing | US | WECC | CISC |  | 10496 | GTCG |  | KERN RIVER COGENERATION CO. UNIT 3 | 1 |  | GT | NG |  | Natural Gas and Other Gases | 1985-05-01 |  | 81.41 | 81.41 | 81.41
Existing | US | WECC | CISC |  | 10496 | GTDG |  | KERN RIVER COGENERATION CO. UNIT 4 | 1 |  | GT | NG |  | Natural Gas and Other Gases | 1985-05-01 |  | 81.44 | 81.44 | 81.44
Existing | US | WECC | CISC |  | 340 | 1 |  | KERN RIVER HYDRO UNITS 1-4 AGGREGATE | 1 |  | HY | WAT |  | Conventional Hydro | 1907-01-01 |  | 25.6 | 11.13 | 13.46
Existing | US | WECC | CISC |  | 339 | 1 |  | KERN RIVER PH 3 UNITS 1 & 2 AGGREGATE | 1 |  | HY | WAT |  | Conventional Hydro | 1907-01-01 |  | 36.8 | 6.83 | 7.55
Existing | US | WECC | CISC |  | 59868 | GEN01 |  | Kingbird Solar A | 1 |  | PV-NT | SUN |  | Solar | 2016-04-30 |  | 20 | 2.8 | 0
Existing | US | WECC | CISC |  | 60091 | GEN01 |  | Kingbird Solar B | 1 |  | PV-NT | SUN |  | Solar | 2016-04-30 |  | 20 | 2.8 | 0
Existing | US | WECC | CISC |  | 59539 | 1 |  | Kona Solar - Meridian #1 | 1 |  | PV-NT | SUN |  | Solar | 2015-04-13 |  | 1.49 | 0.2086 | 0
Existing | US | WECC | CISC |  | 59540 | 2 |  | Kona Solar - Rancho DC #1 | 1 |  | PV-NT | SUN |  | Solar | 2015-06-02 |  | 1.75 | 0.245 | 0
Existing | US | WECC | CISC |  | 59541 | 3 |  | Kona Solar - Terra Francesca | 1 |  | PV-NT | SUN |  | Solar | 2015-04-13 |  | 1.49 | 0.2086 | 0
Existing | US | WECC | CISC |  |  |  |  | Kramer Junction 8 | 1 |  | PV-NT | SUN |  | Solar | 2020-05-30 |  | 80 | 31.2 | 0
Existing | US | WECC | CISC |  | 10091 | G2 |  | LACSD CARSON WATER POLLUTION AGGREGATE | 1 |  | CS | NG |  | Natural Gas and Other Gases | 2017-12-01 |  | 8 | 8 | 8
Existing | US | WECC | CISC |  | 6644 | 1 |  | Lake Mathews Hydroelectric Recovery Plan | 1 |  | HY | WAT |  | Conventional Hydro | 1980-01-01 |  | 5 | 3.75 | 4.2
Existing | US | WECC | CISC |  |  |  |  | Lanacaster Aggregate Solar Resources | 1 |  | PV-NT | SUN |  | Solar | 2017-06-23 |  | 5.5 | 0.77 | 0
Existing | US | WECC | CISC |  | 58750 | LDFRB |  | Lancaster B | 1 |  | PV-NT | SUN |  | Solar | 2017-04-22 |  | 3 | 0.42 | 0
Existing | US | WECC | CISC |  |  |  |  | Lancaster East Avenue F | 1 |  | PV-NT | SUN |  | Solar | 2017-08-25 |  | 3.75 | 0.525 | 0
Existing | US | WECC | CISC |  | 59262 | LLRC |  | Lancaster Little Rock C | 1 |  | PV-NT | SUN |  | Solar | 2015-01-17 |  | 5 | 0.7 | 0
Existing | US | WECC | CISC |  | 60026 | PV1 |  | Little Rock Pham Solar | 1 |  | PV-NT | SUN |  | Solar | 2016-03-22 |  | 3 | 0.42 | 0
Existing | US | WECC | CISC |  | 58417 | CP1 |  | Lone Valley Solar Park 1 | 1 |  | PV-NT | SUN |  | Solar | 2014-11-19 |  | 10 | 1.4 | 0
Existing | US | WECC | CISC |  | 59237 | CPII |  | Lone Valley Solar Park 2 | 1 |  | PV-NT | SUN |  | Solar | 2014-11-22 |  | 20 | 2.8 | 0
Existing | US | WECC | CISC |  | 341 | CT1 |  | Long Beach Unit 1 | 1 |  | GT | NG |  | Natural Gas and Other Gases | 2007-08-01 |  | 65 | 65 | 65
Existing | US | WECC | CISC |  | 341 | CT2 |  | Long Beach Unit 2 | 1 |  | GT | NG |  | Natural Gas and Other Gases | 2007-08-01 |  | 65 | 65 | 65
Existing | US | WECC | CISC |  | 341 | CT3 |  | Long Beach Unit 3 | 1 |  | GT | NG |  | Natural Gas and Other Gases | 2007-08-01 |  | 65 | 65 | 65
Existing | US | WECC | CISC |  | 341 | CT4 |  | Long Beach Unit 4 | 1 |  | GT | NG |  | Natural Gas and Other Gases | 2007-08-01 |  | 65 | 65 | 65
Existing | US | WECC | CISC |  | 60485 | PV1 |  | Longboat Solar | 1 |  | PV-NT | SUN |  | Solar | 2016-12-16 |  | 20 | 2.8 | 0
Existing | US | WECC | CISC |  | 342 | 1 |  | LUNDY | 1 |  | HY | WAT |  | Conventional Hydro | 1911-01-01 |  | 3 | 1.46 | 0.5
Existing | US | WECC | CISC |  | 10446 | GEN1 |  | LUZ SOLAR PARTNERS 8-9 AGGREGATE | 1 |  | PV-NT | SUN |  | Solar | 1986-01-01 |  | 160 | 22.4 | 0
Existing | US | WECC | CISC |  |  |  |  | Magnolia Power Plant Anaheim | 1 |  | CS | NG |  | Natural Gas and Other Gases | 2019-10-01 |  | 109 | 109 | 109
Existing | US | WECC | CISC |  | 56046 | 1 |  | Magnolia Power Plant Cerritos | 1 |  | CS | NG |  | Natural Gas and Other Gases | 2019-10-01 |  | 10 | 10 | 10
Existing | US | WECC | CISC |  | 56046 |  |  | Magnolia Power Plant Colton | 1 |  | CC | NG |  | Natural Gas and Other Gases | 2020-02-15 |  | 12 | 12 | 12
Existing | US | WECC | CISC |  | 56041 | M1 |  | Malburg Generating Station | 1 |  | CC | NG |  | Natural Gas and Other Gases | 2005-10-17 |  | 134 | 134 | 134
Existing | US | WECC | CISC |  | 10480 | GEN1 |  | Mammoth G1 | 1 |  | BT | GEO |  | Geothermal | 1984-11-26 |  | 10 | 10 | 10
Existing | US | WECC | CISC |  | 10481 | 1,2,3 |  | Mammoth G2 | 1 |  | ST | GEO |  | Geothermal | 2020-12-07 |  | 15 | 12.15 | 13.95
Existing | US | WECC | CISC |  | 10481 | 1 |  | Mammoth G3 | 1 |  | BT | GEO |  | Geothermal | 2013-04-01 |  | 14 | 14 | 14
Existing | US | WECC | CISC |  |  |  |  | MAMMOTH POOL RESERVOIR (FISHWATER | 1 |  | HY | WAT |  | Conventional Hydro | 2017-11-01 |  | 1.25 | 1.25 | 1.25
Existing | US | WECC | CISC |  | 57484 | GEN1 |  | Manzana Wind | 1 |  | WT | WND |  | Wind | 2012-12-20 |  | 189 | 28.35 | 24.57
Existing | US | WECC | CISC |  | 57656 | 1 |  | Master Development Corona | 1 |  | PV-NT | SUN |  | Solar | 2013-04-24 |  | 0.99 | 0.1386 | 0
Existing | US | WECC | CISC |  | 58462 | 1 |  | McCoy Station | 1 |  | PV-NT | SUN |  | Solar | 2016-06-14 |  | 250 | 35 | 0
Existing | US | WECC | CISC |  | 56471 | 1 |  | McGrath Beach Peaker | 1 |  | GT | NG |  | Natural Gas and Other Gases | 2012-11-01 |  | 47.2 | 47.2 | 47.2
Existing | US | WECC | CISC |  | 154 |  |  | Metropolitan Hoover Hydro Power | 1 |  | HY | WAT |  | Conventional Hydro | 2020-02-15 |  | 249 | 249 | 249
Existing | US | WECC | CISC |  |  |  |  | Midway Solar Farm | 1 |  | PV-NT | SUN |  | Solar | 2018-01-13 |  | 49.9 | 6.986 | 0
Existing | US | WECC | CISC |  |  |  |  | Milford I | 1 |  | WT | WND |  | Wind | 2016-03-01 |  | 5 | 0.75 | 0.65
Existing | US | WECC | CISC |  | 346 |  |  | MILL CREEK PSP | 1 |  | HY | WAT |  | Conventional Hydro | 2018-03-01 |  | 3.93 | 0.86 | 0.73
Existing | US | WECC | CISC |  |  |  |  | Millikan Avenue BESS | 1 |  | BA | MWH |  | Other | 2017-01-14 |  | 2 | 2 | 2
Existing | US | WECC | CISC |  |  |  |  | Milliken Landfill Solar | 1 |  | PV-NT | SUN |  | Solar | 2017-06-23 |  | 3 | 0.42 | 0
Existing | US | WECC | CISC |  |  |  |  | Mira Loma BESS A | 1 |  | BA | MWH |  | Other | 2016-12-30 |  | 10 | 10 | 10
Existing | US | WECC | CISC |  |  |  |  | Mira Loma BESS B | 1 |  | BA | MWH |  | Other | 2016-12-30 |  | 10 | 10 | 10
Existing | US | WECC | CISC |  | 56473 | 1 |  | Mira Loma Peaker | 1 |  | GT | NG |  | Natural Gas and Other Gases | 2007-09-20 |  | 46 | 46 | 46
Existing | US | WECC | CISC |  | 55161 | UNT1 |  | MM Lopez Energy | 1 |  | IC | OBG |  | Biomass | 1999-01-05 |  | 6.1 | 6.1 | 6.1
Existing | US | WECC | CISC |  | 55160 | UNT1 |  | MM Tulare | 1 |  | ST | OBS |  | Biomass | 1998-05-08 |  | 1.5 | 1.5 | 1.5
Existing | US | WECC | CISC |  | 54015 | GEN2 |  | MM West Covina - ST Unit | 1 |  | ST | OBG |  | Biomass | 1996-10-05 |  | 6.5 | 6.5 | 6.5
Existing | US | WECC | CISC |  |  |  |  | Mojave 89 | 1 |  | WT | WND |  | Wind | 2019-12-01 |  | 82.65 | 12.3975 | 10.7445
Existing | US | WECC | CISC |  |  |  |  | Mojave 89 BESS | 1 |  | BA | MWH |  | Other | 2020-04-12 |  | 60.5 | 60.5 | 60.5
Existing | US | WECC | CISC |  |  |  |  | Mojave 90 | 1 |  | WT | WND |  | Wind | 2020-06-02 |  | 48.9 | 7.335 | 6.357
Existing | US | WECC | CISC |  |  |  |  | Mojave 90 BESS | 1 |  | BA | MWH |  | Other | 2020-11-20 |  | 16.5 | 16.5 | 16.5
Existing | US | WECC | CISC |  | 7072 | 1 |  | MOJAVE SIPHON POWER PLANT | 1 |  | HY | WAT |  | Conventional Hydro | 1996-01-01 |  | 14.36 | 14.36 | 12.47
Existing | US | WECC | CISC |  | 57331 | MSP1 |  | Mojave Solar | 1 |  | PV-NT | SUN |  | Solar | 2014-12-04 |  | 275 | 38.5 | 0
Existing | US | WECC | CISC |  | 50851 | GEN1 |  | MOORPARK QFS | 1 |  | OT | NG |  | Natural Gas and Other Gases | 1976-01-01 |  | 0.8 | 0.8 | 0.8
Existing | US | WECC | CISC |  | 59942 | ML1 |  | Morgan Lancaster I | 1 |  | PV-NT | SUN |  | Solar | 2015-12-09 |  | 1.5 | 0.21 | 0
Existing | US | WECC | CISC |  |  |  |  | Morwind | 1 |  | WT | WND |  | Wind | 2017-01-17 |  | 38.16 | 5.724 | 4.9608
Existing | US | WECC | CISC |  | 57459 | 1 |  | Mountain View IV Wind | 1 |  | WT | WND |  | Wind | 2012-02-23 |  | 49 | 7.35 | 6.37
Existing | US | WECC | CISC |  | 55719 | GENI |  | Mountain View Power Project I | 1 |  | WT | WND |  | Wind | 2001-03-24 |  | 44.4 | 6.66 | 5.772
Existing | US | WECC | CISC |  | 55719 | GEN2 |  | Mountain View Power Project II | 1 |  | WT | WND |  | Wind | 2001-09-17 |  | 22.2 | 3.33 | 2.886
Existing | US | WECC | CISC |  | 56112 | V47 |  | Mountain View Power Project III | 1 |  | WT | WND |  | Wind | 2003-12-15 |  | 22.44 | 3.366 | 2.9172
Existing | US | WECC | CISC |  | 358 | MV3A |  | Mountainview Gen Sta. Unit 3 | 1 |  | CC | NG |  | Natural Gas and Other Gases | 2005-12-10 |  | 536 | 536 | 536
Existing | US | WECC | CISC |  | 358 | MV3A |  | Mountainview Gen Sta. Unit 4 | 1 |  | CC | NG |  | Natural Gas and Other Gases | 2006-01-19 |  | 536 | 536 | 536
Existing | US | WECC | CISC |  |  |  |  | MSQUIT_5_SERDYN | 1 |  | GT | NG |  | Natural Gas and Other Gases | 2018-06-06 |  | 625 | 625 | 625
Existing | US | WECC | CISC |  | 57833 | AW06 |  | Mustang Hills | 1 |  | WT | WND |  | Wind | 2012-05-09 |  | 150 | 22.5 | 19.5
Existing | US | WECC | CISC |  | 480 | 1 |  | MWD Corona Hydroelectric Recovery Plant | 1 |  | HY | WAT |  | Conventional Hydro | 1987-01-01 |  | 2.85 | 1.45 | 1.3
Existing | US | WECC | CISC |  | 483 | 1 |  | MWD Coyote Creek Hydroelectric Recovery | 1 |  | HY | WAT |  | Conventional Hydro | 1979-02-21 |  | 3.13 | 3.13 | 3.13
Existing | US | WECC | CISC |  | 481 | 1 |  | MWD Perris Hydroelectric Recovery Plant | 1 |  | HY | WAT |  | Conventional Hydro | 1983-01-01 |  | 7.94 | 7.94 | 7.94
Existing | US | WECC | CISC |  | 484 | 1 |  | MWD Red Mountain Hydroelectric Recovery | 1 |  | HY | WAT |  | Conventional Hydro | 1985-01-01 |  | 5.9 | 3.9 | 2.91
Existing | US | WECC | CISC |  | 482 | 1 |  | MWD Rio Hondo Hydroelectric Recovery Pla | 1 |  | HY | WAT |  | Conventional Hydro | 1984-01-01 |  | 1.91 | 1.91 | 1.91
Existing | US | WECC | CISC |  | 479 | 1 |  | MWD Temescal Hydroelectric Recovery Plan | 1 |  | HY | WAT |  | Conventional Hydro | 1987-01-01 |  | 2.85 | 0.62 | 1.18
Existing | US | WECC | CISC |  | 487 | 1 |  | MWD Valley View Hydroelectric Recovery P | 1 |  | HY | WAT |  | Conventional Hydro | 1985-01-01 |  | 4.1 | 4.1 | 4.1
Existing | US | WECC | CISC |  | 72 | 1 |  | MWD Venice Hydroelectric Recovery Plant | 1 |  | HY | WAT |  | Conventional Hydro | 1982-01-01 |  | 9.95 | 9.95 | 9.95
Existing | US | WECC | CISC |  | 57585 | 1 |  | New Indy Oxnard | 1 |  | GT | NG |  | Natural Gas and Other Gases | 2016-04-15 |  | 27.8 | 27.8 | 27.8
Existing | US | WECC | CISC |  | 59600 | GEN1 |  | NICOLIS | 1 |  | PV-NT | SUN |  | Solar | 2016-09-15 |  | 20 | 2.8 | 0
Existing | US | WECC | CISC |  | 59962 | NLR |  | North Lancaster Ranch | 1 |  | PV-NT | SUN |  | Solar | 2016-12-31 |  | 20 | 2.8 | 0
Existing | US | WECC | CISC |  | 57743 | 1 |  | North Palm Springs 1A | 1 |  | PV-NT | SUN |  | Solar | 2012-04-02 |  | 2.4 | 0.336 | 0
Existing | US | WECC | CISC |  | 57722 | 1 |  | North Palm Springs 4A | 1 |  | PV-NT | SUN |  | Solar | 2012-11-02 |  | 4 | 0.56 | 0
Existing | US | WECC | CISC |  | 59879 | GEN01 |  | North Rosamond Solar | 1 |  | PV-NT | SUN |  | Solar | 2019-06-11 |  | 150 | 21 | 0
Existing | US | WECC | CISC |  | 58154 | GEN1 |  | North Sky River Wind Project | 1 |  | WT | WND |  | Wind | 2012-12-08 |  | 160 | 24 | 20.8
Existing | US | WECC | CISC |  | 50754 | GEN1 |  | Oak Creek | 1 |  | WT | WND |  | Wind | 2017-12-12 |  | 27.87 | 4.1805 | 3.6231
Existing | US | WECC | CISC |  | 56302 | 1 |  | Oasis Power Plant | 1 |  | WT | WND |  | Wind | 2005-03-31 |  | 59 | 8.85 | 7.67
Existing | US | WECC | CISC |  | 59528 | OASIS |  | Oasis Solar | 1 |  | PV-NT | SUN |  | Solar | 2016-01-19 |  | 20 | 2.8 | 0
Existing | US | WECC | CISC |  |  |  |  | OLINDA QFS | 1 |  | OT | WAT |  | Conventional Hydro | 1984-01-01 |  | 0.4 | 0.4 | 0.4
Existing | US | WECC | CISC |  |  |  |  | One Ten Partners | 1 |  | PV-NT | SUN |  | Solar | 2017-09-30 |  | 2 | 0.28 | 0
Existing | US | WECC | CISC |  | 57220 | S006A |  | Ontario RT Solar | 1 |  | PV-NT | SUN |  | Solar | 2011-08-25 |  | 5.5 | 0.77 | 0
Existing | US | WECC | CISC |  | 348 |  |  | ONTARIO/SIERRA HYDRO PSP | 1 |  | HY | WAT |  | Conventional Hydro | 1902-01-01 |  | 1.92 | 0.28 | 0.28
Existing | US | WECC | CISC |  |  |  |  | ORMOND BEACH GEN STA. UNIT 1 | 1 |  | ST | NG |  | Natural Gas and Other Gases | 1971-01-01 | 2023-12-31 | 741.27 | 741.27 | 741.27
Existing | US | WECC | CISC |  |  |  |  | ORMOND BEACH GEN STA. UNIT 2 | 1 |  | ST | NG |  | Natural Gas and Other Gases | 1971-01-01 | 2023-12-31 | 750 | 750 | 750
Existing | US | WECC | CISC |  | 57757 | 1 |  | Pacific Wind - Phase 1 | 1 |  | WT | WND |  | Wind | 2012-07-20 |  | 140 | 21 | 18.2
Existing | US | WECC | CISC |  |  |  |  | PADUA QFS | 1 |  | OT | WAT |  | Conventional Hydro | 1984-01-01 |  | 1.82 | 1.82 | 1.82
Existing | US | WECC | CISC |  | 59730 | SPV18 |  | Palmdale 18 | 1 |  | PV-NT | SUN |  | Solar | 2016-01-13 |  | 2 | 0.28 | 0
Existing | US | WECC | CISC |  | 6008 | 1 |  | Palo Verde | 1 |  | ST | NUC |  | Nuclear | 1986-01-01 |  | 305.0413 | 285 | 285
Existing | US | WECC | CISC |  | 6008 | 2 |  | Palo Verde | 2 |  | ST | NUC |  | Nuclear | 1986-09-01 |  | 304.3449 | 285 | 285
Existing | US | WECC | CISC |  | 6008 | 3 |  | Palo Verde | 3 |  | ST | NUC |  | Nuclear | 1988-01-01 |  | 304.8088 | 285 | 285
Existing | US | WECC | CISC |  | 55656 | CT01 |  | Pastoria Energy Facility | 1 |  | CC | NG |  | Natural Gas and Other Gases | 2005-05-04 |  | 799.47 | 799.47 | 799.47
Existing | US | WECC | CISC |  | 60525 | PV1 |  | PearBlossom | 1 |  | PV-NT | SUN |  | Solar | 2016-12-29 |  | 9.5 | 1.33 | 0
Existing | US | WECC | CISC |  | 50690 | GEN1 |  | Phoenix | 1 |  | WT | WND |  | Wind | 2015-01-26 |  | 11.2 | 1.68 | 1.456
Existing | US | WECC | CISC |  |  |  |  | Pico Rivera | 1 |  | PV-NT | SUN |  | Solar | 2015-11-20 |  | 0.9 | 0.126 | 0
Existing | US | WECC | CISC |  | 57834 | AW07 |  | Pinyon Pines 1 | 1 |  | WT | WND |  | Wind | 2013-01-01 |  | 168 | 25.2 | 21.84
Existing | US | WECC | CISC |  | 57837 | AW09 |  | Pinyon Pines 2 | 1 |  | WT | WND |  | Wind | 2013-01-01 |  | 132 | 19.8 | 17.16
Existing | US | WECC | CISC |  |  |  |  | Pomona Energy Storage | 1 |  | BA | MWH |  | Other | 2016-12-31 |  | 20 | 20 | 20
Existing | US | WECC | CISC |  | 353 | 1 |  | POOLE HYDRO PLANT 1 | 1 |  | HY | WAT |  | Conventional Hydro | 1924-01-01 |  | 10.9 | 0.8 | 1.09
Existing | US | WECC | CISC |  | 60310 | GEN01 |  | Portal Ridge B | 1 |  | PV-NT | SUN |  | Solar | 2017-02-15 |  | 20 | 2.8 | 0
Existing | US | WECC | CISC |  | 60311 | GEN01 |  | Portal Ridge C | 1 |  | PV-NT | SUN |  | Solar | 2017-02-14 |  | 11.4 | 1.596 | 0
Existing | US | WECC | CISC |  | 50464 | GEN2 |  | PROCTER AND GAMBLE OXNARD II | 1 |  | GT | NG |  | Natural Gas and Other Gases | 1998-11-17 |  | 49.5 | 49.5 | 49.5
Existing | US | WECC | CISC |  | 50464 | G0468 |  | Procter and Gamble Oxnard 1 | 1 |  | CC | NG |  | Natural Gas and Other Gases | 2020-08-01 |  | 19.88 | 17.6932 | 17.0968
Existing | US | WECC | CISC |  | 10472 | GEN1 |  | Puente Hills | 1 |  | ST | OBS |  | Biomass | 2017-06-01 |  | 47 | 47 | 47
Existing | US | WECC | CISC |  |  |  |  | PVERDE_5_SCEDYN | 1 |  | ST | NUC |  | Nuclear | 2017-11-01 |  | 635 | 635 | 635
Existing | US | WECC | CISC |  | 58354 | 1 |  | Radiance Solar 4 | 1 |  | PV-NT | SUN |  | Solar | 2018-12-31 |  | 1.5 | 0.21 | 0
Existing | US | WECC | CISC |  | 58355 | 1 |  | Radiance Solar 5 | 1 |  | PV-NT | SUN |  | Solar | 2018-12-31 |  | 1.5 | 0.21 | 0
Existing | US | WECC | CISC |  |  |  |  | RAMON_2_SCEDYN | 1 |  | ST | GEO |  | Geothermal | 2017-11-01 |  | 359.6 | 359.6 | 359.6
Existing | US | WECC | CISC |  |  |  |  | Rector Aggregate Solar Resources | 1 |  | PV-NT | SUN |  | Solar | 2016-12-23 |  | 14 | 1.96 | 0
Existing | US | WECC | CISC |  | 54343 | GEN1 |  | RECTOR QFS | 1 |  | OT | WAT |  | Conventional Hydro | 1984-01-01 |  | 17 | 17 | 17
Existing | US | WECC | CISC |  | 57237 | S022A |  | Redlands RT Solar | 1 |  | PV-NT | SUN |  | Solar | 2011-03-23 |  | 2 | 0.28 | 0
Existing | US | WECC | CISC |  |  |  |  | REDONDO GEN STA. UNIT 5 | 1 |  | ST | NG |  | Natural Gas and Other Gases | 1954-01-01 | 2021-12-31 | 178.87 | 178.87 | 178.87
Existing | US | WECC | CISC |  |  |  |  | REDONDO GEN STA. UNIT 6 | 1 |  | ST | NG |  | Natural Gas and Other Gases | 1957-01-01 | 2021-12-31 | 175 | 175 | 175
Existing | US | WECC | CISC |  |  |  |  | REDONDO GEN STA. UNIT 8 | 1 |  | ST | NG |  | Natural Gas and Other Gases | 1967-01-01 | 2021-12-31 | 495.9 | 495.9 | 495.9
Existing | US | WECC | CISC |  |  |  |  | Renwind re-powering project | 1 |  | WT | WND |  | Wind | 2018-03-01 |  | 10 | 1.5 | 1.3
Existing | US | WECC | CISC |  | 57217 | S003A |  | Rialto RT Solar | 1 |  | PV-NT | SUN |  | Solar | 2011-03-01 |  | 1 | 0.14 | 0
Existing | US | WECC | CISC |  | 10597 | WGN1 |  | Ridgetop 2 | 1 |  | WT | WND |  | Wind | 2018-10-12 |  | 27.39 | 4.1085 | 3.5607
Existing | US | WECC | CISC |  | 10597 | WGN1 |  | Ridgetop I | 1 |  | WT | WND |  | Wind | 2015-03-23 |  | 38.24 | 5.736 | 4.9712
Existing | US | WECC | CISC |  | 58500 | RIO |  | Rio Grande | 1 |  | PV-NT | SUN |  | Solar | 2013-11-18 |  | 5 | 0.7 | 0
Existing | US | WECC | CISC |  | 57621 | GEN1 |  | Rising Tree 1 | 1 |  | WT | WND |  | Wind | 2015-01-12 |  | 79.2 | 11.88 | 10.296
Existing | US | WECC | CISC |  | 59235 | GEN1 |  | Rising Tree 2 | 1 |  | WT | WND |  | Wind | 2015-01-12 |  | 19.8 | 2.97 | 2.574
Existing | US | WECC | CISC |  | 59236 | GEN1 |  | Rising Tree 3 | 1 |  | WT | WND |  | Wind | 2015-06-25 |  | 99 | 14.85 | 12.87
Existing | US | WECC | CISC |  | 56143 | 1 |  | Riverside Energy Res. Ctr Unit 1 | 1 |  | GT | NG |  | Natural Gas and Other Gases | 2006-06-01 |  | 48.35 | 48.35 | 48.35
Existing | US | WECC | CISC |  | 56143 | 2 |  | Riverside Energy Res. Ctr Unit 2 | 1 |  | GT | NG |  | Natural Gas and Other Gases | 2006-06-01 |  | 48.5 | 48.5 | 48.5
Existing | US | WECC | CISC |  | 56143 | 3 |  | Riverside Energy Res. Ctr Unit 3 | 1 |  | GT | NG |  | Natural Gas and Other Gases | 2011-04-01 |  | 49 | 49 | 49
Existing | US | WECC | CISC |  | 56143 | 4 |  | Riverside Energy Res. Ctr Unit 4 | 1 |  | GT | NG |  | Natural Gas and Other Gases | 2011-04-01 |  | 49 | 49 | 49
Existing | US | WECC | CISC |  | 60032 | RCHTR |  | Rochester | 1 |  | PV-NT | SUN |  | Solar | 2016-09-06 |  | 1 | 0.14 | 0
Existing | US | WECC | CISC |  | 58498 | RONE |  | Rosamond One | 1 |  | PV-NT | SUN |  | Solar | 2013-12-20 |  | 20 | 2.8 | 0
Existing | US | WECC | CISC |  | 58499 | RTWO |  | Rosamond Two | 1 |  | PV-NT | SUN |  | Solar | 2013-12-20 |  | 20 | 2.8 | 0
Existing | US | WECC | CISC |  | 60590 | RS1 |  | Rosamond West Solar 2 | 1 |  | PV-NT | SUN |  | Solar | 2016-12-22 |  | 54 | 7.56 | 0
Existing | US | WECC | CISC |  |  |  |  | Rosamond West Solar Clean | 1 |  | PV-NT | SUN |  | Solar | 2020-12-21 |  | 40 | 5.6 | 0
Existing | US | WECC | CISC |  |  |  |  | Rosamond West Solar East Bay 3 | 1 |  | PV-NT | SUN |  | Solar | 2020-12-21 |  | 56 | 7.84 | 0
Existing | US | WECC | CISC |  |  |  |  | Rosamond West Solar East Bay 4 | 1 |  | PV-NT | SUN |  | Solar | 2020-12-21 |  | 56 | 7.84 | 0
Existing | US | WECC | CISC |  |  |  |  | Rosamond West Solar Palo Alto | 1 |  | PV-NT | SUN |  | Solar | 2020-12-21 |  | 26 | 3.64 | 0
Existing | US | WECC | CISC |  |  |  |  | Rosamond West Solar Rosie X | 1 |  | PV-NT | SUN |  | Solar | 2020-12-21 |  | 14 | 1.96 | 0
Existing | US | WECC | CISC |  | 357 | 1 |  | RUSH CREEK | 1 |  | HY | WAT |  | Conventional Hydro | 1916-01-01 |  | 11.94 | 3.46 | 4.17
Existing | US | WECC | CISC |  | 6646 | 1 |  | San Dimas Hydroelectric Recovery Plant | 1 |  | HY | WAT |  | Conventional Hydro | 1981-01-01 |  | 9.9 | 3.97 | 8.7
Existing | US | WECC | CISC |  | 50233 | 4011 |  | San Dimas Wash Hydro | 1 |  | HY | WAT |  | Conventional Hydro | 1986-01-28 |  | 1.05 | 1.05 | 0
Existing | US | WECC | CISC |  |  |  |  | San Gorgonio East | 1 |  | WT | WND |  | Wind | 2016-02-05 |  | 12.6 | 1.89 | 1.638
Existing | US | WECC | CISC |  | 50281 | WGEN |  | San Gorgonio Farms Wind Farm | 1 |  | WT | WND |  | Wind | 1983-03-01 |  | 31 | 4.65 | 4.03
Existing | US | WECC | CISC |  | 52206 |  |  | SANTA CLARA QFS | 1 |  | ST | OBG |  | Biomass | 1987-01-01 |  | 1.65 | 1.65 | 1.65
Existing | US | WECC | CISC |  | 50375 | GEN1 |  | SAUGUS QFS | 1 |  | OT | WAT |  | Conventional Hydro | 1987-01-01 |  | 2.19 | 2.19 | 2.19
Existing | US | WECC | CISC |  | 8902 | A0 |  | SCEHOV_2_HOOVER | 1 |  | HY | WAT |  | Conventional Hydro | 2017-11-01 |  | 287.01 | 287.01 | 287.01
Existing | US | WECC | CISC |  | 57482 | CTG1 |  | Sentinel Unit 1 | 1 |  | GT | NG |  | Natural Gas and Other Gases | 2013-05-06 |  | 103.76 | 103.76 | 103.76
Existing | US | WECC | CISC |  | 57482 | CTG2 |  | Sentinel Unit 2 | 1 |  | GT | NG |  | Natural Gas and Other Gases | 2013-05-06 |  | 95.34 | 95.34 | 95.34
Existing | US | WECC | CISC |  | 57482 | CTG3 |  | Sentinel Unit 3 | 1 |  | GT | NG |  | Natural Gas and Other Gases | 2013-05-06 |  | 96.85 | 96.85 | 96.85
Existing | US | WECC | CISC |  | 57482 | CTG4 |  | Sentinel Unit 4 | 1 |  | GT | NG |  | Natural Gas and Other Gases | 2013-05-06 |  | 102.47 | 102.47 | 102.47
Existing | US | WECC | CISC |  | 57482 | CTG5 |  | Sentinel Unit 5 | 1 |  | GT | NG |  | Natural Gas and Other Gases | 2013-05-06 |  | 103.81 | 103.81 | 103.81
Existing | US | WECC | CISC |  | 57482 | CTG6 |  | Sentinel Unit 6 | 1 |  | GT | NG |  | Natural Gas and Other Gases | 2013-05-06 |  | 100.99 | 100.99 | 100.99
Existing | US | WECC | CISC |  | 57482 | CTG7 |  | Sentinel Unit 7 | 1 |  | GT | NG |  | Natural Gas and Other Gases | 2013-05-06 |  | 97.06 | 97.06 | 97.06
Existing | US | WECC | CISC |  | 57482 | CTG8 |  | Sentinel Unit 8 | 1 |  | GT | NG |  | Natural Gas and Other Gases | 2013-05-06 |  | 101.8 | 101.8 | 101.8
Existing | US | WECC | CISC |  | 58074 | SEPV |  | SEPV 5 | 1 |  | PV-NT | SUN |  | Solar | 2012-05-10 |  | 2 | 0.28 | 0
Existing | US | WECC | CISC |  | 59273 | PALME |  | SEPV Palmdale East, LLC | 1 |  | PV-NT | SUN |  | Solar | 2015-07-31 |  | 10 | 1.4 | 0
Existing | US | WECC | CISC |  |  |  |  | SEPV Sierra NGR | 1 |  | PV-NT | SUN |  | Solar | 2020-05-01 |  | 2.75 | 0.47 | 0
Existing | US | WECC | CISC |  | 58234 | SPV8 |  | SEPV8 | 1 |  | PV-NT | SUN |  | Solar | 2013-06-01 |  | 12 | 1.68 | 0
Existing | US | WECC | CISC |  | 58227 | SPV9 |  | SEPV9 | 1 |  | PV-NT | SUN |  | Solar | 2013-06-01 |  | 9 | 1.26 | 0
Existing | US | WECC | CISC |  | 59431 | SSG1 |  | Sierra Solar Greenworks LLC | 1 |  | PV-NT | SUN |  | Solar | 2015-11-30 |  | 20 | 2.8 | 0
Existing | US | WECC | CISC |  | 58644 | BLK1 |  | Silver State South | 1 |  | PV-NT | SUN |  | Solar | 2016-08-23 |  | 250 | 35 | 0
Existing | US | WECC | CISC |  | 60086 | PV1 |  | Soccer Center | 1 |  | PV-NT | SUN |  | Solar | 2017-08-11 |  | 3 | 0.42 | 0
Existing | US | WECC | CISC |  | 58388 | AVS1 |  | Solar Star 1 | 1 |  | PV-NT | SUN |  | Solar | 2014-10-22 |  | 310 | 43.4 | 0
Existing | US | WECC | CISC |  | 58389 | AVS2 |  | Solar Star 2 | 1 |  | PV-NT | SUN |  | Solar | 2014-07-31 |  | 276 | 38.64 | 0
Existing | US | WECC | CISC |  | 50837 | GEN1 |  | Southeast Resource Recovery | 1 |  | ST | OG |  | Natural Gas and Other Gases | 1988-01-01 |  | 34 | 34 | 34
Existing | US | WECC | CISC |  |  |  |  | Southpoint Energy Center | 1 |  | CS | NG |  | Natural Gas and Other Gases | 2019-08-02 |  | 200 | 200 | 200
Existing | US | WECC | CISC |  |  |  |  | SPOINT_2_MEADDYN | 1 |  | CS | NG |  | Natural Gas and Other Gases | 2019-08-02 |  | 325 | 325 | 325
Existing | US | WECC | CISC |  |  |  |  | Springerville Aggregate Solar Resources | 1 |  | PV-NT | SUN |  | Solar | 2017-01-05 |  | 14 | 1.96 | 0
Existing | US | WECC | CISC |  | 56144 | 1 |  | SPRINGS GENERATION PROJECT AGGREGATE | 1 |  | GT | NG |  | Natural Gas and Other Gases | 2002-06-13 |  | 36 | 36 | 36
Existing | US | WECC | CISC |  | 56125 | 4152 |  | Springville Hydroelectric Generator | 1 |  | HY | WAT |  | Conventional Hydro | 2016-04-19 |  | 1 | 0.32 | 0.3
Existing | US | WECC | CISC |  | 10222 | SPP1 |  | SPRINGVILLE QFS | 1 |  | HY | WAT |  | Conventional Hydro | 1909-01-01 |  | 0.18 | 0.01 | 0
Existing | US | WECC | CISC |  | 57219 | S005A |  | SPVP005 Redlands RT Solar | 1 |  | PV-NT | SUN |  | Solar | 2012-11-24 |  | 2.5 | 0.35 | 0
Existing | US | WECC | CISC |  | 57221 | S007A |  | SPVP007 Redlands RT Solar | 1 |  | PV-NT | SUN |  | Solar | 2012-11-24 |  | 2.5 | 0.35 | 0
Existing | US | WECC | CISC |  | 57224 | S010A |  | SPVP010 Fontana RT Solar | 1 |  | PV-NT | SUN |  | Solar | 2013-01-08 |  | 1.5 | 0.21 | 0
Existing | US | WECC | CISC |  | 57225 | S011A |  | SPVP011 | 1 |  | PV-NT | SUN |  | Solar | 2011-11-11 |  | 3.5 | 0.49 | 0
Existing | US | WECC | CISC |  | 57227 | S013A |  | SPVP013 | 1 |  | PV-NT | SUN |  | Solar | 2013-06-11 |  | 3.5 | 0.49 | 0
Existing | US | WECC | CISC |  | 57229 | S015A |  | SPVP015 | 1 |  | PV-NT | SUN |  | Solar | 2013-01-15 |  | 3 | 0.42 | 0
Existing | US | WECC | CISC |  | 57230 | S016A |  | SPVP016 Redlands RT Solar | 1 |  | PV-NT | SUN |  | Solar | 2011-05-19 |  | 1.5 | 0.21 | 0
Existing | US | WECC | CISC |  | 57231 | S017A |  | SPVP017 | 1 |  | PV-NT | SUN |  | Solar | 2011-12-15 |  | 3.5 | 0.49 | 0
Existing | US | WECC | CISC |  | 57232 | S018A |  | SPVP018 Fontana RT Solar | 1 |  | PV-NT | SUN |  | Solar | 2012-11-24 |  | 1.5 | 0.21 | 0
Existing | US | WECC | CISC |  | 57236 | S023A |  | SPVP023 Fontana RT Solar | 1 |  | PV-NT | SUN |  | Solar | 2013-01-16 |  | 2.5 | 0.35 | 0
Existing | US | WECC | CISC |  | 57245 | S026A |  | SPVP026 | 1 |  | PV-NT | SUN |  | Solar | 2016-02-05 |  | 6 | 0.84 | 0
Existing | US | WECC | CISC |  | 57246 | S027A |  | SPVP027 | 1 |  | PV-NT | SUN |  | Solar | 2013-06-17 |  | 2 | 0.28 | 0
Existing | US | WECC | CISC |  | 57247 | S028A |  | SPVP028 | 1 |  | PV-NT | SUN |  | Solar | 2013-08-08 |  | 3.5 | 0.49 | 0
Existing | US | WECC | CISC |  | 57534 | S32A |  | SPVP032 | 1 |  | PV-NT | SUN |  | Solar | 2013-06-17 |  | 1.5 | 0.21 | 0
Existing | US | WECC | CISC |  | 57535 | S33A |  | SPVP033 | 1 |  | PV-NT | SUN |  | Solar | 2013-08-05 |  | 1 | 0.14 | 0
Existing | US | WECC | CISC |  | 57441 | S42A |  | SPVP042 Porterville Solar | 1 |  | PV-NT | SUN |  | Solar | 2012-11-24 |  | 5 | 0.7 | 0
Existing | US | WECC | CISC |  | 57900 | S48A |  | SPVP048 | 1 |  | PV-NT | SUN |  | Solar | 2013-09-01 |  | 5 | 0.7 | 0
Existing | US | WECC | CISC |  | 57904 | CHNO |  | SS San Antonio West LLC | 1 |  | PV-NT | SUN |  | Solar | 2013-12-20 |  | 1.5 | 0.21 | 0
Existing | US | WECC | CISC |  | 60698 |  |  | Stanton 1 | 1 |  | GT | NG |  | Natural Gas and Other Gases | 2020-05-20 |  | 49.7 | 49.7 | 49.7
Existing | US | WECC | CISC |  | 60698 |  |  | Stanton 2 | 1 |  | GT | NG |  | Natural Gas and Other Gases | 2020-05-20 |  | 49.7 | 49.7 | 49.7
Existing | US | WECC | CISC |  | 58757 | UE2 |  | Summer Solar North | 1 |  | PV-NT | SUN |  | Solar | 2015-06-03 |  | 6.5 | 0.91 | 0
Existing | US | WECC | CISC |  | 59182 | 34608 |  | Sunedison - Hesperia | 1 |  | PV-NT | SUN |  | Solar | 2014-08-08 |  | 1.5 | 0.21 | 0
Existing | US | WECC | CISC |  | 60246 |  |  | Sunray 2 | 1 |  | PV-NT | SUN |  | Solar | 2017-06-02 |  | 20 | 2.8 | 0
Existing | US | WECC | CISC |  | 60247 | VVS |  | Sunray 3 | 1 |  | PV-NT | SUN |  | Solar | 2017-06-29 |  | 13.8 | 1.932 | 0
Existing | US | WECC | CISC |  |  |  |  | SunSelect 1 | 1 |  | GT | NG |  | Natural Gas and Other Gases | 2018-05-31 |  | 4 | 4 | 4
Existing | US | WECC | CISC |  | 58429 | 1 |  | Sunshine Gas Producers | 1 |  | GT | OBG |  | Biomass | 2014-09-01 |  | 20 | 20 | 20
Existing | US | WECC | CISC |  | 59826 | Gen01 |  | Sunshine Valley Solar 1 | 1 |  | PV-NT | SUN |  | Solar | 2019-12-18 |  | 100 | 14 | 0
Existing | US | WECC | CISC |  | 60827 |  |  | Sunstream Solar 1 | 1 |  | PV-NT | SUN |  | Solar | 2019-09-25 |  | 150 | 21 | 0
Existing | US | WECC | CISC |  | 50134 | GTAG |  | Sycamore Cogeneration Unit 1 | 1 |  | GT | NG |  | Natural Gas and Other Gases | 1987-01-01 |  | 85 | 85 | 85
Existing | US | WECC | CISC |  | 50134 | GTBG |  | Sycamore Cogeneration Unit 2 | 1 |  | GT | NG |  | Natural Gas and Other Gases | 1987-01-01 |  | 85 | 85 | 85
Existing | US | WECC | CISC |  | 50134 | GTCG |  | Sycamore Cogeneration Unit 3 | 1 |  | GT | NG |  | Natural Gas and Other Gases | 1987-01-01 |  | 85 | 85 | 85
Existing | US | WECC | CISC |  | 50134 | GTDG |  | Sycamore Cogeneration Unit 4 | 1 |  | GT | NG |  | Natural Gas and Other Gases | 1987-01-01 |  | 85 | 85 | 85
Existing | US | WECC | CISC |  |  |  |  | TECHNICAST | 1 |  | GT | NG |  | Natural Gas and Other Gases | 2018-05-01 |  | 0.99 | 0.99 | 0.99
Existing | US | WECC | CISC |  |  |  |  | Tehachapi Storage Project | 1 |  | BA | MWH |  | Other | 2016-04-08 |  | 8 | 8 | 8
Existing | US | WECC | CISC |  | 56984 |  |  | Temescal Canyon RV | 1 |  | PV-NT | SUN |  | Solar | 2020-03-25 |  | 1.5 | 0.59 | 0
Existing | US | WECC | CISC |  | 60035 | RPU1 |  | Tequesquite Landfill Solar Project | 1 |  | PV-NT | SUN |  | Solar | 2015-09-09 |  | 7.5 | 1.05 | 0
Existing | US | WECC | CISC |  | 56791 | 1 |  | TIFFNY_1_DILLON | 1 |  | WT | WND |  | Wind | 2008-04-18 |  | 45 | 6.75 | 5.85
Existing | US | WECC | CISC |  | 59599 | GEN1 |  | TROPICO | 1 |  | PV-NT | SUN |  | Solar | 2016-09-14 |  | 14 | 1.96 | 0
Existing | US | WECC | CISC |  | 61846 | MM-27 |  | Tulare BioMAT Fuel Cell | 1 |  | GT | OBG |  | Biomass | 2019-12-20 |  | 2.8 | 2.8 | 2.8
Existing | US | WECC | CISC |  |  |  |  | Two Fiets Dairy Digester | 1 |  | GT | LFG |  | Biomass | 2019-01-07 |  | 0.8 | 0.8 | 0.8
Existing | US | WECC | CISC |  | 50115 | GEN1 |  | U.S. Borax, Unit 1 | 1 |  | GT | NG |  | Natural Gas and Other Gases | 1984-06-01 |  | 48.2 | 48.2 | 48.2
Existing | US | WECC | CISC |  |  |  |  | Valentine Solar | 1 |  | PV-NT | SUN |  | Solar | 2019-11-09 |  | 100 | 14 | 0
Existing | US | WECC | CISC |  |  |  |  | Valley Electric Hoover | 1 |  | HY | WAT |  | Conventional Hydro | 2020-02-10 |  | 16 | 16 | 16
Existing | US | WECC | CISC |  | 10139 | GEN1 |  | VESTAL QFS | 1 |  | HY | WAT |  | Conventional Hydro | 1989-01-01 |  | 12.3 | 2.13 | 0.45
Existing | US | WECC | CISC |  |  |  |  | Victor Aggregate Solar Resources | 1 |  | PV-NT | SUN |  | Solar | 2017-09-13 |  | 24.49 | 3.4286 | 0
Existing | US | WECC | CISC |  | 58418 | 1 |  | Victor Dry Farm Ranch A | 1 |  | PV-NT | SUN |  | Solar | 2015-06-12 |  | 5 | 0.7 | 0
Existing | US | WECC | CISC |  | 58419 | 1 |  | Victor Dry Farm Ranch B | 1 |  | PV-NT | SUN |  | Solar | 2015-06-12 |  | 5 | 0.7 | 0
Existing | US | WECC | CISC |  | 58202 | VPS1 |  | Victor Phelan Solar One | 1 |  | PV-NT | SUN |  | Solar | 2013-11-18 |  | 17.5 | 2.45 | 0
Existing | US | WECC | CISC |  |  |  |  | VISTA QFS | 1 |  | OT | OTH |  | Other | 1983-01-01 |  | 0.18 | 0.18 | 0.18
Existing | US | WECC | CISC |  |  |  |  | Voyager Wind 1 | 1 |  | WT | WND |  | Wind | 2020-03-31 |  | 128 | 27.531 | 17.043
Existing | US | WECC | CISC |  | 61582 | VYGR2 |  | Voyager Wind 2 | 1 |  | WT | WND |  | Wind | 2018-12-19 |  | 128.7 | 19.305 | 16.731
Existing | US | WECC | CISC |  | 61583 | VYGR3 |  | Voyager Wind 3 | 1 |  | WT | WND |  | Wind | 2018-12-29 |  | 43.2 | 6.48 | 5.616
Existing | US | WECC | CISC |  | 61584 | VYGR4 |  | Voyager Wind 4 | 1 |  | WT | WND |  | Wind | 2018-12-29 |  | 21.6 | 3.24 | 2.808
Existing | US | WECC | CISC |  | 58233 | GEN1 |  | Wagner Wind | 1 |  | WT | WND |  | Wind | 2012-12-24 |  | 6 | 0.9 | 0.78
Existing | US | WECC | CISC |  | 57515 | GT1 |  | Walnut Creek Energy Park Unit 1 | 1 |  | GT | NG |  | Natural Gas and Other Gases | 2013-03-21 |  | 96.43 | 96.43 | 96.43
Existing | US | WECC | CISC |  | 57515 | GT2 |  | Walnut Creek Energy Park Unit 2 | 1 |  | GT | NG |  | Natural Gas and Other Gases | 2013-03-21 |  | 96.91 | 96.91 | 96.91
Existing | US | WECC | CISC |  | 57515 | GT3 |  | Walnut Creek Energy Park Unit 3 | 1 |  | GT | NG |  | Natural Gas and Other Gases | 2013-03-21 |  | 96.65 | 96.65 | 96.65
Existing | US | WECC | CISC |  | 57515 | GT4 |  | Walnut Creek Energy Park Unit 4 | 1 |  | GT | NG |  | Natural Gas and Other Gases | 2013-03-29 |  | 96.49 | 96.49 | 96.49
Existing | US | WECC | CISC |  | 57515 | GT5 |  | Walnut Creek Energy Park Unit 5 | 1 |  | GT | NG |  | Natural Gas and Other Gases | 2013-04-30 |  | 96.65 | 96.65 | 96.65
Existing | US | WECC | CISC |  | 6196 | 1 |  | WARNE HYDRO AGGREGATE | 1 |  | HY | WAT |  | Conventional Hydro | 1982-01-01 |  | 76 | 46.66 | 56.85
Existing | US | WECC | CISC |  | 50216 | GN91 |  | WATSON COGENERATION | 1 |  | CC | NG |  | Natural Gas and Other Gases | 1987-12-04 |  | 416.6 | 416.6 | 416.6
Existing | US | WECC | CISC |  | 58122 | GEN1 |  | Wellhead Power Delano | 1 |  | GT | NG |  | Natural Gas and Other Gases | 2013-01-16 |  | 49 | 49 | 49
Existing | US | WECC | CISC |  | 59443 | WAS1 |  | West Antelope Solar | 1 |  | PV-NT | SUN |  | Solar | 2014-11-13 |  | 20 | 2.8 | 0
Existing | US | WECC | CISC |  | 58626 | WABSA |  | Western Antelope Blue Sky Ranch A | 1 |  | PV-NT | SUN |  | Solar | 2014-11-07 |  | 20 | 2.8 | 0
Existing | US | WECC | CISC |  | 58627 | WADR |  | Western Antelope Dry Ranch | 1 |  | PV-NT | SUN |  | Solar | 2016-12-01 |  | 10 | 1.4 | 0
Existing | US | WECC | CISC |  | 63114 |  |  | White Hills A | 1 |  | WT | WND |  | Wind | 2020-12-15 |  | 50 | 7.5 | 6.5
Existing | US | WECC | CISC |  | 63114 |  |  | White Hills B | 1 |  | WT | WND |  | Wind | 2020-12-15 |  | 300 | 45 | 39
Existing | US | WECC | CISC |  | 10162 | WWHI |  | Whitewater Hydro | 1 |  | HY | WAT |  | Conventional Hydro | 2016-07-08 |  | 1 | 0.71 | 0.5
Existing | US | WECC | CISC |  | 60324 | GEN01 |  | Willow Springs 2 | 1 |  | PV-NT | SUN |  | Solar | 2019-01-29 |  | 100 | 14 | 0
Existing | US | WECC | CISC |  | 10191 | EXIS |  | Wind Resource I | 1 |  | WT | WND |  | Wind | 2012-03-24 |  | 9 | 1.35 | 1.17
Existing | US | WECC | CISC |  | 54909 | EXI2 |  | Wind Resource II | 1 |  | WT | WND |  | Wind | 2013-05-17 |  | 19.95 | 2.9925 | 2.5935
Existing | US | WECC | CISC |  | 52162 | WGNS |  | Wind Wall Monolith 1 | 1 |  | WT | WND |  | Wind | 2016-06-14 |  | 14.89 | 2.2335 | 1.9357
Existing | US | WECC | CISC |  | 52163 | WTGN |  | Wind Wall Monolith 2 | 1 |  | WT | WND |  | Wind | 2016-06-14 |  | 21.24 | 3.186 | 2.7612
Existing | US | WECC | CISC |  |  |  |  | Windhub Solar A | 1 |  | PV-NT | SUN |  | Solar | 2019-12-18 |  | 20 | 2.8 | 0
Existing | US | WECC | CISC |  | 57774 | WGNS |  | Windstar | 1 |  | WT | WND |  | Wind | 2012-01-28 |  | 120 | 18 | 15.6
Existing | US | WECC | CISC |  | 50532 | 15SLE |  | Windstream 39 | 1 |  | WT | WND |  | Wind | 1984-02-01 |  | 3.35 | 0.5025 | 0.4355
Existing | US | WECC | CISC |  | 50532 | 15SLE |  | Windstream 6040 | 1 |  | WT | WND |  | Wind | 2014-11-30 |  | 4.07 | 0.6105 | 0.5291
Existing | US | WECC | CISC |  | 50532 | 15SLE |  | Windstream 6041 | 1 |  | WT | WND |  | Wind | 2014-11-30 |  | 3.86 | 0.579 | 0.5018
Existing | US | WECC | CISC |  | 52160 | WGNS |  | Windstream 6042 | 1 |  | WT | WND |  | Wind | 2015-12-11 |  | 6.77 | 1.0155 | 0.8801
Existing | US | WECC | CISC |  |  |  |  | Windstream 6111 | 1 |  | WT | WND |  | Wind | 2016-03-08 |  | 6.31 | 0.9465 | 0.8203
Existing | US | WECC | CISC |  | 50690 | GEN1 |  | Windustries | 1 |  | WT | WND |  | Wind | 2015-12-10 |  | 9.8 | 1.47 | 1.274
Existing | US | WECC | CISC |  | 50276 | EXIS |  | Wintec Energy, Ltd. | 1 |  | WT | WND |  | Wind | 2003-12-30 |  | 1.32 | 0.198 | 0.1716
Existing | US | WECC | CISC |  | 6647 | 1 |  | Yorba Linda Hydroelectric Recovery Plant | 1 |  | HY | WAT |  | Conventional Hydro | 1981-01-01 |  | 5.1 | 3.84 | 2.6
Existing | US | WECC | CISC |  |  |  |  | Zephyr Park | 1 |  | WT | WND |  | Wind | 2014-02-07 |  | 3.5 | 0.525 | 0.455
Tier 1 | US | WECC | CISC |  |  |  |  | HECATE GRID 10MW |  |  | BA | MWH |  | Other | 2021-01-01 |  | 10 | 10 | 10
Tier 1 | US | WECC | CISC |  |  |  |  | HECATE GRID 5MW |  |  | BA | MWH |  | Other | 2021-01-01 |  | 5 | 5 | 5
Tier 1 | US | WECC | CISC |  |  |  |  | Vallecito Energy Storage |  |  | BA | MWH |  | Other | 2021-02-04 |  | 10 | 10 | 10
Tier 1 | US | WECC | CISC |  |  |  |  | Isabella Hydro Dam 1 | 1 |  | HY | WAT |  | Conventional Hydro | 2021-02-05 |  | 11.95 | 8.604 | 7.17
Tier 1 | US | WECC | CISC |  |  |  |  | ENEL BELLA ENERGY STORAGE, LLC |  |  | BA | MWH |  | Other | 2021-03-01 |  | 10 | 10 | 10
Tier 1 | US | WECC | CISC |  |  |  |  | PAINTER ENERGY STORAGE, LLC |  |  | BA | MWH |  | Other | 2021-03-01 |  | 10 | 10 | 10
Tier 1 | US | WECC | CISC |  |  |  |  | Silverstrand BESS |  |  | BA | MWH |  | Other | 2021-03-01 |  | 11 | 11 | 11
Tier 1 | US | WECC | CISC |  |  |  |  | Desert Harvest II BESS | 1 |  | BA | MWH |  | Other | 2021-03-15 |  | 35 | 35 | 35
Tier 1 | US | WECC | CISC |  |  |  |  | Ventura Energy Storage |  |  | BA | MWH |  | Other | 2021-03-31 |  | 100 | 100 | 100
Tier 1 | US | WECC | CISC |  |  |  |  | Santa Ana Storage 1 | 1 |  | BA | MWH |  | Other | 2021-04-10 |  | 20 | 20 | 20
Tier 1 | US | WECC | CISC |  |  |  |  | Kramer Junction 9 | 1 |  | PV-NT | SUN |  | Solar | 2021-04-17 |  | 80 | 11.2 | 0
Tier 1 | US | WECC | CISC |  |  |  |  | Orange County Energy Storage 2 | 1 |  | BA | MWH |  | Other | 2021-05-01 |  | 9 | 9 | 9
Tier 1 | US | WECC | CISC |  |  |  |  | Orange County Energy Storage 3 | 1 |  | BA | MWH |  | Other | 2021-05-01 |  | 6 | 6 | 6
Tier 1 | US | WECC | CISC |  |  |  |  | STRATA SATICOY, LLC |  |  | BA | MWH |  | Other | 2021-05-01 |  | 100 | 100 | 100
Tier 1 | US | WECC | CISC |  |  |  |  | Altech 3 |  |  | WT | WND |  | Wind | 2021-05-07 |  | 9.8 | 1.47 | 1.274
Tier 1 | US | WECC | CISC |  |  |  |  | San Bernardino Biogas | 1 |  | GT | OBG |  | Biomass | 2021-05-15 |  | 2.6 | 2.444 | 2.366
Tier 1 | US | WECC | CISC |  |  |  |  | Antelope Solar 3A |  |  | PV-NT | SUN |  | Solar | 2021-05-15 |  | 15 | 2.1 | 0
Tier 1 | US | WECC | CISC |  |  |  |  | Antelope Solar 3B |  |  | PV-NT | SUN |  | Solar | 2021-05-15 |  | 5 | 0.7 | 0
Tier 1 | US | WECC | CISC |  |  |  |  | Blythe Energy Storage 110 |  |  | BA | MWH |  | Other | 2021-07-18 |  | 63 | 63 | 63
Tier 1 | US | WECC | CISC |  |  |  |  | Luna Storage |  |  | BA | MWH |  | Other | 2021-07-31 |  | 100 | 100 | 100
Tier 1 | US | WECC | CISC |  |  |  |  | Acorn I BESS | 1 |  | BA | MWH |  | Other | 2021-08-01 |  | 2 | 2 | 2
Tier 1 | US | WECC | CISC |  |  |  |  | Acorn I BESS | 1 |  | BA | MWH |  | Other | 2021-08-01 |  | 2.45 | 2.45 | 2.45
Tier 1 | US | WECC | CISC |  |  |  |  | Dracker Solar Unit 1 BESS |  |  | BA | MWH |  | Other | 2021-08-01 |  | 63 | 63 | 63
Tier 1 | US | WECC | CISC |  |  |  |  | Dracker Solar Unit 2 BESS |  |  | PV-NT | SUN |  | Solar | 2021-08-01 |  | 115 | 81.25 | 81.25
Tier 1 | US | WECC | CISC |  |  |  |  | Dracker Solar Unit 3 BESS |  |  | PV-NT | SUN |  | Solar | 2021-08-01 |  | 115 | 81.25 | 81.25
Tier 1 | US | WECC | CISC |  |  |  |  | High Desert Solar + Storage |  |  | PV-NT | SUN |  | Solar | 2021-08-01 |  | 100 | 52.43 | 50
Tier 1 | US | WECC | CISC |  |  |  |  | McCoy Energy Storage |  |  | PV-NT | SUN |  | Solar | 2021-08-01 |  | 230 | 162.5 | 162.5
Tier 1 | US | WECC | CISC |  |  |  |  | Painted Hills Windpark |  |  | WT | WND |  | Wind | 2021-08-01 |  | 44.5 | 6.675 | 5.785
Tier 1 | US | WECC | CISC |  |  |  |  | Edwards Sanborn Energy Storage |  |  | BA | MWH |  | Other | 2021-08-15 |  | 100 | 100 | 100
Tier 1 | US | WECC | CISC |  |  |  |  | Tajiguas Resource Recovery 2 | 1 |  | ST | OBS |  | Biomass | 2021-09-15 |  | 1.994 | 1.8744 | 1.8145
Tier 1 | US | WECC | CISC |  |  |  |  | Diamond Valley Solar | 1 |  | PV-NT | SUN |  | Solar | 2021-09-15 |  | 1.25 | 0.175 | 0
Tier 1 | US | WECC | CISC |  |  |  |  | Almasol Generating Station 6 | 1 |  | PV-NT | SUN |  | Solar | 2021-11-30 |  | 100 | 14 | 0
Tier 1 | US | WECC | CISC |  |  |  |  | Almasol Generating Station 7 | 1 |  | PV-NT | SUN |  | Solar | 2021-11-30 |  | 132 | 18.48 | 0
Tier 1 | US | WECC | CISC |  |  |  |  | Athos Power Plant 2 |  |  | PV-NT | SUN |  | Solar | 2021-12-15 |  | 200 | 28 | 0
Tier 1 | US | WECC | CISC |  |  |  |  | Cadillac 1 BESS | 1 |  | BA | MWH |  | Other | 2021-12-29 |  | 3.5 | 3.5 | 3.5
Tier 1 | US | WECC | CISC |  |  |  |  | Yorktown 1 BESS | 1 |  | BA | MWH |  | Other | 2021-12-29 |  | 3 | 3 | 3
Tier 1 | US | WECC | CISC |  |  |  |  | Casa Diablo IV |  |  | ST | GEO |  | Geothermal | 2021-12-31 |  | 14 | 7 | 7
Tier 1 | US | WECC | CISC |  |  |  |  | Arlington Energy Center II |  |  | BA | MWH |  | Other | 2021-12-31 |  | 233 | 132 | 132
Tier 1 | US | WECC | CISC |  |  |  |  | Luciana |  |  | PV-NT | SUN |  | Solar | 2021-12-31 |  | 55.83 | 15 | 0
Tier 2 | US | WECC | CISC |  |  |  |  | Coso Battery Storage, LLC |  |  | BA | MWH |  | Other | 2021-07-18 |  | 60 | 60 | 60
Tier 2 | US | WECC | CISC |  |  |  |  | High Desert Solar & Storage |  |  | PV-NT | SUN |  | Solar | 2021-10-01 |  | 150 | 27 | 27
Tier 2 | US | WECC | CISC |  |  |  |  | Black Walnut Energy Storage |  |  | BA | MWH |  | Other | 2022-03-18 |  | 15 | 15 | 15
Tier 2 | US | WECC | CISC |  |  |  |  | BCE Los Alamitos, LLC |  |  | BA | MWH |  | Other | 2022-06-01 |  | 20 | 20 | 20
Tier 2 | US | WECC | CISC |  |  |  |  | Ortega Grid |  |  | BA | MWH |  | Other | 2022-06-01 |  | 10 | 10 | 10
Tier 2 | US | WECC | CISC |  |  |  |  | new_generic_solar_1a (VCEA) |  |  | BA | MWH |  | Other | 2022-12-31 |  | 165 | 75 | 75
Tier 2 | US | WECC | CISC |  |  |  |  | Desert Peak Energy |  |  | BA | MWH |  | Other | 2023-06-15 |  | 75 | 75 | 75
Tier 3 | US | WECC | CISC |  |  |  |  | Arizona_Solar (Generic) |  |  | PV-NT | SUN |  | Solar | 2031-01-01 |  | 889 | 889 | 889
Tier 3 | US | WECC | CISC |  |  |  |  | Arizona_Solar (Generic) |  |  | PV-NT | SUN |  | Solar | 2031-01-01 |  | 1463 | 1463 | 1463
Tier 3 | US | WECC | CISC |  |  |  |  | Battery (Generic) |  |  | BA | MWH |  | Other | 2031-01-01 |  | 808.6011 | 808.6011 | 808.6011
Tier 3 | US | WECC | CISC |  |  |  |  | Battery (Generic) |  |  | BA | MWH |  | Other | 2031-01-01 |  | 1007.5589 | 1007.5589 | 1007.5589
Tier 3 | US | WECC | CISC |  |  |  |  | Battery (Generic) |  |  | BA | MWH |  | Other | 2031-01-01 |  | 1645.24 | 1645.24 | 1645.24
Tier 3 | US | WECC | CISC |  |  |  |  | Battery (Generic) |  |  | BA | MWH |  | Other | 2031-01-01 |  | 50 | 50 | 50
Tier 3 | US | WECC | CISC |  |  |  |  | Battery (Generic) |  |  | BA | MWH |  | Other | 2031-01-01 |  | 268.65 | 268.65 | 268.65
Tier 3 | US | WECC | CISC |  |  |  |  | Big Creek-Ventura Battery (Generic) |  |  | BA | MWH |  | Other | 2031-01-01 |  | 575 | 575 | 575
Tier 3 | US | WECC | CISC |  |  |  |  | Big Creek-Ventura Battery (Generic) |  |  | BA | MWH |  | Other | 2031-01-01 |  | 500 | 500 | 500
Tier 3 | US | WECC | CISC |  |  |  |  | LA Basin Battery (Generic) |  |  | BA | MWH |  | Other | 2031-01-01 |  | 200 | 200 | 200
Tier 3 | US | WECC | CISC |  |  |  |  | LA Basin Battery (Generic) |  |  | BA | MWH |  | Other | 2031-01-01 |  | 200 | 200 | 200
Tier 3 | US | WECC | CISC |  |  |  |  | LA Basin Battery (Generic) |  |  | BA | MWH |  | Other | 2031-01-01 |  | 100.98 | 100.98 | 100.98
Tier 3 | US | WECC | CISC |  |  |  |  | LA Basin Battery (Generic) |  |  | BA | MWH |  | Other | 2031-01-01 |  | 500 | 500 | 500
Tier 3 | US | WECC | CISC |  |  |  |  | LA Basin Battery (Generic) |  |  | BA | MWH |  | Other | 2031-01-01 |  | 200 | 200 | 200
Tier 3 | US | WECC | CISC |  |  |  |  | North_Victor_Solar (Generic) |  |  | PV-NT | SUN |  | Solar | 2031-01-01 |  | 215 | 215 | 215
Tier 3 | US | WECC | CISC |  |  |  |  | North_Victor_Solar (Generic) |  |  | PV-NT | SUN |  | Solar | 2031-01-01 |  | 85 | 85 | 85
Tier 3 | US | WECC | CISC |  |  |  |  | Pisgah_Solar (Generic) |  |  | PV-NT | SUN |  | Solar | 2031-01-01 |  | 140 | 140 | 140
Tier 3 | US | WECC | CISC |  |  |  |  | Pisgah_Solar (Generic) |  |  | PV-NT | SUN |  | Solar | 2031-01-01 |  | 47 | 47 | 47
Tier 3 | US | WECC | CISC |  |  |  |  | Pisgah_Solar (Generic) |  |  | PV-NT | SUN |  | Solar | 2031-01-01 |  | 14 | 14 | 14
Tier 3 | US | WECC | CISC |  |  |  |  | SCADSNV_Solar (Generic) |  |  | PV-NT | SUN |  | Solar | 2031-01-01 |  | 568 | 568 | 568
Tier 3 | US | WECC | CISC |  |  |  |  | Southern_Nevada_Solar (Generic) |  |  | PV-NT | SUN |  | Solar | 2031-01-01 |  | 445 | 445 | 445
Tier 3 | US | WECC | CISC |  |  |  |  | Southern_Nevada_Solar (Generic) |  |  | PV-NT | SUN |  | Solar | 2031-01-01 |  | 344 | 344 | 344
Tier 3 | US | WECC | CISC |  |  |  |  | Southern_Nevada_Solar (Generic) |  |  | PV-NT | SUN |  | Solar | 2031-01-01 |  | 1234 | 1234 | 1234
Tier 3 | US | WECC | CISC |  |  |  |  | Tehachapi_Solar (Generic) |  |  | PV-NT | SUN |  | Solar | 2031-01-01 |  | 1153 | 1153 | 1153
Tier 3 | US | WECC | CISC |  |  |  |  | Tehachapi_Solar (Generic) |  |  | PV-NT | SUN |  | Solar | 2031-01-01 |  | 1277 | 1277 | 1277
Tier 3 | US | WECC | CISC |  |  |  |  | Tehachapi_Solar (Generic) |  |  | PV-NT | SUN |  | Solar | 2031-01-01 |  | 1247 | 1247 | 1247
Tier 3 | US | WECC | CISC |  |  |  |  | Tehachapi_Solar (Generic) |  |  | PV-NT | SUN |  | Solar | 2031-01-01 |  | 1003 | 1003 | 1003
Tier 3 | US | WECC | CISC |  |  |  |  | Tehachapi_Wind (Generic) |  |  | WT | WND |  | Wind | 2031-01-01 |  | 275 | 275 | 275
Existing | US | WECC | CISD |  | 57373 | AGU1 |  | Agua Caliente Solar | 1 |  | PV-NT | SUN |  | Solar | 2014-06-10 |  | 290 | 40.6 | 0
Existing | US | WECC | CISD |  | 60777 | GEN01 |  | American Kings Solar | 1 |  | PV-NT | SUN |  | Solar | 2020-12-05 |  | 123 | 17.22 | 0
Existing | US | WECC | CISD |  | 57680 | AVSE1 |  | Arlington Valley Solar Energy II | 1 |  | PV-NT | SUN |  | Solar | 2013-10-28 |  | 127 | 17.78 | 0
Existing | US | WECC | CISD |  | 59841 | PV1 |  | Calipatria Solar Farm | 1 |  | PV-NT | SUN |  | Solar | 2016-02-12 |  | 19.9 | 2.786 | 0
Existing | US | WECC | CISD |  | 55510 | CPP4 |  | CalPeak Power Border Unit 1 | 1 |  | GT | NG |  | Natural Gas and Other Gases | 2001-10-26 |  | 51.25 | 51.25 | 51.25
Existing | US | WECC | CISD |  | 55513 | CPP7 |  | CalPeak Power Enterprise Unit 1 | 1 |  | GT | NG |  | Natural Gas and Other Gases | 2001-10-23 |  | 48.04 | 48.04 | 48.04
Existing | US | WECC | CISD |  | 58467 | CVS1 |  | Campo Verde Solar | 1 |  | PV-NT | SUN |  | Solar | 2013-10-22 |  | 139 | 19.46 | 0
Existing | US | WECC | CISD |  |  |  |  | Carlsbad 1 | 1 |  | CT | NG |  | Natural Gas and Other Gases | 2018-11-19 |  | 422 | 422 | 422
Existing | US | WECC | CISD |  | 59002 | 860 |  | Carlsbad 2 | 1 |  | CT | NG |  | Natural Gas and Other Gases | 2018-11-20 |  | 105.5 | 105.5 | 105.5
Existing | US | WECC | CISD |  | 58430 | CSE1 |  | Centinela Solar Energy I | 1 |  | PV-NT | SUN |  | Solar | 2013-10-16 |  | 125 | 17.5 | 0
Existing | US | WECC | CISD |  | 58430 | CSE1 |  | Centinels Solar Energy 2 | 1 |  | PV-NT | SUN |  | Solar | 2014-08-15 |  | 45.6 | 6.384 | 0
Existing | US | WECC | CISD |  | 55540 | GEN1 |  | Chula Vista Energy Center, LLC | 1 |  | GT | NG |  | Natural Gas and Other Gases | 2006-06-08 |  | 35.5 | 35.5 | 35.5
Existing | US | WECC | CISD |  |  |  |  | Cole Grade | 1 |  | PV-NT | SUN |  | Solar | 2016-12-07 |  | 2.33 | 0.3262 | 0
Existing | US | WECC | CISD |  | 57490 | 56819 |  | Csolar IV South | 1 |  | PV-NT | SUN |  | Solar | 2013-10-11 |  | 130 | 18.2 | 0
Existing | US | WECC | CISD |  | 55512 | CPP6 |  | Cuyamaca Peak Energy Plant | 1 |  | GT | NG |  | Natural Gas and Other Gases | 2002-05-29 |  | 45.42 | 45.42 | 45.42
Existing | US | WECC | CISD |  | 57959 | 1 |  | Desert Green Solar Farm | 1 |  | PV-NT | SUN |  | Solar | 2013-02-13 |  | 6.3 | 0.882 | 0
Existing | US | WECC | CISD |  |  |  |  | Eastern BESS 1 | 1 |  | BA | MWH |  | Other | 2017-02-18 |  | 7.5 | 7.5 | 7.5
Existing | US | WECC | CISD |  | 57001 | GEN1 |  | El Cajon Energy Center | 1 |  | GT | NG |  | Natural Gas and Other Gases | 2010-06-16 |  | 48.1 | 48.1 | 48.1
Existing | US | WECC | CISD |  |  |  |  | Escondido BESS 1 | 1 |  | BA | MWH |  | Other | 2017-03-06 |  | 10 | 10 | 10
Existing | US | WECC | CISD |  |  |  |  | Escondido BESS 2 | 1 |  | BA | MWH |  | Other | 2017-03-06 |  | 10 | 10 | 10
Existing | US | WECC | CISD |  |  |  |  | Escondido BESS 3 | 1 |  | BA | MWH |  | Other | 2017-03-06 |  | 10 | 10 | 10
Existing | US | WECC | CISD |  |  |  |  | ESJ Wind Energy | 1 |  | WT | WND |  | Wind | 2015-06-04 |  | 155.1 | 23.265 | 20.163
Existing | US | WECC | CISD |  |  |  |  | Gateway Energy Storage | 1 |  | BA | MWH |  | Other | 2020-06-08 |  | 250 | 50 | 50
Existing | US | WECC | CISD |  | 54749 | CTG |  | Goal Line Cogen | 1 |  | GT | NG |  | Natural Gas and Other Gases | 1994-01-01 |  | 49.9 | 49.9 | 49.9
Existing | US | WECC | CISD |  | 10115 | GEN3 |  | Grossmont Hospital | 1 |  | GT | NG |  | Natural Gas and Other Gases | 2016-12-16 |  | 4.12 | 4.12 | 4.12
Existing | US | WECC | CISD |  | 56917 | 1 |  | Imperial Valley West ( Q # 608) | 1 |  | PV-NT | SUN |  | Solar | 2015-09-30 |  | 150 | 21 | 0
Existing | US | WECC | CISD |  |  |  |  | Jacumba Solar Farm | 1 |  | PV-NT | SUN |  | Solar | 2017-07-25 |  | 20 | 2.8 | 0
Existing | US | WECC | CISD |  |  |  |  | Kearny Mesa Storage | 1 |  | BA | MWH |  | Other | 2020-05-01 |  | 1 | 0 | 0
Existing | US | WECC | CISD |  | 52147 | GEN1 |  | KELCO QUALIFYING FACILITY | 1 |  | OT | NG |  | Natural Gas and Other Gases | 2014-03-05 |  | 25 | 25 | 25
Existing | US | WECC | CISD |  | 56295 | 1 |  | Kumeyaay Wind Farm | 1 |  | WT | WND |  | Wind | 2005-12-21 |  | 50 | 7.5 | 6.5
Existing | US | WECC | CISD |  | 57729 | 1 |  | Lake Hodges Pumped Storage-Unit1 | 1 |  | PS | WAT |  | Pumped Storage | 2012-08-26 |  | 20 | 20 | 20
Existing | US | WECC | CISD |  | 57729 | 2 |  | Lake Hodges Pumped Storage-Unit2 | 1 |  | PS | WAT |  | Pumped Storage | 2012-08-26 |  | 20 | 20 | 20
Existing | US | WECC | CISD |  | 55542 | CTG1 |  | LARKSPUR PEAKER UNIT 1 | 1 |  | GT | NG |  | Natural Gas and Other Gases | 2001-09-13 |  | 46.1 | 46.1 | 46.1
Existing | US | WECC | CISD |  | 55542 | CTG2 |  | LARKSPUR PEAKER UNIT 2 | 1 |  | GT | NG |  | Natural Gas and Other Gases | 2001-09-13 |  | 47.98 | 47.98 | 47.98
Existing | US | WECC | CISD |  |  |  |  | LR2 | 1 |  | CC | NG |  | Natural Gas and Other Gases | 2003-07-22 |  | 322 | 322 | 322
Existing | US | WECC | CISD |  |  |  |  | Mesa Crest | 1 |  | PV-NT | SUN |  | Solar | 2016-09-17 |  | 3 | 0.42 | 0
Existing | US | WECC | CISD |  | 57707 | 1 |  | Mesquite Solar 1 | 1 |  | PV-NT | SUN |  | Solar | 2014-01-01 |  | 165 | 23.1 | 0
Existing | US | WECC | CISD |  | 60307 | 1 |  | Mesquite Solar 2 | 1 |  | PV-NT | SUN |  | Solar | 2017-10-12 |  | 100.81 | 14.1134 | 0
Existing | US | WECC | CISD |  | 60308 | 1 |  | Mesquite Solar 3, LLC | 1 |  | PV-NT | SUN |  | Solar | 2016-12-06 |  | 152 | 21.28 | 0
Existing | US | WECC | CISD |  | 60315 | MSF3 |  | Midway South Solar Farm | 1 |  | PV-NT | SUN |  | Solar | 2018-09-06 |  | 20 | 2.8 | 0
Existing | US | WECC | CISD |  | 60723 | 61107 |  | Miguel BESS | 1 |  | BA | MWH |  | Other | 2018-12-12 |  | 2 | 2 | 2
Existing | US | WECC | CISD |  | 56232 | 1 |  | Miramar Energy Facility | 1 |  | GT | NG |  | Natural Gas and Other Gases | 2005-07-27 |  | 45 | 45 | 45
Existing | US | WECC | CISD |  | 56232 | 2 |  | Miramar Energy Facility II | 1 |  | GT | NG |  | Natural Gas and Other Gases | 2009-08-07 |  | 44 | 44 | 44
Existing | US | WECC | CISD |  | 55094 | UNT1 |  | MIRAMAR LANDFILL | 1 |  | IC | OBG |  | Biomass | 2003-05-21 |  | 5 | 5 | 5
Existing | US | WECC | CISD |  | 55538 | GEN1 |  | MMC Escondido Aggregate | 1 |  | GT | NG |  | Natural Gas and Other Gases | 2014-01-25 |  | 48.71 | 48.71 | 48.71
Existing | US | WECC | CISD |  |  |  |  | NGILAA_5_SDGDYN | 1 |  | CS | NG |  | Natural Gas and Other Gases | 2019-01-01 |  | 57 | 57 | 57
Existing | US | WECC | CISD |  | 10812 | GEN2 |  | NORTH ISLAND COGEN | 1 |  | ST | WH |  | Other | 1989-01-01 |  | 4.05 | 4.05 | 4.05
Existing | US | WECC | CISD |  | 57455 | SB1 |  | NRG Borrego Solar One | 1 |  | PV-NT | SUN |  | Solar | 2013-02-12 |  | 26 | 3.64 | 0
Existing | US | WECC | CISD |  | 57514 | WTG |  | Ocotillo Wind Energy Facility | 1 |  | WT | WND |  | Wind | 2013-07-30 |  | 265 | 39.75 | 34.45
Existing | US | WECC | CISD |  | 56914 | CTG1 |  | Orange Grove Energy Center | 1 |  | GT | NG |  | Natural Gas and Other Gases | 2010-06-16 |  | 96 | 96 | 96
Existing | US | WECC | CISD |  | 55345 | 1-01 |  | OTAY MESA ENERGY CENTER | 1 |  | CC | NG |  | Natural Gas and Other Gases | 2009-10-02 |  | 603.68 | 603.68 | 603.68
Existing | US | WECC | CISD |  | 55985 | CTG1 |  | Palomar Energy Center | 1 |  | CC | NG |  | Natural Gas and Other Gases | 2005-10-14 |  | 575 | 575 | 575
Existing | US | WECC | CISD |  | 57555 | CTG1 |  | Pio Pico Unit 1 | 1 |  | GT | NG |  | Natural Gas and Other Gases | 2016-11-03 |  | 111.3 | 111.3 | 111.3
Existing | US | WECC | CISD |  | 57555 | CTG2 |  | Pio Pico Unit 2 | 1 |  | GT | NG |  | Natural Gas and Other Gases | 2016-11-03 |  | 112.7 | 112.7 | 112.7
Existing | US | WECC | CISD |  | 57555 | CTG3 |  | Pio Pico Unit 3 | 1 |  | GT | NG |  | Natural Gas and Other Gases | 2016-11-03 |  | 112 | 112 | 112
Existing | US | WECC | CISD |  | 55601 | UNT1 |  | PRIMA DESCHECHA (CAPISTRANO) | 1 |  | IC | OBG |  | Biomass | 1999-01-01 |  | 6.1 | 6.1 | 6.1
Existing | US | WECC | CISD |  | 58909 | RAM1 |  | Ramona 1 | 1 |  | PV-NT | SUN |  | Solar | 2013-12-31 |  | 2 | 0.28 | 0
Existing | US | WECC | CISD |  | 58911 | RAM2 |  | Ramona 2 | 1 |  | PV-NT | SUN |  | Solar | 2013-12-31 |  | 5 | 0.7 | 0
Existing | US | WECC | CISD |  | 60995 | 1 |  | Ramona Solar Energy | 1 |  | PV-NT | SUN |  | Solar | 2018-02-03 |  | 4.32 | 0.6048 | 0
Existing | US | WECC | CISD |  | 56615 | G100 |  | Rancho Penasquitos Hydro Facility | 1 |  | HY | WAT |  | Conventional Hydro | 2007-01-23 |  | 5.25 | 2.11 | 0
Existing | US | WECC | CISD |  | 10386 |  |  | San Marcos Energy | 1 |  | IC | OBG |  | Biomass | 2011-05-20 |  | 1.5 | 1.5 | 1.5
Existing | US | WECC | CISD |  | 58592 | ALHM |  | SG Alhambra | 1 |  | PV-NT | SUN |  | Solar | 2015-08-29 |  | 50 | 7 | 0
Existing | US | WECC | CISD |  | 58592 | ALHM |  | SG Arkansas | 1 |  | PV-NT | SUN |  | Solar | 2015-08-29 |  | 50 | 7 | 0
Existing | US | WECC | CISD |  |  |  |  | SG Sorrento | 1 |  | PV-NT | SUN |  | Solar | 2015-08-29 |  | 50 | 7 | 0
Existing | US | WECC | CISD |  | 56917 | 1 |  | Silver Ridge Mount Signal | 1 |  | PV-NT | SUN |  | Solar | 2013-10-28 |  | 200 | 28 | 0
Existing | US | WECC | CISD |  |  |  |  | Silver Ridge Mount Signal 2 | 1 |  | PV-NT | SUN |  | Solar | 2019-12-06 |  | 150 | 21 | 0
Existing | US | WECC | CISD |  |  |  |  | SILVER RIDGE MOUNT SIGNAL 3 | 1 |  | PV-NT | SUN |  | Solar | 2018-10-09 |  | 250 | 35 | 0
Existing | US | WECC | CISD |  | 50070 |  |  | SMALL QF AGGREGATION - SAN DIEGO | 1 |  | OT | WAT |  | Conventional Hydro | 1980-01-01 |  | 2 | 2 | 2
Existing | US | WECC | CISD |  | 10387 | 1A |  | Sycamore Energy 1 | 1 |  | GT | OBG |  | Biomass | 2011-05-19 |  | 1.5 | 1.5 | 1.5
Existing | US | WECC | CISD |  | 10387 | 3 |  | Sycamore Energy 2 | 1 |  | GT | OBG |  | Biomass | 2004-07-14 |  | 2.25 | 2.25 | 2.25
Existing | US | WECC | CISD |  | 55719 | GEN2 |  | TDM | 1 |  | CC | NG |  | Natural Gas and Other Gases | 2003-07-30 |  | 625 | 625 | 625
Existing | US | WECC | CISD |  | 63832 |  |  | Titan Solar 1 Pseudo | 1 |  | PV-NT | SUN |  | Solar | 2020-12-17 |  | 70 | 27.3 | 0
Existing | US | WECC | CISD |  | 57913 | 1 |  | Tule Wind | 1 |  | WT | WND |  | Wind | 2018-01-05 |  | 127.6 | 19.14 | 16.588
Existing | US | WECC | CISD |  | 58906 | VC1 |  | Valley Center 1 | 1 |  | PV-NT | SUN |  | Solar | 2013-12-31 |  | 2.5 | 0.35 | 0
Existing | US | WECC | CISD |  | 58907 | VC2 |  | Valley Center 2 | 1 |  | PV-NT | SUN |  | Solar | 2013-12-31 |  | 5 | 0.7 | 0
Existing | US | WECC | CISD |  |  |  |  | Vista Energy Storage | 1 |  | BA | MWH |  | Other | 2018-06-26 |  | 40 | 40 | 40
Existing | US | WECC | CISD |  | 61750 | WICA |  | Wistaria Ranch Solar | 1 |  | PV-NT | SUN |  | Solar | 2018-11-06 |  | 100 | 14 | 0
Tier 1 | US | WECC | CISD |  |  |  |  | Top Gun Energy Storage | 1 |  | BA | MWH |  | Other | 2021-04-13 |  | 30 | 30 | 30
Tier 1 | US | WECC | CISD |  |  |  |  | Sun Streams Solar 2 |  |  | PV-NT | SUN |  | Solar | 2021-04-15 |  | 150 | 21 | 0
Tier 1 | US | WECC | CISD |  |  |  |  | Palomar Energy Center 2 | 1 |  | GT | NG |  | Natural Gas and Other Gases | 2021-04-20 |  | 35 | 31.15 | 30.1
Tier 1 | US | WECC | CISD |  |  |  |  | Fluence Kearny Mesa |  |  | BA | MWH |  | Other | 2021-08-01 |  | 20 | 20 | 20
Tier 1 | US | WECC | CISD |  |  |  |  | Valley Center Energy Storage |  |  | BA | MWH |  | Other | 2021-08-01 |  | 54 | 54 | 54
Tier 1 | US | WECC | CISD |  |  |  |  | Valley Center Energy Storage B |  |  | BA | MWH |  | Other | 2021-08-01 |  | 60 | 60 | 60
Tier 1 | US | WECC | CISD |  |  |  |  | Rugged Solar Farm | 1 |  | PV-NT | SUN |  | Solar | 2021-11-01 |  | 71.88 | 10.0632 | 0
Tier 1 | US | WECC | CISD |  |  |  |  | Fallbrook Energy Storage | 1 |  | BA | MWH |  | Other | 2022-01-01 |  | 69.6 | 69.6 | 69.6
Tier 1 | US | WECC | CISD |  |  |  |  | LeConte |  |  | BA | MWH |  | Other | 2022-08-01 |  | 40 | 40 | 40
Tier 1 | US | WECC | CISD |  |  |  |  | Cameron |  |  | PV-NT | SUN |  | Solar | 2021-07-15 |  | 2.4 | 0.336 | 0
Tier 1 | US | WECC | CISD |  |  |  |  | ORNI33, LLC |  |  | PV-NT | SUN |  | Solar | 2021-07-01 |  | 20 | 2.8 | 0
Tier 2 | US | WECC | CISD |  |  |  |  | North Johnson Energy Center |  |  | BA | MWH |  | Other | 2022-06-01 |  | 25 | 25 | 25
Tier 3 | US | WECC | CISD |  |  |  |  | Baja_California_Wind (Generic) |  |  | WT | WND |  | Wind | 2031-01-01 |  | 495 | 495 | 495
Tier 3 | US | WECC | CISD |  |  |  |  | Greater_Imperial_Geothermal (Generic) |  |  | ST | GEO |  | Geothermal | 2031-01-01 |  | 600 | 600 | 600
Tier 3 | US | WECC | CISD |  |  |  |  | Greater_Imperial_Solar (Generic) |  |  | PV-NT | SUN |  | Solar | 2031-01-01 |  | 333 | 333 | 333
Tier 3 | US | WECC | CISD |  |  |  |  | Greater_Imperial_Solar (Generic) |  |  | PV-NT | SUN |  | Solar | 2031-01-01 |  | 215 | 215 | 215
Tier 3 | US | WECC | CISD |  |  |  |  | Pumped Hydro Storage (Generic) |  |  | HY | WAT |  | Conventional Hydro | 2031-01-01 |  | 314 | 314 | 314
Tier 3 | US | WECC | CISD |  |  |  |  | San Diego-IV Battery (Generic) |  |  | BA | MWH |  | Other | 2031-01-01 |  | 200 | 200 | 200
Tier 3 | US | WECC | CISD |  |  |  |  | San Diego-IV Battery (Generic) |  |  | BA | MWH |  | Other | 2031-01-01 |  | 50 | 50 | 50
Tier 3 | US | WECC | CISD |  |  |  |  | San Diego-IV Battery (Generic) |  |  | BA | MWH |  | Other | 2031-01-01 |  | 300 | 300 | 300
Tier 3 | US | WECC | CISD |  |  |  |  | San Diego-IV Battery (Generic) |  |  | BA | MWH |  | Other | 2031-01-01 |  | 200 | 200 | 200
Tier 3 | US | WECC | CISD |  |  |  |  | San Diego-IV Battery (Generic) |  |  | BA | MWH |  | Other | 2031-01-01 |  | 250 | 250 | 250
Tier 3 | US | WECC | CISD |  |  |  |  | San Diego-IV Battery (Generic) |  |  | BA | MWH |  | Other | 2031-01-01 |  | 160 | 160 | 160
Tier 3 | US | WECC | CISD |  |  |  |  | San Diego-IV Battery (Generic) |  |  | BA | MWH |  | Other | 2031-01-01 |  | 10 | 10 | 10
Existing | US | WECC | LDWP |  | 57305 | 1 |  | Adelanto Solar Facility | 1 |  | PV-NT | SUN |  | Solar | 2012-06-30 |  | 10 | 10 | 10
Existing | US | WECC | LDWP |  |  |  |  | Beacon Solar Project | 1 |  | PV-NT | SUN |  | Solar | 2017-01-01 |  | 250 | 250 | 250
Existing | US | WECC | LDWP |  | 391 | 1 |  | Big Pine | 1 |  | HY | WAT |  | Conventional Hydro | 1925-07-01 |  | 3.2 | 3.04 | 3.04
Existing | US | WECC | LDWP |  | 392 | 1 |  | Castaic | 1 |  | PS | WAT |  | Pumped Storage | 1973-07-01 |  | 271 | 208 | 208
Existing | US | WECC | LDWP |  | 392 | 2 |  | Castaic | 2 |  | PS | WAT |  | Pumped Storage | 1974-07-01 |  | 271 | 208 | 208
Existing | US | WECC | LDWP |  | 392 | 3 |  | Castaic | 3 |  | PS | WAT |  | Pumped Storage | 1976-07-01 |  | 271 | 208 | 208
Existing | US | WECC | LDWP |  | 392 | 4 |  | Castaic | 4 |  | PS | WAT |  | Pumped Storage | 1977-06-01 |  | 271 | 208 | 208
Existing | US | WECC | LDWP |  | 392 | 5 |  | Castaic | 5 |  | PS | WAT |  | Pumped Storage | 1977-12-01 |  | 271 | 208 | 208
Existing | US | WECC | LDWP |  | 392 | 6 |  | Castaic | 6 |  | PS | WAT |  | Pumped Storage | 1978-08-01 |  | 271 | 208 | 208
Existing | US | WECC | LDWP |  | 392 | 7 |  | Castaic | 7 |  | PS | WAT |  | Pumped Storage | 1972-01-01 |  | 56 | 56 | 56
Existing | US | WECC | LDWP |  | 393 | 1 |  | Control Gorge | 1 |  | HY | WAT |  | Conventional Hydro | 1952-04-01 |  | 37.5 | 37.5 | 37.5
Existing | US | WECC | LDWP |  |  |  |  | Copper Mountain 3 | 1 |  | PV-NT | SUN |  | Solar | 2015-12-31 |  | 210 | 210 | 210
Existing | US | WECC | LDWP |  | 394 | 1 |  | Cottonwood | 1 |  | HY | WAT |  | Conventional Hydro | 1908-11-01 |  | 0.75 | 1.2 | 1.2
Existing | US | WECC | LDWP |  | 394 | 2 |  | Cottonwood | 2 |  | HY | WAT |  | Conventional Hydro | 1909-10-01 |  | 0.75 | 1.2 | 1.2
Existing | US | WECC | LDWP |  | 395 | 1 |  | Division Creek | 1 |  | HY | WAT |  | Conventional Hydro | 1909-03-01 |  | 0.59 | 0.68 | 0.68
Existing | US | WECC | LDWP |  | 99999 |  |  | DWP Built Solar | 1 |  | PV-NT | SUN |  | Solar | 2013-08-01 |  | 3.5 | 3.5 | 3.5
Existing | US | WECC | LDWP |  | 99999 |  |  | DWP Solar Rooftop | 1 |  | PV-NT | SUN |  | Solar | 2011-12-05 |  | 2.1 | 2.1 | 2.1
Existing | US | WECC | LDWP |  | 396 | 1 |  | Foothill | 1 |  | HY | WAT |  | Conventional Hydro | 1971-10-01 |  | 11 | 9.9 | 9.9
Existing | US | WECC | LDWP |  | 397 | 1 |  | Franklin | 1 |  | HY | WAT |  | Conventional Hydro | 1921-06-01 |  | 2 | 2 | 2
Existing | US | WECC | LDWP |  | 398 | 1 |  | Haiwee | 1 |  | HY | WAT |  | Conventional Hydro | 1927-07-01 |  | 2.8 | 2.5 | 2.5
Existing | US | WECC | LDWP |  | 398 | 2 |  | Haiwee | 2 |  | HY | WAT |  | Conventional Hydro | 1927-07-01 |  | 2.8 | 2.5 | 2.5
Existing | US | WECC | LDWP |  | 399 |  |  | Harbor | 1 |  | CT | NG |  | Natural Gas and Other Gases | 1995-01-01 | 2029-12-31 | 85.3 | 78 | 78
Existing | US | WECC | LDWP |  | 399 |  |  | Harbor | 2 |  | CT | NG |  | Natural Gas and Other Gases | 1995-01-01 | 2029-12-31 | 85.3 | 78 | 78
Existing | US | WECC | LDWP |  | 399 | 5 |  | Harbor | 5 |  | CA | NG |  | Natural Gas and Other Gases | 1995-01-01 | 2026-12-31 | 75 | 65 | 65
Existing | US | WECC | LDWP |  | 399 |  |  | Harbor | 10 |  | GT | NG |  | Natural Gas and Other Gases | 2001-10-01 |  | 60.5 | 47.39 | 47.39
Existing | US | WECC | LDWP |  | 399 |  |  | Harbor | 11 |  | GT | NG |  | Natural Gas and Other Gases | 2001-10-01 |  | 60.5 | 47.39 | 47.39
Existing | US | WECC | LDWP |  | 399 |  |  | Harbor | 12 |  | GT | NG |  | Natural Gas and Other Gases | 2001-10-01 |  | 60.5 | 47.39 | 47.39
Existing | US | WECC | LDWP |  | 399 |  |  | Harbor | 13 |  | GT | NG |  | Natural Gas and Other Gases | 2001-10-01 |  | 60.5 | 47.39 | 47.39
Existing | US | WECC | LDWP |  | 399 |  |  | Harbor | 14 |  | GT | NG |  | Natural Gas and Other Gases | 2001-10-01 |  | 60.5 | 47.39 | 47.39
Existing | US | WECC | LDWP |  | 400 | 1 |  | Haynes | 1 |  | ST | NG |  | Natural Gas and Other Gases | 1962-09-01 | 2023-12-31 | 230 | 222 | 222
Existing | US | WECC | LDWP |  | 400 | 2 |  | Haynes | 2 |  | ST | NG |  | Natural Gas and Other Gases | 1963-04-01 | 2023-12-31 | 230 | 222 | 222
Existing | US | WECC | LDWP |  | 400 | 8 |  | Haynes | CC 8 |  | CA | NG |  | Natural Gas and Other Gases | 2005-01-01 | 2029-12-31 | 264.35 | 250 | 250
Existing | US | WECC | LDWP |  | 400 | 9 |  | Haynes | CC 9 |  | CT | NG |  | Natural Gas and Other Gases | 2005-01-01 | 2029-12-31 | 182.75 | 162.5 | 162.5
Existing | US | WECC | LDWP |  | 400 | 10 |  | Haynes | CC10 |  | CT | NG |  | Natural Gas and Other Gases | 2005-01-01 | 2029-12-31 | 182.75 | 162.5 | 162.5
Existing | US | WECC | LDWP |  | 400 | 11 |  | Haynes CT600 | 11 |  | GT | NG |  | Natural Gas and Other Gases | 2013-06-19 |  | 108.2 | 99.4 | 99.4
Existing | US | WECC | LDWP |  | 400 | 12 |  | Haynes CT600 | 12 |  | GT | NG |  | Natural Gas and Other Gases | 2013-06-19 |  | 108.2 | 99.4 | 99.4
Existing | US | WECC | LDWP |  | 400 | 13 |  | Haynes CT600 | 13 |  | GT | NG |  | Natural Gas and Other Gases | 2013-06-19 |  | 108.2 | 99.4 | 99.4
Existing | US | WECC | LDWP |  | 400 | 14 |  | Haynes CT600 | 14 |  | GT | NG |  | Natural Gas and Other Gases | 2013-06-19 |  | 108.2 | 99.4 | 99.4
Existing | US | WECC | LDWP |  | 400 | 15 |  | Haynes CT600 | 15 |  | GT | NG |  | Natural Gas and Other Gases | 2013-06-19 |  | 108.2 | 99.4 | 99.4
Existing | US | WECC | LDWP |  | 400 | 16 |  | Haynes CT600 | 16 |  | GT | NG |  | Natural Gas and Other Gases | 2013-06-29 |  | 108.2 | 99.4 | 99.4
Existing | US | WECC | LDWP |  |  |  |  | Heber 1 Geothermal | 1 |  | ST | GEO |  | Geothermal | 2016-02-02 |  | 35 | 35 | 35
Existing | US | WECC | LDWP |  | 154 | N8 |  | Hoover | N8 |  | HY | WAT |  | Conventional Hydro | 1961-12-01 |  | 319.8108 | 319.965 | 319.965
Existing | US | WECC | LDWP |  |  |  |  | Hudson Ranch | 1 |  | ST | GEO |  | Geothermal | 2015-05-04 |  | 55 | 55 | 55
Existing | US | WECC | LDWP |  | 6481 | 1 |  | Intermountain | 1 |  | ST | BIT |  | Coal | 1986-06-09 | 2025-06-30 | 615 | 675 | 675
Existing | US | WECC | LDWP |  | 6481 | 2 |  | Intermountain | 2 |  | ST | BIT |  | Coal | 1987-04-30 | 2025-06-30 | 615 | 675 | 675
Existing | US | WECC | LDWP |  | 10623 |  |  | LA Civic Center | 1 |  | CT | NG |  | Natural Gas and Other Gases | 1989-08-01 |  | 22.1 | 0.35 | 0.35
Existing | US | WECC | LDWP |  | 10623 |  |  | LA Civic Center | 2 |  | CA | NG |  | Natural Gas and Other Gases | 1989-08-01 |  | 12.4 | 0.35 | 0.35
Existing | US | WECC | LDWP |  | 10048 |  |  | LAX Airport | 1 |  | GT | NG |  | Natural Gas and Other Gases | 1985-02-01 |  | 4 | 0.35 | 0.35
Existing | US | WECC | LDWP |  | 10048 |  |  | LAX Airport | 2 |  | GT | NG |  | Natural Gas and Other Gases | 1985-02-01 |  | 4 | 0.35 | 0.35
Existing | US | WECC | LDWP |  | 401 | 1 |  | Middle Gorge | 1 |  | HY | WAT |  | Conventional Hydro | 1952-05-01 |  | 37.5 | 37.5 | 37.5
Existing | US | WECC | LDWP |  | 57079 | 1 |  | Milford Phase I Wind | 97 |  | WT | WND |  | Wind | 2009-11-15 |  | 185 | 185 | 185
Existing | US | WECC | LDWP |  | 57107 | 1 |  | Milford Phase II Wind | 68 |  | WT | WND |  | Wind | 2011-05-02 |  | 102 | 102 | 102
Existing | US | WECC | LDWP |  |  |  |  | Moapa Southern Paiute Solar | 1 |  | PV-NT | SUN |  | Solar | 2017-03-17 |  | 250 | 250 | 250
Existing | US | WECC | LDWP |  | 316 | 1 |  | MWD Supulveda | 1 |  | HY | WAT |  | Conventional Hydro | 2009-01-01 |  | 8.5 | 8.5 | 8.5
Existing | US | WECC | LDWP |  | 57854 | 1 |  | N. Hollywood PS | 1 |  | HY | WAT |  | Conventional Hydro | 2010-09-02 |  | 1 | 1 | 1
Existing | US | WECC | LDWP |  | 10884 |  |  | Olive View MC | 1 |  | GT | NG |  | Natural Gas and Other Gases | 1987-02-01 |  | 2.79 | 0.35 | 0.35
Existing | US | WECC | LDWP |  | 10884 |  |  | Olive View MC | 2 |  | GT | NG |  | Natural Gas and Other Gases | 1987-02-01 |  | 2.79 | 0.35 | 0.35
Existing | US | WECC | LDWP |  |  |  |  | Ormesa Geothermal | 1 |  | ST | GEO |  | Geothermal | 2017-11-30 |  | 30 | 30 | 30
Existing | US | WECC | LDWP |  | 6008 | 1 |  | Palo Verde | 1 |  | ST | NUC |  | Nuclear | 1986-01-01 |  | 80.274 | 75 | 75
Existing | US | WECC | LDWP |  | 6008 | 2 |  | Palo Verde | 2 |  | ST | NUC |  | Nuclear | 1986-09-01 |  | 80.0908 | 75 | 75
Existing | US | WECC | LDWP |  | 6008 | 3 |  | Palo Verde | 3 |  | ST | NUC |  | Nuclear | 1988-01-01 |  | 80.2128 | 75 | 75
Existing | US | WECC | LDWP |  | 56433 | 1 |  | Pine Tree | 90 |  | WT | WND |  | Wind | 2009-07-01 |  | 135 | 135 | 135
Existing | US | WECC | LDWP |  | 402 | 1 |  | Pleasant Valley | 1 |  | HY | WAT |  | Conventional Hydro | 1958-02-01 |  | 3.2 | 3.05 | 3.05
Existing | US | WECC | LDWP |  | 50148 |  |  | Praxair | 1 |  | OT | OG |  | Natural Gas and Other Gases | 1988-12-01 |  | 25 | 0 | 0
Existing | US | WECC | LDWP |  | 50148 |  |  | Praxair | 2 |  | OT | OG |  | Natural Gas and Other Gases | 1988-12-01 |  | 6 | 0 | 0
Existing | US | WECC | LDWP |  |  |  |  | RE Cinco Solar | 1 |  | PV-T | SUN |  | Solar | 2016-01-01 |  | 60 | 60 | 60
Existing | US | WECC | LDWP |  | 403 | 1 |  | San Fernando | 1 |  | HY | WAT |  | Conventional Hydro | 1922-10-01 |  | 2.79 | 3.2 | 3.2
Existing | US | WECC | LDWP |  | 403 | 2 |  | San Fernando | 2 |  | HY | WAT |  | Conventional Hydro | 1922-10-01 |  | 2.79 | 2.89 | 2.89
Existing | US | WECC | LDWP |  | 6479 | 3 |  | San Francisquito 1 | 3 |  | HY | WAT |  | Conventional Hydro | 1917-04-01 |  | 7.5 | 10 | 10
Existing | US | WECC | LDWP |  | 6479 | 4 |  | San Francisquito 1 | 4 |  | HY | WAT |  | Conventional Hydro | 1923-05-01 |  | 10 | 12 | 12
Existing | US | WECC | LDWP |  | 6479 |  |  | San Francisquito 1 | 1A |  | HY | WAT |  | Conventional Hydro | 1983-12-01 |  | 25 | 27 | 27
Existing | US | WECC | LDWP |  | 6479 | 6 |  | San Francisquito 1 | 5A |  | HY | WAT |  | Conventional Hydro | 1987-04-01 |  | 22.5 | 27 | 27
Existing | US | WECC | LDWP |  | 6480 | 2 |  | San Francisquito 2 | 2 |  | HY | WAT |  | Conventional Hydro | 1920-08-01 |  | 14 | 14 | 14
Existing | US | WECC | LDWP |  | 6480 | 3 |  | San Francisquito 2 | 3 |  | HY | WAT |  | Conventional Hydro | 1932-09-01 |  | 14 | 18 | 18
Existing | US | WECC | LDWP |  | 2451 | 4 |  | San Juan | 4 |  | ST | BIT |  | Coal | 1982-04-01 | 2022-06-30 | 55.7185 | 50.8996 | 51.3012
Existing | US | WECC | LDWP |  | 7077 | 1 |  | Sawtelle | 1 |  | HY | WAT |  | Conventional Hydro | 1986-06-01 |  | 0.64 | 0.65 | 0.65
Existing | US | WECC | LDWP |  | 404 | 1 |  | Scattergood | 1 |  | ST | NG |  | Natural Gas and Other Gases | 1958-12-01 | 2024-06-30 | 163.19 | 111.8 | 111.8
Existing | US | WECC | LDWP |  | 404 | 2 |  | Scattergood | 2 |  | ST | NG |  | Natural Gas and Other Gases | 1959-07-01 | 2024-06-30 | 163.19 | 184 | 184
Existing | US | WECC | LDWP |  |  |  |  | Scattergood CC3 | 4 |  | CT | NG |  | Natural Gas and Other Gases | 2015-12-30 |  | 216.9 | 211.2 | 211.2
Existing | US | WECC | LDWP |  |  |  |  | Scattergood CC3 | 5 |  | ST | NG |  | Natural Gas and Other Gases | 2015-12-30 |  | 118.9 | 102.2 | 102.2
Existing | US | WECC | LDWP |  |  |  |  | Scattergood CT3 | 6 |  | GT | NG |  | Natural Gas and Other Gases | 2015-10-29 |  | 106.9 | 102 | 102
Existing | US | WECC | LDWP |  |  |  |  | Scattergood CT3 | 7 |  | GT | NG |  | Natural Gas and Other Gases | 2015-12-04 |  | 106.9 | 102 | 102
Existing | US | WECC | LDWP |  | 99999 |  |  | Solar CNM (SB1) | 1 |  | PV-NT | SUN |  | Solar | 2011-12-05 |  | 249 | 249 | 249
Existing | US | WECC | LDWP |  | 99999 |  |  | Solar Feed-In-Tariff | 1 |  | PV-NT | SUN |  | Solar | 2013-08-01 |  | 45.7 | 45.7 | 45.7
Existing | US | WECC | LDWP |  |  |  |  | Solar_Basin 2017 | 1 |  | PV-NT | SUN |  | Solar | 2017-08-01 |  | 16 | 16 | 16
Existing | US | WECC | LDWP |  |  |  |  | Solar_Basin 2018 | 1 |  | PV-NT | SUN |  | Solar | 2018-08-01 |  | 17 | 17 | 17
Existing | US | WECC | LDWP |  |  |  |  | Solar_Basin 2019 | 1 |  | PV-NT | SUN |  | Solar | 2019-08-01 |  | 17 | 17 | 17
Existing | US | WECC | LDWP |  |  |  |  | Solar_FIT 2017 | 1 |  | PV-NT | SUN |  | Solar | 2017-08-01 |  | 8 | 8 | 8
Existing | US | WECC | LDWP |  |  |  |  | Solar_FIT 2018 | 1 |  | PV-NT | SUN |  | Solar | 2018-08-01 |  | 7 | 7 | 7
Existing | US | WECC | LDWP |  |  |  |  | Solar_FIT 2019 | 1 |  | PV-NT | SUN |  | Solar | 2019-08-01 |  | 8 | 8 | 8
Existing | US | WECC | LDWP |  |  |  |  | Solar_FIT 2019 | 1 |  | PV-NT | SUN |  | Solar | 2019-08-01 |  | 7 | 7 | 7
Existing | US | WECC | LDWP |  |  |  |  | Solar_Owens 2017 | 1 |  | PV-NT | SUN |  | Solar | 2017-08-01 |  | 50 | 50 | 50
Existing | US | WECC | LDWP |  |  |  |  | Solar_Owens 2018 | 1 |  | PV-NT | SUN |  | Solar | 2018-08-01 |  | 50 | 50 | 50
Existing | US | WECC | LDWP |  |  |  |  | Solar_SB1 2015 | 1 |  | PV-NT | SUN |  | Solar | 2015-08-01 |  | 22 | 0 | 0
Existing | US | WECC | LDWP |  |  |  |  | Solar_SB1 2016 | 1 |  | PV-NT | SUN |  | Solar | 2016-08-01 |  | 19 | 0 | 0
Existing | US | WECC | LDWP |  |  |  |  | Solar_SB1 2017 | 1 |  | PV-NT | SUN |  | Solar | 2017-08-01 |  | 5 | 0 | 0
Existing | US | WECC | LDWP |  |  |  |  | Solar_SB1 2018 | 1 |  | PV-NT | SUN |  | Solar | 2018-08-01 |  | 5 | 0 | 0
Existing | US | WECC | LDWP |  |  |  |  | Solar_SB1 2019 | 1 |  | PV-NT | SUN |  | Solar | 2019-08-01 |  | 5 | 0 | 0
Existing | US | WECC | LDWP |  | 57306 | 1 |  | Solar-Pine Tree | 1 |  | PV-NT | SUN |  | Solar | 2013-03-30 |  | 8.5 | 8.5 | 8.5
Existing | US | WECC | LDWP |  |  |  |  | Springbok 1 Solar | 1 |  | PV-T | SUN |  | Solar | 2016-07-01 |  | 105 | 105 | 105
Existing | US | WECC | LDWP |  |  |  |  | Springbok 2 Solar | 2 |  | PV-T | SUN |  | Solar | 2016-09-01 |  | 155 | 155 | 155
Existing | US | WECC | LDWP |  |  |  |  | Springbok 3 Solar | 1 |  | PV-NT | SUN |  | Solar | 2019-01-31 |  | 90 | 90 | 90
Existing | US | WECC | LDWP |  | 50530 |  |  | Texaco Cogen | 1 |  | GT | NG |  | Natural Gas and Other Gases | 1982-12-01 |  | 30 | 13 | 13
Existing | US | WECC | LDWP |  | 50530 |  |  | Texaco Cogen | 2 |  | GT | NG |  | Natural Gas and Other Gases | 1982-12-02 |  | 30 | 13 | 13
Existing | US | WECC | LDWP |  | 50530 |  |  | Texaco Cogen | 3 |  | OT | OG |  | Natural Gas and Other Gases | 1991-04-01 |  | 23 | 13 | 13
Existing | US | WECC | LDWP |  | 54451 |  |  | Tosco | 2 |  | OT | OG |  | Natural Gas and Other Gases | 1988-05-01 |  | 58.5 | 0 | 0
Existing | US | WECC | LDWP |  | 54327 |  |  | Toyon LFG | 1 |  | IC | LFG |  | Biomass | 2010-09-01 |  | 1.8 | 1.8 | 1.8
Existing | US | WECC | LDWP |  | 54327 |  |  | Toyon LFG | 2 |  | IC | LFG |  | Biomass | 2010-09-01 |  | 1.8 | 1.8 | 1.8
Existing | US | WECC | LDWP |  |  |  |  | Tungsten Mountain Geothermal | 1 |  | ST | GEO |  | Geothermal | 2017-12-01 |  | 24 | 24 | 24
Existing | US | WECC | LDWP |  | 52073 |  |  | UCLA Chiller CG | 1 |  | CA | NG |  | Natural Gas and Other Gases | 1993-10-01 |  | 14 | 0 | 0
Existing | US | WECC | LDWP |  | 52073 |  |  | UCLA Chiller CG | 2 |  | CT | NG |  | Natural Gas and Other Gases | 1993-10-01 |  | 14.5 | 0 | 0
Existing | US | WECC | LDWP |  | 52073 |  |  | UCLA Chiller CG | 3 |  | CT | NG |  | Natural Gas and Other Gases | 1993-10-01 |  | 14.5 | 0 | 0
Existing | US | WECC | LDWP |  | 407 | 1 |  | Upper Gorge | 1 |  | HY | WAT |  | Conventional Hydro | 1953-06-01 |  | 37.5 | 37.5 | 37.5
Existing | US | WECC | LDWP |  | 408 | 6 |  | Valley | CC 6 |  | CT | NG |  | Natural Gas and Other Gases | 2003-09-01 |  | 182.8 | 162 | 162
Existing | US | WECC | LDWP |  | 408 | 7 |  | Valley | CC 7 |  | CT | NG |  | Natural Gas and Other Gases | 2003-09-01 |  | 182.8 | 162 | 162
Existing | US | WECC | LDWP |  | 408 | 8 |  | Valley | CC 8 |  | CA | NG |  | Natural Gas and Other Gases | 2003-11-01 |  | 264.4 | 209 | 209
Existing | US | WECC | LDWP |  | 408 | 5 |  | Valley | GT 5 |  | GT | NG |  | Natural Gas and Other Gases | 2001-08-01 |  | 60.5 | 43 | 43
Existing | US | WECC | LDWP |  |  |  |  | Wind-Pine Canyon | 1 |  | WT | WND |  | Wind | 2018-08-01 |  | 120 | 120 | 120
Existing | US | WECC | LDWP |  |  |  |  | NV Geothermal Portfolio | 1 |  | ST | GEO |  | Geothermal | 2019-08-01 |  | 114 | 114 | 114
Existing | US | WECC | LDWP |  |  |  |  | Solar_Basin 2020 | 1 |  | PV-NT | SUN |  | Solar | 2020-08-01 |  | 17 | 17 | 17
Existing | US | WECC | LDWP |  |  |  |  | Solar_FIT 2020 | 1 |  | PV-NT | SUN |  | Solar | 2020-08-01 |  | 7 | 7 | 7
Existing | US | WECC | LDWP |  |  |  |  | Solar_Owens 2020 | 1 |  | PV-NT | SUN |  | Solar | 2020-12-31 |  | 50 | 50 | 50
Existing | US | WECC | LDWP |  |  |  |  | Solar_SB1 2020 | 1 |  | PV-NT | SUN |  | Solar | 2020-12-31 |  | 6 | 0 | 0
Tier 1 | US | WECC | LDWP |  |  |  |  | Solar_Basin 2021 | 1 |  | PV-NT | SUN |  | Solar | 2021-08-01 |  | 13 | 13 | 13
Tier 1 | US | WECC | LDWP |  |  |  |  | Solar_FIT 2021 | 1 |  | PV-NT | SUN |  | Solar | 2021-08-01 |  | 8 | 8 | 8
Tier 1 | US | WECC | LDWP |  |  |  |  | Solar_SB1 2021 | 1 |  | PV-NT | SUN |  | Solar | 2021-08-01 |  | 7 | 0 | 0
Tier 1 | US | WECC | LDWP |  |  |  |  | Solar_FIT 2022 | 1 |  | PV-NT | SUN |  | Solar | 2022-08-01 |  | 7 | 7 | 7
Tier 1 | US | WECC | LDWP |  |  |  |  | Solar_SB1 2022 | 1 |  | PV-NT | SUN |  | Solar | 2022-08-01 |  | 7 | 0 | 0
Tier 1 | US | WECC | LDWP |  |  |  |  | Solar_FIT 2023 | 1 |  | PV-NT | SUN |  | Solar | 2023-08-01 |  | 8 | 8 | 8
Tier 1 | US | WECC | LDWP |  |  |  |  | Solar_SB1 2023 | 1 |  | PV-NT | SUN |  | Solar | 2023-08-01 |  | 8 | 0 | 0
Tier 1 | US | WECC | LDWP |  |  |  |  | Haynes 12CC | 12 |  | CC | NG |  | Natural Gas and Other Gases | 2023-12-31 |  | 444 | 444 | 444
Tier 1 | US | WECC | LDWP |  |  |  |  | Eland Solar | 1 |  | PV-NT | SUN |  | Solar | 2024-08-01 |  | 500 | 500 | 250
Tier 1 | US | WECC | LDWP |  |  |  |  | Solar_FIT 2024 | 1 |  | PV-NT | SUN |  | Solar | 2024-08-01 |  | 7 | 7 | 7
Tier 1 | US | WECC | LDWP |  |  |  |  | Solar_SB1 2024 | 1 |  | PV-NT | SUN |  | Solar | 2024-08-01 |  | 8 | 0 | 0
Tier 1 | US | WECC | LDWP |  |  |  |  | Utah CC | 1 |  | CC | NG |  | Natural Gas and Other Gases | 2025-07-01 |  | 422 | 422 | 422
Tier 1 | US | WECC | LDWP |  |  |  |  | Utah CC | 2 |  | CC | NG |  | Natural Gas and Other Gases | 2025-07-01 |  | 422 | 422 | 422
Tier 1 | US | WECC | LDWP |  |  |  |  | Solar_FIT 2025 | 1 |  | PV-NT | SUN |  | Solar | 2025-08-01 |  | 8 | 8 | 8
Tier 1 | US | WECC | LDWP |  |  |  |  | Solar_SB1 2025 | 1 |  | PV-NT | SUN |  | Solar | 2025-08-01 |  | 9 | 0 | 0
Tier 1 | US | WECC | LDWP |  |  |  |  | Solar_FIT 2026 | 1 |  | PV-NT | SUN |  | Solar | 2026-08-01 |  | 7 | 7 | 7
Tier 1 | US | WECC | LDWP |  |  |  |  | Solar_SB1 2026 | 1 |  | PV-NT | SUN |  | Solar | 2026-08-01 |  | 9 | 0 | 0
Tier 1 | US | WECC | LDWP |  |  |  |  | Harbor CC | 1 |  | CC | NG |  | Natural Gas and Other Gases | 2026-12-31 |  | 215 | 215 | 215
Tier 1 | US | WECC | LDWP |  |  |  |  | Solar_SB1 2027 | 1 |  | PV-NT | SUN |  | Solar | 2027-08-01 |  | 9 | 0 | 0
Tier 1 | US | WECC | LDWP |  |  |  |  | Solar_SB1 2028 | 1 |  | PV-NT | SUN |  | Solar | 2028-08-01 |  | 10 | 0 | 0
Tier 1 | US | WECC | LDWP |  |  |  |  | Solar_SB1 2029 | 1 |  | PV-NT | SUN |  | Solar | 2029-08-01 |  | 10 | 0 | 0
Tier 1 | US | WECC | LDWP |  |  |  |  | Haynes 8910CC | 8 |  | CC | NG |  | Natural Gas and Other Gases | 2029-12-31 |  | 575 | 575 | 575
Tier 1 | US | WECC | LDWP |  |  |  |  | Solar_SB1 2030 | 1 |  | PV-NT | SUN |  | Solar | 2030-08-01 |  | 10 | 0 | 0
Existing | US | WECC | TIDC |  | 7315 | 1 |  | Almond Power Plant | 1 |  | CS | NG |  | Natural Gas and Other Gases | 1996-05-01 |  | 57.2 | 49.89 | 49.89
Existing | US | WECC | TIDC |  | 7315 | 2 |  | Almond Power Plant | 2 |  | CT | NG |  | Natural Gas and Other Gases | 2012-07-13 |  | 76.93 | 54.2 | 54.2
Existing | US | WECC | TIDC |  | 7315 | 3 |  | Almond Power Plant | 3 |  | CT | NG |  | Natural Gas and Other Gases | 2012-07-13 |  | 76.93 | 54.2 | 54.2
Existing | US | WECC | TIDC |  | 7315 | 4 |  | Almond Power Plant | 4 |  | CT | NG |  | Natural Gas and Other Gases | 2012-07-13 |  | 76.93 | 54.2 | 54.2
Existing | US | WECC | TIDC |  | 489 | 1 |  | Dawson Power Plant | 1 |  | HY | WAT |  | Conventional Hydro | 1983-11-01 |  | 4.66 | 5.7 | 5.7
Existing | US | WECC | TIDC |  | 439 | 1 |  | Don Pedro | 1 |  | HY | WAT |  | Conventional Hydro | 1971-05-01 |  | 47.89 | 55 | 55
Existing | US | WECC | TIDC |  | 439 | 2 |  | Don Pedro | 2 |  | HY | WAT |  | Conventional Hydro | 1971-05-01 |  | 47.89 | 55 | 55
Existing | US | WECC | TIDC |  | 439 | 3 |  | Don Pedro | 3 |  | HY | WAT |  | Conventional Hydro | 1971-05-01 |  | 47.89 | 55 | 55
Existing | US | WECC | TIDC |  | 439 | 4 |  | Don Pedro | 4 |  | HY | WAT |  | Conventional Hydro | 1989-04-01 |  | 38.2 | 38.2 | 38.2
Existing | US | WECC | TIDC |  | 440 | 1 |  | La Grange | 1 |  | HY | WAT |  | Conventional Hydro | 1924-12-01 |  | 1.53 | 1.35 | 1.35
Existing | US | WECC | TIDC |  | 440 | 2 |  | La Grange | 2 |  | HY | WAT |  | Conventional Hydro | 1924-12-01 |  | 3.75 | 3.79 | 3.79
Existing | US | WECC | TIDC |  | 4256 | 1 |  | Walnut | 1 |  | GT | NG |  | Natural Gas and Other Gases | 1986-04-01 |  | 33.7 | 24.8 | 24.8
Existing | US | WECC | TIDC |  | 4256 | 2 |  | Walnut | 2 |  | GT | NG |  | Natural Gas and Other Gases | 1986-04-01 |  | 33.7 | 24.8 | 24.8
Existing | US | WECC | TIDC |  | 56078 | 1 |  | Walnut Energy Center | 1 |  | CT | NG |  | Natural Gas and Other Gases | 2006-03-01 |  | 111.59 | 82.29 | 82.29
Existing | US | WECC | TIDC |  | 56078 | 2 |  | Walnut Energy Center | 2 |  | CT | NG |  | Natural Gas and Other Gases | 2006-03-01 |  | 111.59 | 82.29 | 82.29
Existing | US | WECC | TIDC |  | 56078 | 3 |  | Walnut Energy Center | 3 |  | CA | NG |  | Natural Gas and Other Gases | 2006-03-01 |  | 130.31 | 93.59 | 93.59
Existing | US | WECC | AVA |  | 8022 | 1 |  | Boulder Park | 1 |  | IC | NG |  | Natural Gas and Other Gases | 2002-05-01 |  | 4.1 | 4.1 | 4.1
Existing | US | WECC | AVA |  | 8022 | 2 |  | Boulder Park | 2 |  | IC | NG |  | Natural Gas and Other Gases | 2002-05-01 |  | 4.1 | 4.1 | 4.1
Existing | US | WECC | AVA |  | 8022 | 3 |  | Boulder Park | 3 |  | IC | NG |  | Natural Gas and Other Gases | 2002-05-01 |  | 4.1 | 4.1 | 4.1
Existing | US | WECC | AVA |  | 8022 | 4 |  | Boulder Park | 4 |  | IC | NG |  | Natural Gas and Other Gases | 2002-05-01 |  | 4.1 | 4.1 | 4.1
Existing | US | WECC | AVA |  | 8022 | 5 |  | Boulder Park | 5 |  | IC | NG |  | Natural Gas and Other Gases | 2002-05-01 |  | 4.1 | 4.1 | 4.1
Existing | US | WECC | AVA |  | 8022 | 6 |  | Boulder Park | 6 |  | IC | NG |  | Natural Gas and Other Gases | 2002-05-01 |  | 4.1 | 4.1 | 4.1
Existing | US | WECC | AVA |  | 3891 | 1 |  | Box Canyon | 1 |  | HY | WAT |  | Conventional Hydro | 1956-01-01 |  | 22.5 | 22.5 | 22.5
Existing | US | WECC | AVA |  | 3891 | 2 |  | Box Canyon | 2 |  | HY | WAT |  | Conventional Hydro | 1956-01-01 |  | 22.5 | 22.5 | 22.5
Existing | US | WECC | AVA |  | 3891 | 3 |  | Box Canyon | 3 |  | HY | WAT |  | Conventional Hydro | 1956-01-01 |  | 22.5 | 22.5 | 22.5
Existing | US | WECC | AVA |  | 3891 | 4 |  | Box Canyon | 4 |  | HY | WAT |  | Conventional Hydro | 1956-01-01 |  | 22.5 | 22.5 | 22.5
Existing | US | WECC | AVA |  | 833 | 1 |  | Cabinet Gorge | 1 |  | HY | WAT |  | Conventional Hydro | 1952-01-01 |  | 59.39 | 44.28 | 66.5
Existing | US | WECC | AVA |  | 833 | 2 |  | Cabinet Gorge | 2 |  | HY | WAT |  | Conventional Hydro | 1952-01-01 |  | 73.2 | 73.9 | 79.79
Existing | US | WECC | AVA |  | 833 | 3 |  | Cabinet Gorge | 3 |  | HY | WAT |  | Conventional Hydro | 1952-01-01 |  | 73.2 | 73.4 | 80.2
Existing | US | WECC | AVA |  | 833 | 4 |  | Cabinet Gorge | 4 |  | HY | WAT |  | Conventional Hydro | 1952-01-01 |  | 59.39 | 63 | 68.29
Existing | US | WECC | AVA |  | 99999 |  |  | Calispel | 1 |  | HY | WAT |  | Conventional Hydro | 1920-01-01 |  | 0.28 | 0 | 0
Existing | US | WECC | AVA |  | 99999 |  |  | Calispel | 2 |  | HY | WAT |  | Conventional Hydro | 1920-01-01 |  | 0.28 | 0 | 0
Existing | US | WECC | AVA |  | 50637 |  |  | Clearwater Paper IPP Lewiston | 3 |  | ST | WDS |  | Biomass | 1981-01-01 |  | 28.8 | 25.19 | 25.3
Existing | US | WECC | AVA |  | 50637 |  |  | Clearwater Paper IPP Lewiston | 4 |  | ST | WDS |  | Biomass | 1981-01-01 |  | 65 | 24 | 23.89
Existing | US | WECC | AVA |  | 7931 | 1 |  | Coyote Springs II | 1 |  | CT | NG |  | Natural Gas and Other Gases | 2003-07-01 |  | 170 | 173 | 207
Existing | US | WECC | AVA |  | 7931 | 2 |  | Coyote Springs II | 2 |  | CA | NG |  | Natural Gas and Other Gases | 2003-07-01 |  | 117 | 117 | 117
Existing | US | WECC | AVA |  | 99999 |  |  | Deep Creek | 1 |  | HY | WAT |  | Conventional Hydro | 1928-01-01 |  | 0.4 | 0 | 0
Existing | US | WECC | AVA |  | 99999 |  |  | Derr Creek | 1 |  | HY | WAT |  | Conventional Hydro | 2012-01-01 |  | 0.25 | 0 | 0
Existing | US | WECC | AVA |  | 57902 |  |  | Fighting Creek Landfill | 1 |  | IC | LFG |  | Biomass | 2012-01-01 |  | 1.6 | 1.6 | 1.6
Existing | US | WECC | AVA |  | 57902 |  |  | Fighting Creek Landfill | 2 |  | IC | LFG |  | Biomass | 2012-01-01 |  | 1.6 | 1.6 | 1.6
Existing | US | WECC | AVA |  | 54674 |  |  | Jim Ford Hydro | 1 |  | HY | WAT |  | Conventional Hydro | 1988-01-01 |  | 0.4 | 0 | 0
Existing | US | WECC | AVA |  | 54674 |  |  | Jim Ford Hydro | 2 |  | HY | WAT |  | Conventional Hydro | 1988-01-01 |  | 0.4 | 0 | 0
Existing | US | WECC | AVA |  | 54674 |  |  | Jim Ford Hydro | 3 |  | HY | WAT |  | Conventional Hydro | 1988-01-01 |  | 0.4 | 0 | 0
Existing | US | WECC | AVA |  | 99999 |  |  | John Day Creek | 1 |  | HY | WAT |  | Conventional Hydro | 1971-01-01 |  | 1.01 | 0 | 0
Existing | US | WECC | AVA |  | 550 | 1 |  | Kettle Falls | 1 |  | ST | WDS |  | Biomass | 1983-01-01 |  | 50.7 | 50 | 50.7
Existing | US | WECC | AVA |  | 550 | 2 |  | Kettle Falls | 2 |  | GT | NG |  | Natural Gas and Other Gases | 1983-01-01 |  | 7.2 | 6.2 | 8
Existing | US | WECC | AVA |  | 3866 | 1 |  | Little Falls | 1 |  | HY | WAT |  | Conventional Hydro | 1987-01-01 |  | 10.8 | 10.8 | 10.8
Existing | US | WECC | AVA |  | 3866 | 2 |  | Little Falls | 2 |  | HY | WAT |  | Conventional Hydro | 1987-01-01 |  | 10.8 | 10.8 | 10.8
Existing | US | WECC | AVA |  | 3866 | 3 |  | Little Falls | 3 |  | HY | WAT |  | Conventional Hydro | 1987-01-01 |  | 10.8 | 10.8 | 10.8
Existing | US | WECC | AVA |  | 3866 | 4 |  | Little Falls | 4 |  | HY | WAT |  | Conventional Hydro | 1987-01-01 |  | 10.8 | 10.8 | 10.8
Existing | US | WECC | AVA |  | 3867 | 1 |  | Long Lake | 1 |  | HY | WAT |  | Conventional Hydro | 1915-01-01 |  | 17.5 | 22.39 | 22.39
Existing | US | WECC | AVA |  | 3867 | 2 |  | Long Lake | 2 |  | HY | WAT |  | Conventional Hydro | 1915-01-01 |  | 17.5 | 22.5 | 22.5
Existing | US | WECC | AVA |  | 3867 | 3 |  | Long Lake | 3 |  | HY | WAT |  | Conventional Hydro | 1915-01-01 |  | 17.5 | 22.5 | 22.5
Existing | US | WECC | AVA |  | 3867 | 4 |  | Long Lake | 4 |  | HY | WAT |  | Conventional Hydro | 1915-01-01 |  | 17.5 | 22.1 | 22.1
Existing | US | WECC | AVA |  | 3868 |  |  | Meyers Falls | 1 |  | HY | WAT |  | Conventional Hydro | 1915-01-01 |  | 0.9 | 0.9 | 0.9
Existing | US | WECC | AVA |  | 3868 |  |  | Meyers Falls | 2 |  | HY | WAT |  | Conventional Hydro | 1915-01-01 |  | 0.28 | 0.28 | 0.28
Existing | US | WECC | AVA |  | 9095 | 6 |  | Monroe Street | 1 |  | HY | WAT |  | Conventional Hydro | 1971-01-01 |  | 14.8 | 15 | 15
Existing | US | WECC | AVA |  | 3869 | 1 |  | Nine Mile | 1 |  | HY | WAT |  | Conventional Hydro | 1906-01-01 |  | 8.8 | 8.8 | 8.8
Existing | US | WECC | AVA |  | 3869 | 2 |  | Nine Mile | 2 |  | HY | WAT |  | Conventional Hydro | 1906-01-01 |  | 8.8 | 8.8 | 8.8
Existing | US | WECC | AVA |  | 3869 |  |  | Nine Mile | 3 |  | HY | WAT |  | Conventional Hydro | 1906-01-01 |  | 10 | 10 | 10
Existing | US | WECC | AVA |  | 3869 |  |  | Nine Mile | 4 |  | HY | WAT |  | Conventional Hydro | 1906-01-01 |  | 10 | 10 | 10
Existing | US | WECC | AVA |  | 6210 | 1 |  | Northeast | 1 |  | GT | NG |  | Natural Gas and Other Gases | 2000-10-31 |  | 30.89 | 29 | 33.39
Existing | US | WECC | AVA |  | 6210 | 2 |  | Northeast | 2 |  | GT | NG |  | Natural Gas and Other Gases | 2000-10-31 |  | 30.89 | 29 | 33.39
Existing | US | WECC | AVA |  | 2199 | 1 |  | Noxon Rapids | 1 |  | HY | WAT |  | Conventional Hydro | 1955-01-01 |  | 99 | 113.85 | 120.3
Existing | US | WECC | AVA |  | 2199 | 2 |  | Noxon Rapids | 2 |  | HY | WAT |  | Conventional Hydro | 1955-01-01 |  | 76.79 | 105 | 120
Existing | US | WECC | AVA |  | 2199 | 3 |  | Noxon Rapids | 3 |  | HY | WAT |  | Conventional Hydro | 1955-01-01 |  | 99 | 113.9 | 120
Existing | US | WECC | AVA |  | 2199 | 4 |  | Noxon Rapids | 4 |  | HY | WAT |  | Conventional Hydro | 1955-01-01 |  | 99 | 113.9 | 120
Existing | US | WECC | AVA |  | 2199 | 5 |  | Noxon Rapids | 5 |  | HY | WAT |  | Conventional Hydro | 1955-01-01 |  | 114 | 134 | 142.24
Existing | US | WECC | AVA |  | 57530 | 1 |  | Palouse Wind | 1 |  | WT | WND |  | Wind | 2012-01-01 |  | 105.3 | 105.3 | 105.3
Existing | US | WECC | AVA |  | 99999 |  |  | Phillips Ranch | 1 |  | HY | WAT |  | Conventional Hydro | 2000-10-31 |  | 0.02 | 0 | 0
Existing | US | WECC | AVA |  | 55090 |  |  | Plummer Forest Products | 1 |  | ST | WDS |  | Biomass | 2000-10-31 |  | 6.2 | 5.79 | 5.79
Existing | US | WECC | AVA |  | 835 | 1 |  | Post Falls | 1 |  | HY | WAT |  | Conventional Hydro | 1906-01-01 |  | 2.25 | 2.79 | 2.89
Existing | US | WECC | AVA |  | 835 | 2 |  | Post Falls | 2 |  | HY | WAT |  | Conventional Hydro | 1906-01-01 |  | 2.25 | 2.79 | 2.89
Existing | US | WECC | AVA |  | 835 | 3 |  | Post Falls | 3 |  | HY | WAT |  | Conventional Hydro | 1906-01-01 |  | 2.25 | 2.79 | 2.89
Existing | US | WECC | AVA |  | 835 | 4 |  | Post Falls | 4 |  | HY | WAT |  | Conventional Hydro | 1906-01-01 |  | 2.25 | 2.79 | 2.89
Existing | US | WECC | AVA |  | 835 | 5 |  | Post Falls | 5 |  | HY | WAT |  | Conventional Hydro | 1906-01-01 |  | 2.25 | 2.79 | 2.89
Existing | US | WECC | AVA |  | 7456 | 1 |  | Rathdrum | 1 |  | GT | NG |  | Natural Gas and Other Gases | 2001-01-01 |  | 83.25 | 66 | 87.5
Existing | US | WECC | AVA |  | 7456 | 2 |  | Rathdrum | 2 |  | GT | NG |  | Natural Gas and Other Gases | 2001-01-01 |  | 83.25 | 66 | 87.5
Existing | US | WECC | AVA |  | 55179 |  |  | Rathdrum Power LLC | 1 |  | CT | NG |  | Natural Gas and Other Gases | 2001-01-01 |  | 179.4 | 150 | 166
Existing | US | WECC | AVA |  | 55179 |  |  | Rathdrum Power LLC | 2 |  | CA | NG |  | Natural Gas and Other Gases | 2001-01-01 |  | 122.09 | 98 | 110
Existing | US | WECC | AVA |  | 50091 |  |  | Sheep Creek Hydro | 1 |  | HY | WAT |  | Conventional Hydro | 1986-01-01 |  | 1.3 | 1.3 | 0.8
Existing | US | WECC | AVA |  | 9096 | 1 |  | Upper Falls (Post St) | 1 |  | HY | WAT |  | Conventional Hydro | 1910-01-01 |  | 10 | 10.19 | 10.19
Existing | US | WECC | AVA |  | 50380 |  |  | Upriver | 1 |  | HY | WAT |  | Conventional Hydro | 1936-01-01 |  | 2 | 0.5 | 1.5
Existing | US | WECC | AVA |  | 50380 |  |  | Upriver | 2 |  | HY | WAT |  | Conventional Hydro | 1936-01-01 |  | 2 | 0.5 | 1.5
Existing | US | WECC | AVA |  | 50380 |  |  | Upriver | 3 |  | HY | WAT |  | Conventional Hydro | 1936-01-01 |  | 2 | 0.5 | 1.5
Existing | US | WECC | AVA |  | 50380 |  |  | Upriver | 4 |  | HY | WAT |  | Conventional Hydro | 1936-01-01 |  | 5.79 | 1.5 | 5
Existing | US | WECC | AVA |  | 50380 |  |  | Upriver | 5 |  | HY | WAT |  | Conventional Hydro | 1936-01-01 |  | 5.79 | 1.5 | 5
Existing | US | WECC | AVA |  | 50886 |  |  | Wheelabrator Spokane | 1 |  | ST | MSW |  | Biomass | 1988-01-01 |  | 26 | 22.69 | 22.69
Existing | US | WECC | AVA |  | 56932 |  |  | WSU - Biotech LS | 1 |  | IC | DFO |  | Petroleum | 2000-10-31 |  | 1 | 1 | 1
Existing | US | WECC | AVA |  | 56016 | 1 |  | WSU - Grimes Way | 1 |  | IC | NG |  | Natural Gas and Other Gases | 2000-10-31 |  | 1.1 | 1 | 1
Existing | US | WECC | AVA |  | 56016 | 2 |  | WSU - Grimes Way | 2 |  | IC | NG |  | Natural Gas and Other Gases | 2000-10-31 |  | 1.1 | 1 | 1
Existing | US | WECC | AVA |  | 56016 | 3 |  | WSU - Grimes Way | 3 |  | IC | DFO |  | Petroleum | 2000-10-31 |  | 1.7 | 1.7 | 1.7
Existing | US | WECC | BANC |  |  |  |  | Amazon | 0 |  | PV-NT | SUN |  | Solar | 2018-08-31 |  | 9.9 | 9.9 | 9.9
Existing | US | WECC | BANC |  |  |  |  | Amazon | 0 |  | PV-NT | SUN |  | Solar | 2018-08-31 |  | 10.5 | 10.5 | 10.5
Existing | US | WECC | BANC |  |  |  |  | Amazon | 0 |  | PV-NT | SUN |  | Solar | 2018-08-31 |  | 10.5 | 10.5 | 10.5
Existing | US | WECC | BANC |  | 58039 | 1 |  | Axium Modesto Solar | 1 |  | PV-T | SUN |  | Solar | 2012-07-01 |  | 25 | 16.9 | 0
Existing | US | WECC | BANC |  | 57670 | PV1 |  | Boessow | 1 |  | PV-NT | SUN |  | Solar | 2011-01-01 |  | 1.9 | 1.9 | 1.9
Existing | US | WECC | BANC |  | 57670 | PV1 |  | Boessow | 2 |  | PV-NT | SUN |  | Solar | 2011-01-01 |  | 1 | 1 | 1
Existing | US | WECC | BANC |  | 57783 | BRU1 |  | Bruceville | 1 |  | PV-T | SUN |  | Solar | 2012-01-01 |  | 5 | 5 | 5
Existing | US | WECC | BANC |  | 57784 | BRU2 |  | Bruceville | 2 |  | PV-T | SUN |  | Solar | 2012-02-01 |  | 5 | 5 | 5
Existing | US | WECC | BANC |  | 57785 | BRU3 |  | Bruceville | 3 |  | PV-T | SUN |  | Solar | 2012-02-01 |  | 5 | 5 | 5
Existing | US | WECC | BANC |  |  |  |  | CA DGS Governers Office of Emergency Services | 0 |  | PV-NT | SUN |  | Solar | 2018-05-08 |  | 9.2 | 9.2 | 9.2
Existing | US | WECC | BANC |  | 430 | H1 |  | Camino | 1 |  | HY | WAT |  | Conventional Hydro | 1968-08-01 |  | 83.1 | 83.1 | 83.1
Existing | US | WECC | BANC |  | 430 | H2 |  | Camino | 2 |  | HY | WAT |  | Conventional Hydro | 1968-08-01 |  | 77 | 77 | 77
Existing | US | WECC | BANC |  | 7527 | CCCT |  | Carson Ice CG | 1 |  | GT | NG |  | Natural Gas and Other Gases | 1955-10-01 |  | 42.5 | 42.5 | 42.5
Existing | US | WECC | BANC |  | 7527 | 1 |  | Carson Ice CG | 2 |  | CT | NG |  | Natural Gas and Other Gases | 1955-10-01 |  | 48 | 47.6 | 47.6
Existing | US | WECC | BANC |  | 7527 | 2 |  | Carson Ice CG | 3 |  | CA | NG |  | Natural Gas and Other Gases | 1955-10-01 |  | 20.6 | 16.6 | 16.6
Existing | US | WECC | BANC |  |  |  |  | Commerce Prinitng Building 1 M251881 | 0 |  | PV-NT | SUN |  | Solar | 2018-06-01 |  | 4.3 | 4.3 | 4.3
Existing | US | WECC | BANC |  | 55970 | 2 |  | Cosumnes | 1 |  | CT | NG |  | Natural Gas and Other Gases | 2006-03-01 |  | 210 | 192 | 205
Existing | US | WECC | BANC |  | 55970 | 3 |  | Cosumnes | 2 |  | CT | NG |  | Natural Gas and Other Gases | 2006-03-01 |  | 210 | 184 | 205
Existing | US | WECC | BANC |  | 55970 | 1 |  | Cosumnes | 3 |  | CA | NG |  | Natural Gas and Other Gases | 2006-03-01 |  | 210 | 184 | 205
Existing | US | WECC | BANC |  |  |  |  | Cosumnes CSD | 0 |  | PV-NT | SUN |  | Solar | 2018-01-18 |  | 5.7 | 5.7 | 5.7
Existing | US | WECC | BANC |  |  |  |  | Cosumnes CSD | 0 |  | PV-NT | SUN |  | Solar | 2018-01-18 |  | 1.6 | 1.6 | 1.6
Existing | US | WECC | BANC |  |  |  |  | DGS-CA Dept. of Technology | 0 |  | PV-NT | SUN |  | Solar | 2018-08-17 |  | 11.7 | 11.7 | 11.7
Existing | US | WECC | BANC |  | 57777 | DL1 |  | Dillard 1 | 1 |  | PV-T | SUN |  | Solar | 2012-01-01 |  | 3 | 3 | 3
Existing | US | WECC | BANC |  | 57779 | DIL2 |  | Dillard 2 | 1 |  | PV-T | SUN |  | Solar | 2012-01-01 |  | 3 | 3 | 3
Existing | US | WECC | BANC |  | 57781 | DIL3 |  | Dillard 3 | 1 |  | PV-T | SUN |  | Solar | 2012-01-01 |  | 3 | 3 | 3
Existing | US | WECC | BANC |  | 57806 | DIL4 |  | Dillard 4 | 1 |  | PV-T | SUN |  | Solar | 2012-01-01 |  | 0.4 | 0.4 | 0.4
Existing | US | WECC | BANC |  | 999999 | 1 |  | Fiscalini | 1 |  | IC | OBG |  | Biomass | 2009-06-01 |  | 0.69 | 0.69 | 0.69
Existing | US | WECC | BANC |  | 441 | 1 |  | Folsom | 1 |  | HY | WAT |  | Conventional Hydro | 1995-12-01 |  | 71.7 | 70.8 | 70.8
Existing | US | WECC | BANC |  | 441 | 2 |  | Folsom | 2 |  | HY | WAT |  | Conventional Hydro | 1955-10-01 |  | 71.7 | 70.8 | 70.8
Existing | US | WECC | BANC |  | 441 | 3 |  | Folsom | 3 |  | HY | WAT |  | Conventional Hydro | 1955-05-01 |  | 71.7 | 70 | 70
Existing | US | WECC | BANC |  |  |  |  | Home Depot | 0 |  | PV-NT | SUN |  | Solar | 2018-03-14 |  | 3 | 3 | 3
Existing | US | WECC | BANC |  |  |  |  | Ice Shop LP | 0 |  | PV-NT | SUN |  | Solar | 2018-11-05 |  | 1.5 | 1.5 | 1.5
Existing | US | WECC | BANC |  | 431 | H1 |  | Jaybird | 1 |  | HY | WAT |  | Conventional Hydro | 1962-03-01 |  | 76.5 | 76.5 | 76.5
Existing | US | WECC | BANC |  | 431 | H2 |  | Jaybird | 2 |  | HY | WAT |  | Conventional Hydro | 1961-04-01 |  | 76.5 | 76.5 | 76.5
Existing | US | WECC | BANC |  | 534 | 1 |  | Jones Fork | 1 |  | HY | WAT |  | Conventional Hydro | 1985-06-01 |  | 10.53 | 10.53 | 10.53
Existing | US | WECC | BANC |  | 442 | 1 |  | Judge F Carr | 1 |  | HY | WAT |  | Conventional Hydro | 1963-05-01 |  | 85.6 | 85.6 | 85.6
Existing | US | WECC | BANC |  | 442 | 2 |  | Judge F Carr | 2 |  | HY | WAT |  | Conventional Hydro | 1963-07-01 |  | 85.6 | 85.6 | 85.6
Existing | US | WECC | BANC |  | 57778 | KAM1 |  | Kammerer | 1 |  | PV-T | SUN |  | Solar | 2012-01-01 |  | 5 | 5 | 5
Existing | US | WECC | BANC |  | 57780 | KAM2 |  | Kammerer | 2 |  | PV-T | SUN |  | Solar | 2012-02-01 |  | 5 | 5 | 5
Existing | US | WECC | BANC |  | 57782 | KAM3 |  | Kammerer | 3 |  | PV-T | SUN |  | Solar | 2012-02-01 |  | 5 | 5 | 5
Existing | US | WECC | BANC |  | 443 | 1 |  | Keswick | 1 |  | HY | WAT |  | Conventional Hydro | 1950-03-01 |  | 39 | 35 | 35
Existing | US | WECC | BANC |  | 443 | 2 |  | Keswick | 2 |  | HY | WAT |  | Conventional Hydro | 1949-12-01 |  | 39 | 35 | 35
Existing | US | WECC | BANC |  | 443 | 3 |  | Keswick | 3 |  | HY | WAT |  | Conventional Hydro | 1949-10-01 |  | 39 | 35 | 35
Existing | US | WECC | BANC |  | 99999 | BAA |  | Kiefer II | 1 |  | IC | LFG |  | Biomass | 2005-12-01 |  | 3 | 2.89 | 2.89
Existing | US | WECC | BANC |  | 99999 | BAB |  | Kiefer II | 2 |  | IC | LFG |  | Biomass | 2005-12-01 |  | 3 | 2.89 | 2.89
Existing | US | WECC | BANC |  | 55766 | 361A |  | Kiefer LF | 1 |  | IC | LFG |  | Biomass | 1999-12-01 |  | 3 | 2.79 | 2.79
Existing | US | WECC | BANC |  | 55766 | 361B |  | Kiefer LF | 2 |  | IC | LFG |  | Biomass | 1999-12-01 |  | 3 | 2.79 | 2.79
Existing | US | WECC | BANC |  | 55766 | 361C |  | Kiefer LF | 3 |  | IC | LFG |  | Biomass | 1999-12-01 |  | 3 | 2.79 | 2.79
Existing | US | WECC | BANC |  | 57671 | PV1 |  | Kost | 1 |  | PV-NT | SUN |  | Solar | 2011-01-01 |  | 2.89 | 2.89 | 2.89
Existing | US | WECC | BANC |  | 977 | 1 |  | Lewiston | 1 |  | HY | WAT |  | Conventional Hydro | 1964-01-01 |  | 0.5 | 0.5 | 0.5
Existing | US | WECC | BANC |  | 432 | H1 |  | Loon Lake | 1 |  | HY | WAT |  | Conventional Hydro | 1971-09-01 |  | 78 | 78 | 78
Existing | US | WECC | BANC |  |  |  |  | Lower Slab Creek | 1 |  | HY | WAT |  | Conventional Hydro | 2000-10-31 |  | 3 | 3 | 3
Existing | US | WECC | BANC |  | 535 | 1 |  | McClellan | 1 |  | GT | NG |  | Natural Gas and Other Gases | 1986-03-01 |  | 72 | 72 | 72
Existing | US | WECC | BANC |  | 99999 | BAC |  | McClellan | 1 |  | PV-NT | SUN |  | Solar | 2000-10-01 |  | 0.08 | 0.08 | 0.08
Existing | US | WECC | BANC |  | 151 | 1 |  | McClure | 1 |  | GT | NG |  | Natural Gas and Other Gases | 1980-07-01 |  | 71.2 | 53.5 | 53.5
Existing | US | WECC | BANC |  | 151 | 2 |  | McClure | 2 |  | GT | NG |  | Natural Gas and Other Gases | 1981-07-01 |  | 71.2 | 53.5 | 53.5
Existing | US | WECC | BANC |  | 57816 | MCK1 |  | McKenzie | 1 |  | PV-T | SUN |  | Solar | 2012-11-01 |  | 5 | 5 | 5
Existing | US | WECC | BANC |  | 57817 | MCK2 |  | McKenzie | 2 |  | PV-T | SUN |  | Solar | 2012-11-01 |  | 5 | 5 | 5
Existing | US | WECC | BANC |  | 57818 | MCK3 |  | McKenzie | 3 |  | PV-T | SUN |  | Solar | 2012-11-01 |  | 5 | 5 | 5
Existing | US | WECC | BANC |  | 57819 | MCK4 |  | McKenzie | 4 |  | PV-T | SUN |  | Solar | 2012-11-01 |  | 5 | 5 | 5
Existing | US | WECC | BANC |  | 57820 | MCK5 |  | McKenzie | 5 |  | PV-T | SUN |  | Solar | 2012-11-01 |  | 5 | 5 | 5
Existing | US | WECC | BANC |  | 57821 | MCK6 |  | McKenzie | 6 |  | PV-T | SUN |  | Solar | 2012-11-01 |  | 5 | 5 | 5
Existing | US | WECC | BANC |  | 2518 | 1 |  | New Melones | 1 |  | HY | WAT |  | Conventional Hydro | 1979-11-01 |  | 191.7 | 191.7 | 191.7
Existing | US | WECC | BANC |  | 2518 | 2 |  | New Melones | 2 |  | HY | WAT |  | Conventional Hydro | 1979-11-01 |  | 191.7 | 191.7 | 191.7
Existing | US | WECC | BANC |  | 444 | 1 |  | Nimbus | 1 |  | HY | WAT |  | Conventional Hydro | 1955-05-01 |  | 8.63 | 8.63 | 8.63
Existing | US | WECC | BANC |  | 444 | 2 |  | Nimbus | 2 |  | HY | WAT |  | Conventional Hydro | 1955-06-01 |  | 8.63 | 8.63 | 8.63
Existing | US | WECC | BANC |  | 57753 | PV1 |  | Pt Pleasant | 1 |  | PV-NT | SUN |  | Solar | 2011-01-01 |  | 1 | 1 | 1
Existing | US | WECC | BANC |  |  |  |  | Raley's #420 | 0 |  | PV-NT | SUN |  | Solar | 2018-03-22 |  | 4.6 | 4.6 | 4.6
Existing | US | WECC | BANC |  | 7307 | 1 |  | Redding Power | 1 |  | GT | NG |  | Natural Gas and Other Gases | 1989-01-01 |  | 18 | 16 | 17
Existing | US | WECC | BANC |  | 7307 | 2 |  | Redding Power | 2 |  | GT | NG |  | Natural Gas and Other Gases | 1996-05-01 |  | 27.9 | 23 | 25
Existing | US | WECC | BANC |  | 7307 | 3 |  | Redding Power | 3 |  | GT | NG |  | Natural Gas and Other Gases | 1996-05-01 |  | 27.9 | 23 | 25
Existing | US | WECC | BANC |  | 7307 | 4 |  | Redding Power | 4 |  | CA | NG |  | Natural Gas and Other Gases | 1994-06-01 |  | 26.8 | 27 | 28
Existing | US | WECC | BANC |  | 7307 | 5 |  | Redding Power | 5 |  | CT | NG |  | Natural Gas and Other Gases | 2001-07-01 |  | 40 | 39 | 45
Existing | US | WECC | BANC |  | 7307 | 6 |  | Redding Power | 6 |  | CT | NG |  | Natural Gas and Other Gases | 2011-08-22 |  | 42.5 | 40 | 46
Existing | US | WECC | BANC |  | 56135 | 1 |  | Ripon Generation Station | 1 |  | GT | NG |  | Natural Gas and Other Gases | 2006-06-01 |  | 60.5 | 50 | 50
Existing | US | WECC | BANC |  | 56135 | 2 |  | Ripon Generation Station | 2 |  | GT | NG |  | Natural Gas and Other Gases | 2006-06-01 |  | 60.5 | 50 | 50
Existing | US | WECC | BANC |  | 433 | 1 |  | Robbs Peak | 1 |  | HY | WAT |  | Conventional Hydro | 1965-10-01 |  | 26.87 | 26.87 | 26.87
Existing | US | WECC | BANC |  | 56298 | 1 |  | Roseville Energy Park | CT1 |  | CT | NG |  | Natural Gas and Other Gases | 2007-08-01 |  | 38 | 38 | 41
Existing | US | WECC | BANC |  | 56298 | 2 |  | Roseville Energy Park | CT2 |  | CT | NG |  | Natural Gas and Other Gases | 2007-08-01 |  | 38 | 38 | 41
Existing | US | WECC | BANC |  | 56298 | 3 |  | Roseville Energy Park | ST |  | CA | NG |  | Natural Gas and Other Gases | 2007-08-01 |  | 78 | 78 | 80
Existing | US | WECC | BANC |  | 7452 | 2 |  | Roseville Power Plant #2 | 1 |  | GT | NG |  | Natural Gas and Other Gases | 1986-04-01 |  | 25.4 | 24 | 25
Existing | US | WECC | BANC |  | 7452 | 1 |  | Roseville Power Plant #2 | 2 |  | GT | NG |  | Natural Gas and Other Gases | 1986-05-01 |  | 25.4 | 24 | 25
Existing | US | WECC | BANC |  | 2451 | 4 |  | San Juan | 4 |  | ST | BIT |  | Coal | 1982-04-01 | 2022-06-30 | 159.5079 | 145.7126 | 146.8622
Existing | US | WECC | BANC |  | 7551 | CT1C |  | SCA | 1 |  | GT | NG |  | Natural Gas and Other Gases | 2001-06-01 |  | 49.79 | 47.6 | 47.29
Existing | US | WECC | BANC |  | 7551 | CT1A |  | SCA | 2 |  | CT | NG |  | Natural Gas and Other Gases | 1997-03-01 |  | 52.39 | 47.6 | 47.6
Existing | US | WECC | BANC |  | 7551 | CT1B |  | SCA | 3 |  | CT | NG |  | Natural Gas and Other Gases | 1997-03-01 |  | 48.29 | 47.6 | 47.6
Existing | US | WECC | BANC |  | 7551 | CCST |  | SCA | 4 |  | CA | NG |  | Natural Gas and Other Gases | 1997-03-01 |  | 42.5 | 37.6 | 37.6
Existing | US | WECC | BANC |  | 445 | 1 |  | Shasta | 1 |  | HY | WAT |  | Conventional Hydro | 1944-06-01 |  | 142 | 142 | 142
Existing | US | WECC | BANC |  | 445 | 2 |  | Shasta | 2 |  | HY | WAT |  | Conventional Hydro | 1949-04-01 |  | 142 | 142 | 142
Existing | US | WECC | BANC |  | 445 | 3 |  | Shasta | 3 |  | HY | WAT |  | Conventional Hydro | 1948-07-01 |  | 142 | 142 | 142
Existing | US | WECC | BANC |  | 445 | 4 |  | Shasta | 4 |  | HY | WAT |  | Conventional Hydro | 1944-06-01 |  | 142 | 142 | 142
Existing | US | WECC | BANC |  | 445 | 5 |  | Shasta | 5 |  | HY | WAT |  | Conventional Hydro | 1948-03-01 |  | 142 | 142 | 142
Existing | US | WECC | BANC |  | 445 | S1 |  | Shasta SS | SS1 |  | HY | WAT |  | Conventional Hydro | 1944-06-01 |  | 2 | 0.69 | 0.69
Existing | US | WECC | BANC |  | 445 | S2 |  | Shasta SS | SS2 |  | HY | WAT |  | Conventional Hydro | 1944-06-01 |  | 2 | 1.3 | 1.3
Existing | US | WECC | BANC |  |  |  |  | SJUSD - Bella Vista | 0 |  | PV-NT | SUN |  | Solar | 2018-08-30 |  | 5.7 | 5.7 | 5.7
Existing | US | WECC | BANC |  | 7552 | CCCT |  | SPA | 1 |  | CT | NG |  | Natural Gas and Other Gases | 1997-12-01 |  | 116 | 103 | 111
Existing | US | WECC | BANC |  | 7552 | CCST |  | SPA | 2 |  | CA | NG |  | Natural Gas and Other Gases | 1997-12-01 |  | 62 | 57 | 57
Existing | US | WECC | BANC |  | 450 | 1 |  | Spring Creek | 1 |  | HY | WAT |  | Conventional Hydro | 1964-01-01 |  | 95.8 | 95.8 | 95.8
Existing | US | WECC | BANC |  | 450 | 2 |  | Spring Creek | 2 |  | HY | WAT |  | Conventional Hydro | 1964-01-01 |  | 95.8 | 95.8 | 95.8
Existing | US | WECC | BANC |  | 57669 | PV1 |  | SPVE Bruceville | 1 |  | PV-NT | SUN |  | Solar | 2011-01-12 |  | 3 | 3 | 3
Existing | US | WECC | BANC |  | 57669 | PV1 |  | SPVE Bruceville | 2 |  | PV-NT | SUN |  | Solar | 2011-01-12 |  | 3 | 3 | 3
Existing | US | WECC | BANC |  | 57669 | PV1 |  | SPVE Bruceville | 3 |  | PV-NT | SUN |  | Solar | 2011-01-12 |  | 3 | 3 | 3
Existing | US | WECC | BANC |  | 57669 | PV1 |  | SPVE Bruceville | 4 |  | PV-NT | SUN |  | Solar | 2011-01-12 |  | 3 | 3 | 3
Existing | US | WECC | BANC |  | 57669 | PV1 |  | SPVE Bruceville | 5 |  | PV-NT | SUN |  | Solar | 2011-01-12 |  | 3 | 3 | 3
Existing | US | WECC | BANC |  | 57669 | PV1 |  | SPVE Bruceville | 6 |  | PV-NT | SUN |  | Solar | 2011-01-12 |  | 2 | 2 | 2
Existing | US | WECC | BANC |  | 499 | 1 |  | Stone Drop | 1 |  | HY | WAT |  | Conventional Hydro | 1984-04-01 |  | 0.2 | 0 | 0
Existing | US | WECC | BANC |  |  |  |  | Target Corporation | 0 |  | PV-NT | SUN |  | Solar | 2018-02-05 |  | 3.1 | 3.1 | 3.1
Existing | US | WECC | BANC |  | 451 | 1 |  | Trinity | 1 |  | HY | WAT |  | Conventional Hydro | 1963-12-01 |  | 70 | 60 | 60
Existing | US | WECC | BANC |  | 451 | 2 |  | Trinity | 2 |  | HY | WAT |  | Conventional Hydro | 1963-12-01 |  | 70 | 70 | 70
Existing | US | WECC | BANC |  | 57849 | GASF1 |  | Twin Cities | 1 |  | PV-NT | SUN |  | Solar | 2012-06-01 |  | 3 | 3 | 3
Existing | US | WECC | BANC |  | 57850 | GASF2 |  | Twin Cities | 2 |  | PV-NT | SUN |  | Solar | 2012-06-01 |  | 1 | 1 | 1
Existing | US | WECC | BANC |  | 6612 | 1 |  | Union Valley | 1 |  | HY | WAT |  | Conventional Hydro | 1963-10-01 |  | 46.7 | 46.7 | 46.7
Existing | US | WECC | BANC |  | 7189 | 1 |  | Whiskeytown | 9 |  | HY | WAT |  | Conventional Hydro | 1986-09-01 |  | 3.92 | 2 | 3.5
Existing | US | WECC | BANC |  | 435 | H1 |  | White Rock | 1 |  | HY | WAT |  | Conventional Hydro | 1968-06-01 |  | 116 | 116 | 116
Existing | US | WECC | BANC |  | 435 | H2 |  | White Rock | 2 |  | HY | WAT |  | Conventional Hydro | 1968-02-01 |  | 134.3 | 134.3 | 134.3
Existing | US | WECC | BANC |  | 60193 |  |  | Whitethorn Solar LLC | 0 |  | PV-NT | SUN |  | Solar | 2016-02-17 |  | 3.3 | 3.3 | 3.3
Existing | US | WECC | BANC |  | 7266 | 3A |  | Woodland | 3A |  | IC | NG |  | Natural Gas and Other Gases | 1963-11-01 |  | 8.4 | 8.19 | 8.19
Existing | US | WECC | BANC |  | 7266 | 3B |  | Woodland | 3B |  | IC | NG |  | Natural Gas and Other Gases | 2003-08-01 |  | 8.4 | 8.19 | 8.19
Existing | US | WECC | BANC |  | 7266 | 3C |  | Woodland | 3C |  | IC | NG |  | Natural Gas and Other Gases | 2003-08-01 |  | 8.4 | 8.19 | 8.19
Existing | US | WECC | BANC |  | 7266 | 3D |  | Woodland | 3D |  | IC | NG |  | Natural Gas and Other Gases | 2011-07-22 |  | 8.4 | 8.19 | 8.19
Existing | US | WECC | BANC |  | 7266 | 3E |  | Woodland | 3E |  | IC | NG |  | Natural Gas and Other Gases | 2011-07-22 |  | 8.4 | 8.19 | 8.19
Existing | US | WECC | BANC |  | 7266 | 3F |  | Woodland | 3F |  | IC | NG |  | Natural Gas and Other Gases | 2011-07-22 |  | 8.4 | 8.19 | 8.19
Existing | US | WECC | BANC |  | 7266 | 3 |  | Woodland | CC1A |  | CT | NG |  | Natural Gas and Other Gases | 2011-07-22 |  | 60.5 | 49 | 49
Existing | US | WECC | BANC |  | 7266 | 2 |  | Woodland | CC1B |  | CA | NG |  | Natural Gas and Other Gases | 2011-07-22 |  | 37.7 | 34 | 34
Existing | US | WECC | BANC |  | 7266 | NA1 |  | Woodland | GT1 |  | GT | NG |  | Natural Gas and Other Gases | 2011-07-22 |  | 50.4 | 45 | 45
Existing | US | WECC | BPAT |  | 851 | 1 |  | Albeni Falls | HY1 |  | HY | WAT |  | Conventional Hydro | 1955-12-01 |  | 14 | 14 | 14
Existing | US | WECC | BPAT |  | 851 | 2 |  | Albeni Falls | HY2 |  | HY | WAT |  | Conventional Hydro | 1955-12-01 |  | 14 | 14 | 14
Existing | US | WECC | BPAT |  | 851 | 3 |  | Albeni Falls | HY3 |  | HY | WAT |  | Conventional Hydro | 1955-12-01 |  | 14 | 14 | 14
Existing | US | WECC | BPAT |  |  |  |  | Alkali Solar | PV |  | PV-NT | SUN |  | Solar | 2020-03-01 |  | 10 | 10 | 10
Existing | US | WECC | BPAT |  |  |  |  | Arlington Community Solar | PV |  | PV-NT | SUN |  | Solar | 2020-01-01 |  | 0.5 | 0.5 | 0.5
Existing | US | WECC | BPAT |  | 99999 |  |  | Bangor Submarine Base | IC1 |  | IC | DFO |  | Petroleum | 2001-12-01 |  | 8 | 8 | 8
Existing | US | WECC | BPAT |  | 99999 |  |  | Bangor Submarine Base | IC2 |  | IC | DFO |  | Petroleum | 2001-12-01 |  | 10 | 10 | 10
Existing | US | WECC | BPAT |  | 3074 | 1 |  | Big Cliff | HY1 |  | HY | WAT |  | Conventional Hydro | 1954-08-01 |  | 18 | 21 | 21
Existing | US | WECC | BPAT |  | 3075 |  |  | Bonneville Fishway Powerhouse | HY1 |  | HY | WAT |  | Conventional Hydro | 1982-01-01 |  | 13.1 | 13.1 | 13.1
Existing | US | WECC | BPAT |  | 3075 |  |  | Bonneville Fishway Powerhouse | HY2 |  | HY | WAT |  | Conventional Hydro | 1981-11-01 |  | 13.1 | 13.1 | 13.1
Existing | US | WECC | BPAT |  | 3075 | 11 |  | Bonneville: North Powerhouse | HY11 |  | HY | WAT |  | Conventional Hydro | 1982-10-01 |  | 66 | 66.5 | 66.5
Existing | US | WECC | BPAT |  | 3075 | 12 |  | Bonneville: North Powerhouse | HY12 |  | HY | WAT |  | Conventional Hydro | 1982-10-01 |  | 66 | 66.5 | 66.5
Existing | US | WECC | BPAT |  | 3075 | 13 |  | Bonneville: North Powerhouse | HY13 |  | HY | WAT |  | Conventional Hydro | 1982-10-01 |  | 66 | 66.5 | 66.5
Existing | US | WECC | BPAT |  | 3075 | 14 |  | Bonneville: North Powerhouse | HY14 |  | HY | WAT |  | Conventional Hydro | 1982-06-01 |  | 66 | 66.5 | 66.5
Existing | US | WECC | BPAT |  | 3075 | 15 |  | Bonneville: North Powerhouse | HY15 |  | HY | WAT |  | Conventional Hydro | 1982-03-01 |  | 66 | 66.5 | 66.5
Existing | US | WECC | BPAT |  | 3075 | 16 |  | Bonneville: North Powerhouse | HY16 |  | HY | WAT |  | Conventional Hydro | 1981-12-01 |  | 66 | 66.5 | 66.5
Existing | US | WECC | BPAT |  | 3075 | 17 |  | Bonneville: North Powerhouse | HY17 |  | HY | WAT |  | Conventional Hydro | 1981-09-01 |  | 66 | 66.5 | 66.5
Existing | US | WECC | BPAT |  | 3075 | 18 |  | Bonneville: North Powerhouse | HY18 |  | HY | WAT |  | Conventional Hydro | 1981-05-01 |  | 66 | 66.5 | 66.5
Existing | US | WECC | BPAT |  | 3075 | 1 |  | Bonneville: South Powerhouse | HY1 |  | HY | WAT |  | Conventional Hydro | 1938-07-01 |  | 43 | 43.2 | 43.2
Existing | US | WECC | BPAT |  | 3075 | 10 |  | Bonneville: South Powerhouse | HY10 |  | HY | WAT |  | Conventional Hydro | 1944-01-01 |  | 54 | 54 | 54
Existing | US | WECC | BPAT |  | 3075 | 2 |  | Bonneville: South Powerhouse | HY2 |  | HY | WAT |  | Conventional Hydro | 1938-08-01 |  | 43 | 43.2 | 43.2
Existing | US | WECC | BPAT |  | 3075 | 3 |  | Bonneville: South Powerhouse | HY3 |  | HY | WAT |  | Conventional Hydro | 1941-01-01 |  | 54 | 54 | 54
Existing | US | WECC | BPAT |  | 3075 | 4 |  | Bonneville: South Powerhouse | HY4 |  | HY | WAT |  | Conventional Hydro | 1941-02-01 |  | 54 | 54 | 54
Existing | US | WECC | BPAT |  | 3075 | 5 |  | Bonneville: South Powerhouse | HY5 |  | HY | WAT |  | Conventional Hydro | 1941-10-01 |  | 54 | 54 | 54
Existing | US | WECC | BPAT |  | 3075 | 6 |  | Bonneville: South Powerhouse | HY5 |  | HY | WAT |  | Conventional Hydro | 1942-06-01 |  | 54 | 54 | 54
Existing | US | WECC | BPAT |  | 3075 | 7 |  | Bonneville: South Powerhouse | HY7 |  | HY | WAT |  | Conventional Hydro | 1943-04-01 |  | 54 | 54 | 54
Existing | US | WECC | BPAT |  | 3075 | 8 |  | Bonneville: South Powerhouse | HY8 |  | HY | WAT |  | Conventional Hydro | 1943-07-01 |  | 54 | 54 | 54
Existing | US | WECC | BPAT |  | 3075 | 9 |  | Bonneville: South Powerhouse | HY9 |  | HY | WAT |  | Conventional Hydro | 1943-10-01 |  | 54 | 54 | 54
Existing | US | WECC | BPAT |  | 99999 |  |  | Burton Creek Hydro (FERC 7577) | HY1 |  | HY | WAT |  | Conventional Hydro | 1985-09-25 |  | 0.8 | 0.8 | 0.8
Existing | US | WECC | BPAT |  | 3067 | 1 |  | Carmen Smith | HY1 |  | HY | WAT |  | Conventional Hydro | 1963-08-01 |  | 52.2 | 54 | 54
Existing | US | WECC | BPAT |  | 3067 | 2 |  | Carmen Smith | HY2 |  | HY | WAT |  | Conventional Hydro | 1963-08-01 |  | 52.2 | 54 | 54
Existing | US | WECC | BPAT |  | 3067 | 3 |  | Carmen Smith | HY3 |  | HY | WAT |  | Conventional Hydro | 1963-08-01 |  | 9.9 | 3.79 | 6.5
Existing | US | WECC | BPAT |  | 6406 | 1 |  | Chandler | HY1 |  | HY | WAT |  | Conventional Hydro | 1956-02-01 |  | 6 | 6 | 6
Existing | US | WECC | BPAT |  | 6406 | 2 |  | Chandler | HY2 |  | HY | WAT |  | Conventional Hydro | 1956-02-01 |  | 6 | 6 | 6
Existing | US | WECC | BPAT |  | 3921 | 1 |  | Chief Joseph | HY1 |  | HY | WAT |  | Conventional Hydro | 1958-10-01 |  | 88.2 | 88.29 | 88.29
Existing | US | WECC | BPAT |  | 3921 | 10 |  | Chief Joseph | HY10 |  | HY | WAT |  | Conventional Hydro | 1955-09-01 |  | 88.2 | 88.29 | 88.29
Existing | US | WECC | BPAT |  | 3921 | 11 |  | Chief Joseph | HY11 |  | HY | WAT |  | Conventional Hydro | 1955-09-01 |  | 88.2 | 88.29 | 88.29
Existing | US | WECC | BPAT |  | 3921 | 12 |  | Chief Joseph | HY12 |  | HY | WAT |  | Conventional Hydro | 1955-09-01 |  | 88.2 | 88.29 | 88.29
Existing | US | WECC | BPAT |  | 3921 | 13 |  | Chief Joseph | HY13 |  | HY | WAT |  | Conventional Hydro | 1957-02-01 |  | 88.2 | 88.29 | 88.29
Existing | US | WECC | BPAT |  | 3921 | 14 |  | Chief Joseph | HY14 |  | HY | WAT |  | Conventional Hydro | 1957-07-01 |  | 88.2 | 88.29 | 88.29
Existing | US | WECC | BPAT |  | 3921 | 15 |  | Chief Joseph | HY15 |  | HY | WAT |  | Conventional Hydro | 1957-09-01 |  | 88.2 | 88.29 | 88.29
Existing | US | WECC | BPAT |  | 3921 | 16 |  | Chief Joseph | HY16 |  | HY | WAT |  | Conventional Hydro | 1957-11-01 |  | 88.2 | 88.29 | 88.29
Existing | US | WECC | BPAT |  | 3921 | 17 |  | Chief Joseph | HY17 |  | HY | WAT |  | Conventional Hydro | 1977-07-01 |  | 95.29 | 109.3 | 109.3
Existing | US | WECC | BPAT |  | 3921 | 18 |  | Chief Joseph | HY18 |  | HY | WAT |  | Conventional Hydro | 1977-08-01 |  | 95.29 | 109.3 | 109.3
Existing | US | WECC | BPAT |  | 3921 | 19 |  | Chief Joseph | HY19 |  | HY | WAT |  | Conventional Hydro | 1977-11-01 |  | 95.29 | 109.3 | 109.3
Existing | US | WECC | BPAT |  | 3921 | 2 |  | Chief Joseph | HY2 |  | HY | WAT |  | Conventional Hydro | 1958-07-01 |  | 88.2 | 88.29 | 88.29
Existing | US | WECC | BPAT |  | 3921 | 20 |  | Chief Joseph | HY20 |  | HY | WAT |  | Conventional Hydro | 1978-06-01 |  | 95.29 | 109.3 | 109.3
Existing | US | WECC | BPAT |  | 3921 | 21 |  | Chief Joseph | HY21 |  | HY | WAT |  | Conventional Hydro | 1978-06-01 |  | 95.29 | 109.3 | 109.3
Existing | US | WECC | BPAT |  | 3921 | 22 |  | Chief Joseph | HY22 |  | HY | WAT |  | Conventional Hydro | 1978-06-01 |  | 95.29 | 109.3 | 109.3
Existing | US | WECC | BPAT |  | 3921 | 23 |  | Chief Joseph | HY23 |  | HY | WAT |  | Conventional Hydro | 1978-09-01 |  | 95.29 | 109.3 | 109.3
Existing | US | WECC | BPAT |  | 3921 | 24 |  | Chief Joseph | HY24 |  | HY | WAT |  | Conventional Hydro | 1979-01-01 |  | 95.29 | 109.3 | 109.3
Existing | US | WECC | BPAT |  | 3921 | 25 |  | Chief Joseph | HY25 |  | HY | WAT |  | Conventional Hydro | 1979-01-01 |  | 95.29 | 109.3 | 109.3
Existing | US | WECC | BPAT |  | 3921 | 26 |  | Chief Joseph | HY26 |  | HY | WAT |  | Conventional Hydro | 1979-02-01 |  | 95.29 | 109.3 | 109.3
Existing | US | WECC | BPAT |  | 3921 | 27 |  | Chief Joseph | HY27 |  | HY | WAT |  | Conventional Hydro | 1979-05-01 |  | 95.29 | 109.3 | 109.3
Existing | US | WECC | BPAT |  | 3921 | 3 |  | Chief Joseph | HY3 |  | HY | WAT |  | Conventional Hydro | 1958-05-01 |  | 88.2 | 88.29 | 88.29
Existing | US | WECC | BPAT |  | 3921 | 4 |  | Chief Joseph | HY4 |  | HY | WAT |  | Conventional Hydro | 1958-02-01 |  | 88.2 | 88.29 | 88.29
Existing | US | WECC | BPAT |  | 3921 | 5 |  | Chief Joseph | HY5 |  | HY | WAT |  | Conventional Hydro | 1957-02-01 |  | 88.2 | 88.29 | 88.29
Existing | US | WECC | BPAT |  | 3921 | 6 |  | Chief Joseph | HY6 |  | HY | WAT |  | Conventional Hydro | 1956-12-01 |  | 88.2 | 88.29 | 88.29
Existing | US | WECC | BPAT |  | 3921 | 7 |  | Chief Joseph | HY7 |  | HY | WAT |  | Conventional Hydro | 1956-11-01 |  | 88.2 | 88.29 | 88.29
Existing | US | WECC | BPAT |  | 3921 | 8 |  | Chief Joseph | HY8 |  | HY | WAT |  | Conventional Hydro | 1956-09-01 |  | 88.2 | 88.29 | 88.29
Existing | US | WECC | BPAT |  | 3921 | 9 |  | Chief Joseph | HY9 |  | HY | WAT |  | Conventional Hydro | 1955-12-01 |  | 88.2 | 88.29 | 88.29
Existing | US | WECC | BPAT |  |  |  |  | Clark Community Solar | PV |  | PV-NT | SUN |  | Solar | 2015-06-30 |  | 0.319 | 0.319 | 0.319
Existing | US | WECC | BPAT |  | 7725 | 1 |  | Coffin Butte 1 | IC1 |  | IC | LFG |  | Biomass | 1995-10-01 |  | 0.81 | 0.81 | 0.81
Existing | US | WECC | BPAT |  | 7725 | 2 |  | Coffin Butte 1 | IC2 |  | IC | LFG |  | Biomass | 1995-10-01 |  | 0.81 | 0.81 | 0.81
Existing | US | WECC | BPAT |  | 7725 | 3 |  | Coffin Butte 1 | IC3 |  | IC | LFG |  | Biomass | 1995-10-01 |  | 0.81 | 0.81 | 0.81
Existing | US | WECC | BPAT |  | 7725 | 5 |  | Coffin Butte 2 | IC1 |  | IC | LFG |  | Biomass | 2007-10-01 |  | 1.6 | 1.6 | 1.6
Existing | US | WECC | BPAT |  | 7725 | 4 |  | Coffin Butte 2 | IC2 |  | IC | LFG |  | Biomass | 2007-10-01 |  | 1.6 | 1.6 | 1.6
Existing | US | WECC | BPAT |  | 6076 | 3 |  | Colstrip | 3 |  | ST | SUB |  | Coal | 1984-01-01 |  | 185 | 185 | 185
Existing | US | WECC | BPAT |  | 6076 | 4 |  | Colstrip | 4 |  | ST | SUB |  | Coal | 1986-04-01 |  | 185 | 185 | 185
Existing | US | WECC | BPAT |  | 371 | 2 |  | Columbia Generating Station | ST1 |  | ST | NUC |  | Nuclear | 1984-12-01 |  | 1169 | 1130 | 1145
Existing | US | WECC | BPAT |  | 57015 |  |  | Columbia Ridge Landfill | IC1 |  | IC | LFG |  | Biomass | 2009-03-01 |  | 0.8 | 0.8 | 0.8
Existing | US | WECC | BPAT |  | 57015 |  |  | Columbia Ridge Landfill | IC10 |  | IC | LFG |  | Biomass | 2014-08-06 |  | 1.6 | 1.6 | 1.6
Existing | US | WECC | BPAT |  | 57015 |  |  | Columbia Ridge Landfill | IC11 |  | IC | LFG |  | Biomass | 2014-08-06 |  | 1.6 | 1.6 | 1.6
Existing | US | WECC | BPAT |  | 57015 |  |  | Columbia Ridge Landfill | IC12 |  | IC | LFG |  | Biomass | 2014-08-06 |  | 1.6 | 1.6 | 1.6
Existing | US | WECC | BPAT |  | 57015 |  |  | Columbia Ridge Landfill | IC2 |  | IC | LFG |  | Biomass | 2009-03-01 |  | 0.8 | 0.8 | 0.8
Existing | US | WECC | BPAT |  | 57015 |  |  | Columbia Ridge Landfill | IC3 |  | IC | LFG |  | Biomass | 2009-03-01 |  | 0.8 | 0.8 | 0.8
Existing | US | WECC | BPAT |  | 57015 |  |  | Columbia Ridge Landfill | IC4 |  | IC | LFG |  | Biomass | 2009-03-01 |  | 0.8 | 0.8 | 0.8
Existing | US | WECC | BPAT |  | 57015 |  |  | Columbia Ridge Landfill | IC5 |  | IC | LFG |  | Biomass | 2009-03-01 |  | 0.8 | 0.8 | 0.8
Existing | US | WECC | BPAT |  | 57015 |  |  | Columbia Ridge Landfill | IC6 |  | IC | LFG |  | Biomass | 2009-03-01 |  | 0.8 | 0.8 | 0.8
Existing | US | WECC | BPAT |  | 57015 |  |  | Columbia Ridge Landfill | IC7 |  | IC | LFG |  | Biomass | 2009-03-01 |  | 0.8 | 0.8 | 0.8
Existing | US | WECC | BPAT |  | 57015 |  |  | Columbia Ridge Landfill | IC8 |  | IC | LFG |  | Biomass | 2009-03-01 |  | 0.8 | 0.8 | 0.8
Existing | US | WECC | BPAT |  | 57015 |  |  | Columbia Ridge Landfill | IC9 |  | IC | LFG |  | Biomass | 2014-08-06 |  | 1.6 | 1.6 | 1.6
Existing | US | WECC | BPAT |  | 56483 | 1 |  | Combine Hills 2 | 63 |  | WT | WND |  | Wind | 2010-01-01 |  | 63 | 63 | 63
Existing | US | WECC | BPAT |  | 55739 |  |  | Condon Wind 1 | 41 |  | WT | WND |  | Wind | 2002-01-07 |  | 24.6 | 24.6 | 24.6
Existing | US | WECC | BPAT |  | 55739 |  |  | Condon Wind 2 | 42 |  | WT | WND |  | Wind | 2002-09-19 |  | 25.19 | 25.19 | 25.19
Existing | US | WECC | BPAT |  | 50185 |  |  | Cosmo Specialty Fibers | ST1 |  | ST | WDL |  | Biomass | 1957-01-01 |  | 9.4 | 8.5 | 9
Existing | US | WECC | BPAT |  | 50185 |  |  | Cosmo Specialty Fibers | ST2 |  | ST | WDL |  | Biomass | 1957-01-02 |  | 9.4 | 8.5 | 9
Existing | US | WECC | BPAT |  | 3076 | 1 |  | Cougar | HY1 |  | HY | WAT |  | Conventional Hydro | 1964-04-01 |  | 12.5 | 12.5 | 12.5
Existing | US | WECC | BPAT |  | 3076 | 2 |  | Cougar | HY2 |  | HY | WAT |  | Conventional Hydro | 1964-03-01 |  | 12.5 | 12.5 | 12.5
Existing | US | WECC | BPAT |  | 7427 |  |  | Cowlitz Falls | HY1 |  | HY | WAT |  | Conventional Hydro | 1994-06-01 |  | 35 | 35 | 35
Existing | US | WECC | BPAT |  | 7427 |  |  | Cowlitz Falls | HY2 |  | HY | WAT |  | Conventional Hydro | 1994-06-01 |  | 35 | 35 | 35
Existing | US | WECC | BPAT |  |  |  |  | Decatur Solar | PV |  | PV-NT | SUN |  | Solar | 2018-07-01 |  | 0.35 | 0.35 | 0.35
Existing | US | WECC | BPAT |  | 3077 | 1 |  | Detroit | HY1 |  | HY | WAT |  | Conventional Hydro | 1953-11-01 |  | 50 | 50 | 50
Existing | US | WECC | BPAT |  | 3077 | 2 |  | Detroit | HY2 |  | HY | WAT |  | Conventional Hydro | 1953-07-01 |  | 50 | 50 | 50
Existing | US | WECC | BPAT |  | 3078 | 1 |  | Dexter | HY1 |  | HY | WAT |  | Conventional Hydro | 1955-06-01 |  | 15 | 17 | 17
Existing | US | WECC | BPAT |  | 840 | 1 |  | Dworshak | HY1 |  | HY | WAT |  | Conventional Hydro | 1975-06-01 |  | 90 | 90 | 90
Existing | US | WECC | BPAT |  | 840 | 2 |  | Dworshak | HY2 |  | HY | WAT |  | Conventional Hydro | 1975-09-01 |  | 90 | 90 | 90
Existing | US | WECC | BPAT |  | 840 | 3 |  | Dworshak | HY3 |  | HY | WAT |  | Conventional Hydro | 1974-09-01 |  | 220 | 220 | 220
Existing | US | WECC | BPAT |  | 99999 |  |  | Dworshak/Clearwater Fish Hatch | HY1 |  | HY | WAT |  | Conventional Hydro | 1998-06-01 |  | 5.41 | 3 | 3
Existing | US | WECC | BPAT |  | 99999 |  |  | Esquatzel Canal | HY1 |  | HY | WAT |  | Conventional Hydro | 2011-12-01 |  | 0.9 | 0.9 | 0.9
Existing | US | WECC | BPAT |  | 99999 |  |  | Farm Power Misty Meadow | IC1 |  | IC | OBG |  | Biomass | 2012-08-31 |  | 1 | 1 | 1
Existing | US | WECC | BPAT |  | 99999 |  |  | Farm Power Tillamook | IC1 |  | IC | OBG |  | Biomass | 2012-06-28 |  | 1 | 1 | 1
Existing | US | WECC | BPAT |  | 58687 |  |  | Finley BioEnergy | IC1 |  | IC | OBG |  | Biomass | 2009-05-01 |  | 1.6 | 1.6 | 1.6
Existing | US | WECC | BPAT |  | 58687 |  |  | Finley BioEnergy | IC2 |  | IC | OBG |  | Biomass | 2009-05-01 |  | 1.6 | 1.6 | 1.6
Existing | US | WECC | BPAT |  | 58687 |  |  | Finley BioEnergy | IC3 |  | IC | OBG |  | Biomass | 2009-05-01 |  | 1.6 | 1.6 | 1.6
Existing | US | WECC | BPAT |  | 99999 |  |  | Flathead County Landfill | IC1 |  | IC | OBG |  | Biomass | 2009-06-01 |  | 0.8 | 0.8 | 0.8
Existing | US | WECC | BPAT |  | 99999 |  |  | Flathead County Landfill | IC2 |  | IC | OBG |  | Biomass | 2009-06-01 |  | 0.8 | 0.8 | 0.8
Existing | US | WECC | BPAT |  | 99999 |  |  | Forest Glen Oaks Dairy (RES Ag | IC1 |  | IC | OBG |  | Biomass | 2014-01-01 |  | 0.37 | 0.35 | 0.35
Existing | US | WECC | BPAT |  |  |  |  | Fort Rock I | PV |  | PV-NT | SUN |  | Solar | 2020-03-01 |  | 10 | 10 | 10
Existing | US | WECC | BPAT |  |  |  |  | Fort Rock IV | PV |  | PV-NT | SUN |  | Solar | 2020-06-01 |  | 10 | 10 | 10
Existing | US | WECC | BPAT |  | 6552 | 1 |  | Foster | HY1 |  | HY | WAT |  | Conventional Hydro | 1968-09-01 |  | 10 | 10 | 10
Existing | US | WECC | BPAT |  | 6552 | 2 |  | Foster | HY2 |  | HY | WAT |  | Conventional Hydro | 1968-10-01 |  | 10 | 10 | 10
Existing | US | WECC | BPAT |  | 55818 |  |  | Frederickson Power Project | CA1 |  | CA | NG |  | Natural Gas and Other Gases | 2002-08-01 |  | 126.3 | 86.59 | 87.5
Existing | US | WECC | BPAT |  | 55818 |  |  | Frederickson Power Project | CT1 |  | CT | NG |  | Natural Gas and Other Gases | 2002-08-01 |  | 192 | 159.4 | 181
Existing | US | WECC | BPAT |  | 58109 |  |  | Georgia-Pacific (Toledo) | ST1 |  | ST | NG |  | Natural Gas and Other Gases | 2004-12-01 |  | 24 | 24 | 24
Existing | US | WECC | BPAT |  | 56192 | 1 |  | Georgia-Pacific (Wauna) | ST1 |  | ST | BLQ |  | Biomass | 1996-02-01 |  | 36 | 22 | 26
Existing | US | WECC | BPAT |  | 6163 | 1 |  | Grand Coulee: Left Powerhouse | HY1 |  | HY | WAT |  | Conventional Hydro | 1971-11-01 |  | 124.55 | 102.8 | 100.23
Existing | US | WECC | BPAT |  | 6163 | 2 |  | Grand Coulee: Left Powerhouse | HY2 |  | HY | WAT |  | Conventional Hydro | 1973-01-01 |  | 124.55 | 102.8 | 100.23
Existing | US | WECC | BPAT |  | 6163 | 3 |  | Grand Coulee: Left Powerhouse | HY3 |  | HY | WAT |  | Conventional Hydro | 1972-11-01 |  | 124.55 | 102.8 | 100.23
Existing | US | WECC | BPAT |  | 6163 | 4 |  | Grand Coulee: Left Powerhouse | HY4 |  | HY | WAT |  | Conventional Hydro | 1970-10-01 |  | 124.55 | 102.8 | 100.23
Existing | US | WECC | BPAT |  | 6163 | 5 |  | Grand Coulee: Left Powerhouse | HY5 |  | HY | WAT |  | Conventional Hydro | 1964-12-01 |  | 124.55 | 102.8 | 100.23
Existing | US | WECC | BPAT |  | 6163 | 6 |  | Grand Coulee: Left Powerhouse | HY6 |  | HY | WAT |  | Conventional Hydro | 1969-10-01 |  | 124.55 | 102.8 | 100.23
Existing | US | WECC | BPAT |  | 6163 | 7 |  | Grand Coulee: Left Powerhouse | HY7 |  | HY | WAT |  | Conventional Hydro | 1966-06-01 |  | 124.55 | 102.8 | 100.23
Existing | US | WECC | BPAT |  | 6163 | 8 |  | Grand Coulee: Left Powerhouse | HY8 |  | HY | WAT |  | Conventional Hydro | 1971-01-01 |  | 124.55 | 102.8 | 100.23
Existing | US | WECC | BPAT |  | 6163 | 9 |  | Grand Coulee: Left Powerhouse | HY9 |  | HY | WAT |  | Conventional Hydro | 1968-11-01 |  | 124.55 | 102.8 | 100.23
Existing | US | WECC | BPAT |  | 6163 |  |  | Grand Coulee: Pump Powerhouse | HY1 |  | PS | WAT |  | Pumped Storage | 1973-10-01 |  | 50 | 41.1 | 41.1
Existing | US | WECC | BPAT |  | 6163 |  |  | Grand Coulee: Pump Powerhouse | HY2 |  | PS | WAT |  | Pumped Storage | 1973-11-01 |  | 50 | 41.1 | 41.1
Existing | US | WECC | BPAT |  | 6163 |  |  | Grand Coulee: Pump Powerhouse | HY3 |  | PS | WAT |  | Pumped Storage | 1983-04-01 |  | 53.5 | 44 | 42.89
Existing | US | WECC | BPAT |  | 6163 |  |  | Grand Coulee: Pump Powerhouse | HY4 |  | PS | WAT |  | Pumped Storage | 1983-06-01 |  | 53.5 | 44 | 42.89
Existing | US | WECC | BPAT |  | 6163 |  |  | Grand Coulee: Pump Powerhouse | HY5 |  | PS | WAT |  | Pumped Storage | 1983-11-01 |  | 53.5 | 44 | 42.89
Existing | US | WECC | BPAT |  | 6163 |  |  | Grand Coulee: Pump Powerhouse | HY6 |  | PS | WAT |  | Pumped Storage | 1984-04-01 |  | 53.5 | 44 | 42.89
Existing | US | WECC | BPAT |  | 6163 | 10 |  | Grand Coulee: Right Powerhouse | HY1 |  | HY | WAT |  | Conventional Hydro | 1980-07-01 |  | 124.55 | 102.8 | 100.23
Existing | US | WECC | BPAT |  | 6163 | 11 |  | Grand Coulee: Right Powerhouse | HY2 |  | HY | WAT |  | Conventional Hydro | 1975-11-01 |  | 124.55 | 102.8 | 100.23
Existing | US | WECC | BPAT |  | 6163 | 12 |  | Grand Coulee: Right Powerhouse | HY3 |  | HY | WAT |  | Conventional Hydro | 1976-05-01 |  | 124.55 | 102.8 | 100.23
Existing | US | WECC | BPAT |  | 6163 | 13 |  | Grand Coulee: Right Powerhouse | HY4 |  | HY | WAT |  | Conventional Hydro | 1973-12-01 |  | 124.55 | 102.8 | 100.23
Existing | US | WECC | BPAT |  | 6163 | 14 |  | Grand Coulee: Right Powerhouse | HY5 |  | HY | WAT |  | Conventional Hydro | 1974-12-01 |  | 124.55 | 102.8 | 100.23
Existing | US | WECC | BPAT |  | 6163 | 15 |  | Grand Coulee: Right Powerhouse | HY6 |  | HY | WAT |  | Conventional Hydro | 1975-12-01 |  | 124.55 | 102.8 | 100.23
Existing | US | WECC | BPAT |  | 6163 | 16 |  | Grand Coulee: Right Powerhouse | HY7 |  | HY | WAT |  | Conventional Hydro | 1974-11-01 |  | 124.55 | 102.8 | 100.23
Existing | US | WECC | BPAT |  | 6163 | 17 |  | Grand Coulee: Right Powerhouse | HY8 |  | HY | WAT |  | Conventional Hydro | 1972-02-01 |  | 124.55 | 102.8 | 100.23
Existing | US | WECC | BPAT |  | 6163 | 18 |  | Grand Coulee: Right Powerhouse | HY9 |  | HY | WAT |  | Conventional Hydro | 1971-07-01 |  | 124.55 | 102.8 | 100.23
Existing | US | WECC | BPAT |  | 6163 |  |  | Grand Coulee: Station Service | HY1 |  | HY | WAT |  | Conventional Hydro | 1941-03-01 |  | 10 | 8.22 | 8
Existing | US | WECC | BPAT |  | 6163 |  |  | Grand Coulee: Station Service | HY2 |  | HY | WAT |  | Conventional Hydro | 1941-03-01 |  | 10 | 8.22 | 8
Existing | US | WECC | BPAT |  | 6163 |  |  | Grand Coulee: Station Service | HY3 |  | HY | WAT |  | Conventional Hydro | 1951-01-01 |  | 10 | 8.22 | 8
Existing | US | WECC | BPAT |  | 6163 | 19 |  | Grand Coulee: Third Powerhouse | HY1 |  | HY | WAT |  | Conventional Hydro | 1975-09-01 |  | 600 | 493.45 | 481.12
Existing | US | WECC | BPAT |  | 6163 | 20 |  | Grand Coulee: Third Powerhouse | HY2 |  | HY | WAT |  | Conventional Hydro | 1976-04-01 |  | 600 | 493.45 | 481.12
Existing | US | WECC | BPAT |  | 6163 | 21 |  | Grand Coulee: Third Powerhouse | HY3 |  | HY | WAT |  | Conventional Hydro | 1976-12-01 |  | 600 | 493.45 | 481.12
Existing | US | WECC | BPAT |  | 6163 | 22 |  | Grand Coulee: Third Powerhouse | HY4 |  | HY | WAT |  | Conventional Hydro | 1978-05-01 | 2021-03-31 | 805 | 662.05 | 645.5
Existing | US | WECC | BPAT |  | 6163 | 23 |  | Grand Coulee: Third Powerhouse | HY5 |  | HY | WAT |  | Conventional Hydro | 2019-03-01 |  | 805 | 805 | 805
Existing | US | WECC | BPAT |  | 6163 | 24 |  | Grand Coulee: Third Powerhouse | HY6 |  | HY | WAT |  | Conventional Hydro | 1980-05-01 |  | 805 | 805 | 805
Existing | US | WECC | BPAT |  | 57756 | 1 |  | Grayland Wind (Coastal) | 4 |  | WT | WND |  | Wind | 2010-09-15 |  | 6 | 6 | 6
Existing | US | WECC | BPAT |  | 7999 |  |  | Grays Harbor (Satsop) | CA1 |  | CA | NG |  | Natural Gas and Other Gases | 2008-05-01 |  | 300 | 300 | 314
Existing | US | WECC | BPAT |  | 7999 |  |  | Grays Harbor (Satsop) | CT1 |  | CT | NG |  | Natural Gas and Other Gases | 2008-05-01 |  | 175 | 165 | 181
Existing | US | WECC | BPAT |  | 7999 |  |  | Grays Harbor (Satsop) | CT2 |  | CT | NG |  | Natural Gas and Other Gases | 2008-05-01 |  | 175 | 165 | 181
Existing | US | WECC | BPAT |  | 3080 | 1 |  | Green Peter | HY1 |  | HY | WAT |  | Conventional Hydro | 1967-07-01 |  | 40 | 40 | 40
Existing | US | WECC | BPAT |  | 3080 | 2 |  | Green Peter | HY2 |  | HY | WAT |  | Conventional Hydro | 1967-07-01 |  | 40 | 40 | 40
Existing | US | WECC | BPAT |  | 6403 | 1 |  | Green Springs | HY1 |  | HY | WAT |  | Conventional Hydro | 1960-05-01 |  | 17.19 | 17.19 | 17.19
Existing | US | WECC | BPAT |  | 57969 |  |  | Hampton Lumber Mill | ST1 |  | ST | WDS |  | Biomass | 2006-12-01 |  | 7.25 | 7.25 | 7.25
Existing | US | WECC | BPAT |  |  |  |  | Harbour Pointe | BA1 |  | BA | MWH |  | Other | 2014-05-01 |  | 2 | 2 | 2
Existing | US | WECC | BPAT |  |  |  |  | Hardeson Battery Storage | BA1 |  | BA | MWH |  | Other | 2015-01-01 |  | 1 | 1 | 1
Existing | US | WECC | BPAT |  | 6576 | 1 |  | Hellroaring Hydro | HY1 |  | HY | WAT |  | Conventional Hydro | 1916-04-01 |  | 0.2 | 0.2 | 0.2
Existing | US | WECC | BPAT |  | 6576 | 2 |  | Hellroaring Hydro | HY2 |  | HY | WAT |  | Conventional Hydro | 1916-04-02 |  | 0.2 | 0.2 | 0.2
Existing | US | WECC | BPAT |  | 7588 | 1 |  | Henry M. Jackson | HY1 |  | HY | WAT |  | Conventional Hydro | 1984-06-01 |  | 47.5 | 41 | 44
Existing | US | WECC | BPAT |  | 7588 | 2 |  | Henry M. Jackson | HY2 |  | HY | WAT |  | Conventional Hydro | 1984-06-01 |  | 47.5 | 41 | 44
Existing | US | WECC | BPAT |  | 7588 | 3 |  | Henry M. Jackson | HY3 |  | HY | WAT |  | Conventional Hydro | 1984-06-01 |  | 8.4 | 7 | 8
Existing | US | WECC | BPAT |  | 7588 | 4 |  | Henry M. Jackson | HY4 |  | HY | WAT |  | Conventional Hydro | 1984-06-01 |  | 8.4 | 7 | 8
Existing | US | WECC | BPAT |  | 3081 | 1 |  | Hills Creek | HY1 |  | HY | WAT |  | Conventional Hydro | 1962-02-01 |  | 15 | 15 | 15
Existing | US | WECC | BPAT |  | 3081 | 2 |  | Hills Creek | HY2 |  | HY | WAT |  | Conventional Hydro | 1962-02-01 |  | 15 | 15 | 15
Existing | US | WECC | BPAT |  | 56255 | 1 |  | Hopkins Ridge 1 | 83 |  | WT | WND |  | Wind | 2005-11-01 |  | 149.4 | 149.4 | 149.4
Existing | US | WECC | BPAT |  | 56255 | 2 |  | Hopkins Ridge 2 | 4 |  | WT | WND |  | Wind | 2008-08-01 |  | 7.2 | 7.2 | 7.2
Existing | US | WECC | BPAT |  |  |  |  | Horn Rapids Solar and Storage | PV |  | PV-NT | SUN |  | Solar | 2020-07-01 |  | 3.2 | 3.2 | 3.2
Existing | US | WECC | BPAT |  | 2203 | 1 |  | Hungry Horse | HY1 |  | HY | WAT |  | Conventional Hydro | 1952-10-01 |  | 107 | 107 | 107
Existing | US | WECC | BPAT |  | 2203 | 2 |  | Hungry Horse | HY2 |  | HY | WAT |  | Conventional Hydro | 1952-12-01 |  | 107 | 107 | 107
Existing | US | WECC | BPAT |  | 2203 | 3 |  | Hungry Horse | HY3 |  | HY | WAT |  | Conventional Hydro | 1953-07-01 |  | 107 | 107 | 107
Existing | US | WECC | BPAT |  | 2203 | 4 |  | Hungry Horse | HY4 |  | HY | WAT |  | Conventional Hydro | 1953-07-01 |  | 107 | 107 | 107
Existing | US | WECC | BPAT |  | 3925 | 1 |  | Ice Harbor | HY1 |  | HY | WAT |  | Conventional Hydro | 1962-01-01 |  | 90 | 90 | 90
Existing | US | WECC | BPAT |  | 3925 | 2 |  | Ice Harbor | HY2 |  | HY | WAT |  | Conventional Hydro | 1962-03-01 |  | 90 | 90 | 90
Existing | US | WECC | BPAT |  | 3925 | 3 |  | Ice Harbor | HY3 |  | HY | WAT |  | Conventional Hydro | 1962-03-01 |  | 90 | 90 | 90
Existing | US | WECC | BPAT |  | 3925 | 4 |  | Ice Harbor | HY4 |  | HY | WAT |  | Conventional Hydro | 1975-12-01 |  | 111 | 111 | 111
Existing | US | WECC | BPAT |  | 3925 | 5 |  | Ice Harbor | HY5 |  | HY | WAT |  | Conventional Hydro | 1975-12-01 |  | 111 | 111 | 111
Existing | US | WECC | BPAT |  | 3925 | 6 |  | Ice Harbor | HY6 |  | HY | WAT |  | Conventional Hydro | 1976-02-01 |  | 111 | 111 | 111
Existing | US | WECC | BPAT |  | 50191 |  |  | Intenational Paper Energy Cent | ST1 |  | ST | BLQ |  | Biomass | 1949-01-01 |  | 7.5 | 7.5 | 7.5
Existing | US | WECC | BPAT |  | 50191 |  |  | Intenational Paper Energy Cent | ST2 |  | ST | BLQ |  | Biomass | 1949-01-01 |  | 5 | 5 | 5
Existing | US | WECC | BPAT |  | 50191 |  |  | Intenational Paper Energy Cent | ST3 |  | ST | BLQ |  | Biomass | 1953-01-01 |  | 12.5 | 12.5 | 12.5
Existing | US | WECC | BPAT |  | 50191 |  |  | Intenational Paper Energy Cent | ST4 |  | ST | BLQ |  | Biomass | 1976-10-01 |  | 40 | 33 | 33
Existing | US | WECC | BPAT |  |  |  |  | JC-Biomethane | IC1 |  | IC | OBG |  | Biomass | 2000-10-31 |  | 1.6 | 1.6 | 1.6
Existing | US | WECC | BPAT |  | 3082 | 1 |  | John Day | HY1 |  | HY | WAT |  | Conventional Hydro | 1968-08-01 |  | 135 | 135 | 135
Existing | US | WECC | BPAT |  | 3082 | 10 |  | John Day | HY10 |  | HY | WAT |  | Conventional Hydro | 1969-09-01 |  | 135 | 135 | 135
Existing | US | WECC | BPAT |  | 3082 | 11 |  | John Day | HY11 |  | HY | WAT |  | Conventional Hydro | 1970-03-01 |  | 135 | 135 | 135
Existing | US | WECC | BPAT |  | 3082 | 12 |  | John Day | HY12 |  | HY | WAT |  | Conventional Hydro | 1970-05-01 |  | 135 | 135 | 135
Existing | US | WECC | BPAT |  | 3082 | 13 |  | John Day | HY13 |  | HY | WAT |  | Conventional Hydro | 1970-12-01 |  | 135 | 135 | 135
Existing | US | WECC | BPAT |  | 3082 | 14 |  | John Day | HY14 |  | HY | WAT |  | Conventional Hydro | 1971-01-01 |  | 135 | 135 | 135
Existing | US | WECC | BPAT |  | 3082 | 15 |  | John Day | HY15 |  | HY | WAT |  | Conventional Hydro | 1971-10-01 |  | 135 | 135 | 135
Existing | US | WECC | BPAT |  | 3082 | 16 |  | John Day | HY16 |  | HY | WAT |  | Conventional Hydro | 1971-12-01 |  | 135 | 135 | 135
Existing | US | WECC | BPAT |  | 3082 | 2 |  | John Day | HY2 |  | HY | WAT |  | Conventional Hydro | 1968-09-01 |  | 135 | 135 | 135
Existing | US | WECC | BPAT |  | 3082 | 3 |  | John Day | HY3 |  | HY | WAT |  | Conventional Hydro | 1968-11-01 |  | 135 | 135 | 135
Existing | US | WECC | BPAT |  | 3082 | 4 |  | John Day | HY4 |  | HY | WAT |  | Conventional Hydro | 1968-12-01 |  | 135 | 135 | 135
Existing | US | WECC | BPAT |  | 3082 | 5 |  | John Day | HY5 |  | HY | WAT |  | Conventional Hydro | 1969-02-01 |  | 135 | 135 | 135
Existing | US | WECC | BPAT |  | 3082 | 6 |  | John Day | HY6 |  | HY | WAT |  | Conventional Hydro | 1969-03-01 |  | 135 | 135 | 135
Existing | US | WECC | BPAT |  | 3082 | 7 |  | John Day | HY7 |  | HY | WAT |  | Conventional Hydro | 1969-04-01 |  | 135 | 135 | 135
Existing | US | WECC | BPAT |  | 3082 | 8 |  | John Day | HY8 |  | HY | WAT |  | Conventional Hydro | 1969-06-01 |  | 135 | 135 | 135
Existing | US | WECC | BPAT |  | 3082 | 9 |  | John Day | HY9 |  | HY | WAT |  | Conventional Hydro | 1969-08-01 |  | 135 | 135 | 135
Existing | US | WECC | BPAT |  | 99999 | 57298 |  | Kings Estate Solar | 4144 |  | PV-NT | SUN |  | Solar | 2012-04-01 |  | 0.96 | 0.96 | 0.96
Existing | US | WECC | BPAT |  | 56858 |  |  | Kittitas Valley Wind Project | 48 |  | WT | WND |  | Wind | 2011-01-01 |  | 100.8 | 100.8 | 100.8
Existing | US | WECC | BPAT |  | 55103 |  |  | Klamath Generation | CA1 |  | CA | NG |  | Natural Gas and Other Gases | 2001-06-01 |  | 208.5 | 200 | 200
Existing | US | WECC | BPAT |  | 55103 |  |  | Klamath Generation | CT1 |  | CT | NG |  | Natural Gas and Other Gases | 2001-06-01 |  | 161.5 | 150 | 165
Existing | US | WECC | BPAT |  | 55103 |  |  | Klamath Generation | CT2 |  | CT | NG |  | Natural Gas and Other Gases | 2001-06-01 |  | 161.5 | 150 | 165
Existing | US | WECC | BPAT |  | 55544 |  |  | Klamath Generation Peaking | GT1 |  | GT | NG |  | Natural Gas and Other Gases | 2002-05-01 |  | 29.39 | 25 | 28.8
Existing | US | WECC | BPAT |  | 55544 |  |  | Klamath Generation Peaking | GT2 |  | GT | NG |  | Natural Gas and Other Gases | 2002-05-02 |  | 29.39 | 25 | 28.8
Existing | US | WECC | BPAT |  | 55544 |  |  | Klamath Generation Peaking | GT3 |  | GT | NG |  | Natural Gas and Other Gases | 2002-05-03 |  | 29.39 | 25 | 28.8
Existing | US | WECC | BPAT |  | 55544 |  |  | Klamath Generation Peaking | GT4 |  | GT | NG |  | Natural Gas and Other Gases | 2002-05-04 |  | 29.39 | 25 | 28.8
Existing | US | WECC | BPAT |  | 2179 | 1 |  | Lake Creek FERC P-2594 | HY1 |  | HY | WAT |  | Conventional Hydro | 1917-06-01 |  | 1 | 1 | 1
Existing | US | WECC | BPAT |  | 2179 | 2 |  | Lake Creek FERC P-2594 | HY2 |  | HY | WAT |  | Conventional Hydro | 1949-08-01 |  | 3.5 | 3.5 | 3.5
Existing | US | WECC | BPAT |  | 3068 | 1 |  | Leaburg | HY1 |  | HY | WAT |  | Conventional Hydro | 1929-12-01 |  | 6 | 3 | 6
Existing | US | WECC | BPAT |  | 3068 | 2 |  | Leaburg | HY2 |  | HY | WAT |  | Conventional Hydro | 1949-12-01 |  | 7.5 | 4 | 7.5
Existing | US | WECC | BPAT |  | 6172 | 1 |  | Libby | HY1 |  | HY | WAT |  | Conventional Hydro | 1975-08-01 |  | 105 | 105 | 105
Existing | US | WECC | BPAT |  | 6172 | 2 |  | Libby | HY2 |  | HY | WAT |  | Conventional Hydro | 1975-10-01 |  | 105 | 105 | 105
Existing | US | WECC | BPAT |  | 6172 | 3 |  | Libby | HY3 |  | HY | WAT |  | Conventional Hydro | 1976-01-01 |  | 105 | 105 | 105
Existing | US | WECC | BPAT |  | 6172 | 4 |  | Libby | HY4 |  | HY | WAT |  | Conventional Hydro | 1976-04-01 |  | 105 | 105 | 105
Existing | US | WECC | BPAT |  | 6172 | 5 |  | Libby | HY5 |  | HY | WAT |  | Conventional Hydro | 1984-09-01 |  | 105 | 105 | 105
Existing | US | WECC | BPAT |  | 57635 |  |  | Linden Ranch Wind | 25 |  | WT | WND |  | Wind | 2010-06-15 |  | 50 | 50 | 50
Existing | US | WECC | BPAT |  | 3926 | 1 |  | Little Goose | HY1 |  | HY | WAT |  | Conventional Hydro | 1970-04-01 |  | 135 | 135 | 135
Existing | US | WECC | BPAT |  | 3926 | 2 |  | Little Goose | HY2 |  | HY | WAT |  | Conventional Hydro | 1970-04-01 |  | 135 | 135 | 135
Existing | US | WECC | BPAT |  | 3926 | 3 |  | Little Goose | HY3 |  | HY | WAT |  | Conventional Hydro | 1970-01-01 |  | 135 | 135 | 135
Existing | US | WECC | BPAT |  | 3926 | 4 |  | Little Goose | HY4 |  | HY | WAT |  | Conventional Hydro | 1978-02-01 |  | 135 | 135 | 135
Existing | US | WECC | BPAT |  | 3926 | 5 |  | Little Goose | HY5 |  | HY | WAT |  | Conventional Hydro | 1978-06-01 |  | 135 | 135 | 135
Existing | US | WECC | BPAT |  | 3926 | 6 |  | Little Goose | HY6 |  | HY | WAT |  | Conventional Hydro | 1978-06-01 |  | 135 | 135 | 135
Existing | US | WECC | BPAT |  | 54562 | 4 |  | Longview Fibre 1 | ST1 |  | ST | BLQ |  | Biomass | 1949-01-01 |  | 10 | 10 | 10
Existing | US | WECC | BPAT |  | 54562 | 6 |  | Longview Fibre 1 | ST2 |  | ST | BLQ |  | Biomass | 1958-01-01 |  | 20 | 20 | 20
Existing | US | WECC | BPAT |  | 54562 | 7 |  | Longview Fibre 1 | ST3 |  | ST | BLQ |  | Biomass | 1966-04-01 |  | 25 | 25 | 25
Existing | US | WECC | BPAT |  | 3083 | 1 |  | Lookout Point | HY1 |  | HY | WAT |  | Conventional Hydro | 1955-05-01 |  | 40 | 40 | 40
Existing | US | WECC | BPAT |  | 3083 | 2 |  | Lookout Point | HY2 |  | HY | WAT |  | Conventional Hydro | 1955-03-01 |  | 40 | 40 | 40
Existing | US | WECC | BPAT |  | 3083 | 3 |  | Lookout Point | HY3 |  | HY | WAT |  | Conventional Hydro | 1955-01-01 |  | 40 | 40 | 40
Existing | US | WECC | BPAT |  | 6174 | 1 |  | Lost Creek | HY1 |  | HY | WAT |  | Conventional Hydro | 1977-09-01 |  | 24.5 | 24.5 | 24.5
Existing | US | WECC | BPAT |  | 6174 | 2 |  | Lost Creek | HY2 |  | HY | WAT |  | Conventional Hydro | 1977-12-01 |  | 24.5 | 24.5 | 24.5
Existing | US | WECC | BPAT |  | 6175 | 1 |  | Lower Granite | HY1 |  | HY | WAT |  | Conventional Hydro | 1975-04-01 |  | 135 | 135 | 135
Existing | US | WECC | BPAT |  | 6175 | 2 |  | Lower Granite | HY2 |  | HY | WAT |  | Conventional Hydro | 1975-05-01 |  | 135 | 135 | 135
Existing | US | WECC | BPAT |  | 6175 | 3 |  | Lower Granite | HY3 |  | HY | WAT |  | Conventional Hydro | 1975-06-01 |  | 135 | 135 | 135
Existing | US | WECC | BPAT |  | 6175 | 4 |  | Lower Granite | HY4 |  | HY | WAT |  | Conventional Hydro | 1978-02-01 |  | 135 | 135 | 135
Existing | US | WECC | BPAT |  | 6175 | 5 |  | Lower Granite | HY5 |  | HY | WAT |  | Conventional Hydro | 1978-04-01 |  | 135 | 135 | 135
Existing | US | WECC | BPAT |  | 6175 | 6 |  | Lower Granite | HY6 |  | HY | WAT |  | Conventional Hydro | 1978-04-01 |  | 135 | 135 | 135
Existing | US | WECC | BPAT |  | 3927 | 1 |  | Lower Monumental | HY1 |  | HY | WAT |  | Conventional Hydro | 1969-06-01 |  | 135 | 135 | 135
Existing | US | WECC | BPAT |  | 3927 | 2 |  | Lower Monumental | HY2 |  | HY | WAT |  | Conventional Hydro | 1969-10-01 |  | 135 | 135 | 135
Existing | US | WECC | BPAT |  | 3927 | 3 |  | Lower Monumental | HY3 |  | HY | WAT |  | Conventional Hydro | 1970-02-01 |  | 135 | 135 | 135
Existing | US | WECC | BPAT |  | 3927 | 4 |  | Lower Monumental | HY4 |  | HY | WAT |  | Conventional Hydro | 1979-03-01 |  | 135 | 135 | 135
Existing | US | WECC | BPAT |  | 3927 | 5 |  | Lower Monumental | HY5 |  | HY | WAT |  | Conventional Hydro | 1979-04-01 |  | 135 | 135 | 135
Existing | US | WECC | BPAT |  | 3927 | 6 |  | Lower Monumental | HY6 |  | HY | WAT |  | Conventional Hydro | 1979-07-01 |  | 135 | 135 | 135
Existing | US | WECC | BPAT |  | 57195 |  |  | Lower Snake Wind | 149 |  | WT | WND |  | Wind | 2012-04-01 |  | 342.69 | 342.69 | 342.69
Existing | US | WECC | BPAT |  | 3084 | 1 |  | McNary | HY1 |  | HY | WAT |  | Conventional Hydro | 1953-12-01 |  | 70 | 70 | 70
Existing | US | WECC | BPAT |  | 3084 | 10 |  | McNary | HY10 |  | HY | WAT |  | Conventional Hydro | 1955-11-01 |  | 70 | 70 | 70
Existing | US | WECC | BPAT |  | 3084 | 11 |  | McNary | HY11 |  | HY | WAT |  | Conventional Hydro | 1956-05-01 |  | 70 | 70 | 70
Existing | US | WECC | BPAT |  | 3084 | 12 |  | McNary | HY12 |  | HY | WAT |  | Conventional Hydro | 1956-05-01 |  | 70 | 70 | 70
Existing | US | WECC | BPAT |  | 3084 | 13 |  | McNary | HY13 |  | HY | WAT |  | Conventional Hydro | 1957-03-01 |  | 70 | 70 | 70
Existing | US | WECC | BPAT |  | 3084 | 14 |  | McNary | HY14 |  | HY | WAT |  | Conventional Hydro | 1957-03-01 |  | 70 | 70 | 70
Existing | US | WECC | BPAT |  | 3084 | 2 |  | McNary | HY2 |  | HY | WAT |  | Conventional Hydro | 1954-01-01 |  | 70 | 70 | 70
Existing | US | WECC | BPAT |  | 3084 | 3 |  | McNary | HY3 |  | HY | WAT |  | Conventional Hydro | 1954-05-01 |  | 70 | 70 | 70
Existing | US | WECC | BPAT |  | 3084 | 4 |  | McNary | HY4 |  | HY | WAT |  | Conventional Hydro | 1954-07-01 |  | 70 | 70 | 70
Existing | US | WECC | BPAT |  | 3084 | 5 |  | McNary | HY5 |  | HY | WAT |  | Conventional Hydro | 1954-10-01 |  | 70 | 70 | 70
Existing | US | WECC | BPAT |  | 3084 | 6 |  | McNary | HY6 |  | HY | WAT |  | Conventional Hydro | 1955-01-01 |  | 70 | 70 | 70
Existing | US | WECC | BPAT |  | 3084 | 7 |  | McNary | HY7 |  | HY | WAT |  | Conventional Hydro | 1955-03-01 |  | 70 | 70 | 70
Existing | US | WECC | BPAT |  | 3084 | 8 |  | McNary | HY8 |  | HY | WAT |  | Conventional Hydro | 1955-06-01 |  | 70 | 70 | 70
Existing | US | WECC | BPAT |  | 3084 | 9 |  | McNary | HY9 |  | HY | WAT |  | Conventional Hydro | 1956-09-01 |  | 70 | 70 | 70
Existing | US | WECC | BPAT |  | 7511 | 1 |  | McNary Dam Fishway | HY1 |  | HY | WAT |  | Conventional Hydro | 1997-11-01 |  | 10 | 10 | 10
Existing | US | WECC | BPAT |  |  |  |  | MESA-1 | BA1 |  | BA | MWH |  | Other | 2015-02-01 |  | 2 | 2 | 2
Existing | US | WECC | BPAT |  | 60021 |  |  | MESA-2 | BA1 |  | BA | MWH |  | Other | 2017-03-01 |  | 2.4 | 2.4 | 2.4
Existing | US | WECC | BPAT |  |  |  |  | Metro Wastewater Treatment Pla | IC1 |  | IC | OBG |  | Biomass | 2013-04-24 |  | 1 | 1 | 1
Existing | US | WECC | BPAT |  | 50917 |  |  | Middle Fork Irrigation | HY1 |  | HY | WAT |  | Conventional Hydro | 1986-03-01 |  | 2 | 2 | 2
Existing | US | WECC | BPAT |  | 50917 |  |  | Middle Fork Irrigation | HY2 |  | HY | WAT |  | Conventional Hydro | 1986-03-01 |  | 0.5 | 0.5 | 0.5
Existing | US | WECC | BPAT |  | 50917 |  |  | Middle Fork Irrigation | HY3 |  | HY | WAT |  | Conventional Hydro | 1986-03-01 |  | 0.8 | 0.8 | 0.8
Existing | US | WECC | BPAT |  | 7426 |  |  | Mill Creek | HY1 |  | HY | WAT |  | Conventional Hydro | 1983-11-01 |  | 0.6 | 0.6 | 0.945
Existing | US | WECC | BPAT |  | 3076 |  |  | Mill Creek (Cove FERC P-5390) | HY1 |  | HY | WAT |  | Conventional Hydro | 1984-01-01 |  | 0.5 | 0.5 | 0.5
Existing | US | WECC | BPAT |  |  |  |  | Montague | 135 |  | WT | WND |  | Wind | 2019-10-01 |  | 201.6 | 201.6 | 201.6
Existing | US | WECC | BPAT |  |  |  |  | Moyer-Tolles Solar Station | SV1 |  | PV-NT | SUN |  | Solar | 2016-02-08 |  | 0.99 | 0.99 | 0.99
Existing | US | WECC | BPAT |  | 6506 | 1 |  | Moyie River (Springs) | HY1 |  | HY | WAT |  | Conventional Hydro | 1941-12-01 |  | 1 | 1.1 | 1.1
Existing | US | WECC | BPAT |  | 6506 | 2 |  | Moyie River (Springs) | HY2 |  | HY | WAT |  | Conventional Hydro | 1921-12-01 |  | 0.45 | 0.45 | 0.45
Existing | US | WECC | BPAT |  | 6506 | 3 |  | Moyie River (Springs) | HY3 |  | HY | WAT |  | Conventional Hydro | 1950-12-01 |  | 1 | 1.1 | 1.1
Existing | US | WECC | BPAT |  | 6506 | 4 |  | Moyie River (Springs) | HY4 |  | HY | WAT |  | Conventional Hydro | 1982-02-01 |  | 1.5 | 1.7 | 1.7
Existing | US | WECC | BPAT |  | 7936 | 1 |  | Nine Canyon 1 | 37 |  | WT | WND |  | Wind | 2002-09-11 |  | 48.1 | 48.1 | 48.1
Existing | US | WECC | BPAT |  | 7936 | 1 |  | Nine Canyon 2 | 12 |  | WT | WND |  | Wind | 2003-11-29 |  | 15.6 | 15.6 | 15.6
Existing | US | WECC | BPAT |  | 7936 | 1 |  | Nine Canyon 3 | 14 |  | WT | WND |  | Wind | 2008-02-01 |  | 32.2 | 32.2 | 32.2
Existing | US | WECC | BPAT |  | 99999 |  |  | Olympic View Generating Statio | IC1 |  | IC | NG |  | Natural Gas and Other Gases | 2001-12-01 |  | 2.79 | 2.79 | 2.79
Existing | US | WECC | BPAT |  | 99999 |  |  | Olympic View Generating Statio | IC2 |  | IC | NG |  | Natural Gas and Other Gases | 2001-12-01 |  | 2.79 | 2.79 | 2.79
Existing | US | WECC | BPAT |  | 58131 |  |  | Outback Solar | 22K |  | PV-NT | SUN |  | Solar | 2012-10-12 |  | 5 | 4.4 | 4.4
Existing | US | WECC | BPAT |  | 3929 | 1 |  | Packwood | HY1 |  | HY | WAT |  | Conventional Hydro | 1964-04-01 |  | 27.5 | 27.5 | 27.5
Existing | US | WECC | BPAT |  | 56017 |  |  | Pasco (Oregon Street) | GT1 |  | GT | NG |  | Natural Gas and Other Gases | 2002-07-01 |  | 11.4 | 10.5 | 11.19
Existing | US | WECC | BPAT |  | 56017 |  |  | Pasco (Oregon Street) | GT2 |  | GT | NG |  | Natural Gas and Other Gases | 2002-07-01 |  | 11.4 | 10.5 | 11.19
Existing | US | WECC | BPAT |  | 56017 |  |  | Pasco (Oregon Street) | GT3 |  | GT | NG |  | Natural Gas and Other Gases | 2002-07-01 |  | 11.4 | 10.5 | 11.19
Existing | US | WECC | BPAT |  | 56017 |  |  | Pasco (Oregon Street) | GT4 |  | GT | NG |  | Natural Gas and Other Gases | 2002-07-01 |  | 11.4 | 10.5 | 11.19
Existing | US | WECC | BPAT |  | 57578 |  |  | PaTu Wind | 6 |  | WT | WND |  | Wind | 2011-01-01 |  | 9 | 9 | 9
Existing | US | WECC | BPAT |  | 50544 |  |  | Port Townsend Paper Mill | ST6 |  | ST | BLQ |  | Biomass | 1986-01-01 |  | 7.5 | 7.5 | 7.5
Existing | US | WECC | BPAT |  | 99999 |  |  | Puget Sound Navy Shipyard | IC1 |  | IC | DFO |  | Petroleum | 2001-01-01 |  | 12 | 12 | 12
Existing | US | WECC | BPAT |  | 99999 |  |  | Qualco Dairy Digester | IC1 |  | IC | OBG |  | Biomass | 2014-10-16 |  | 0.45 | 0.45 | 0.45
Existing | US | WECC | BPAT |  | 56855 |  |  | Rattlesnake Road (Arlington) | 49 |  | WT | WND |  | Wind | 2009-01-01 |  | 102.9 | 102.9 | 102.9
Existing | US | WECC | BPAT |  |  |  |  | Riley Solar | PV |  | PV-NT | SUN |  | Solar | 2020-07-01 |  | 10 | 10 | 10
Existing | US | WECC | BPAT |  | 56019 | 1 |  | River Bend Landfill | IC1 |  | IC | OBG |  | Biomass | 2010-01-01 |  | 0.8 | 0.8 | 0.8
Existing | US | WECC | BPAT |  | 56019 | 2 |  | River Bend Landfill | IC2 |  | IC | OBG |  | Biomass | 2010-01-02 |  | 0.8 | 0.8 | 0.8
Existing | US | WECC | BPAT |  | 56019 | 3 |  | River Bend Landfill | IC3 |  | IC | OBG |  | Biomass | 2010-01-03 |  | 0.8 | 0.8 | 0.8
Existing | US | WECC | BPAT |  | 56019 | 4 |  | River Bend Landfill | IC4 |  | IC | OBG |  | Biomass | 2010-01-04 |  | 0.8 | 0.8 | 0.8
Existing | US | WECC | BPAT |  | 56019 | 5 |  | River Bend Landfill | IC5 |  | IC | OBG |  | Biomass | 2010-01-05 |  | 0.8 | 0.8 | 0.8
Existing | US | WECC | BPAT |  | 56019 | 6 |  | River Bend Landfill | IC6 |  | IC | OBG |  | Biomass | 2010-01-06 |  | 0.8 | 0.8 | 0.8
Existing | US | WECC | BPAT |  | 7605 | 1 |  | River Road | CS1 |  | CS | NG |  | Natural Gas and Other Gases | 1997-12-01 |  | 248 | 218 | 248
Existing | US | WECC | BPAT |  |  |  |  | Rock Garden | PV |  | PV-NT | SUN |  | Solar | 2020-06-01 |  | 10 | 10 | 10
Existing | US | WECC | BPAT |  | 57099 |  |  | RockTenn Tacoma (Formerly Simp | ST1 |  | ST | BLQ |  | Biomass | 2009-07-01 |  | 64 | 55 | 55
Existing | US | WECC | BPAT |  | 50228 |  |  | Rocky Brook | HY1 |  | HY | WAT |  | Conventional Hydro | 1985-12-01 |  | 1.6 | 0.1 | 1.2
Existing | US | WECC | BPAT |  | 6407 | 1 |  | Roza | HY1 |  | HY | WAT |  | Conventional Hydro | 1958-08-01 |  | 12.9 | 12.9 | 8.58
Existing | US | WECC | BPAT |  | 57457 | 1 |  | Seneca Sustainable Energy Proj | ST1 |  | ST | WDS |  | Biomass | 2011-04-01 |  | 19.77 | 18.98 | 18.98
Existing | US | WECC | BPAT |  | 57549 |  |  | Shepherds Flat - Central (South Hurlburt) | 116 |  | WT | WND |  | Wind | 2012-09-01 |  | 290 | 290 | 290
Existing | US | WECC | BPAT |  | 57526 |  |  | Shepherds Flat - North (North Hurlburt) | 106 |  | WT | WND |  | Wind | 2012-03-01 |  | 265 | 265 | 265
Existing | US | WECC | BPAT |  | 57550 |  |  | Shepherds Flat - South (Horseshoe Bend) | 116 |  | WT | WND |  | Wind | 2012-08-01 |  | 290 | 290 | 290
Existing | US | WECC | BPAT |  | 55882 |  |  | Sierra-Pacific Aberdeen | ST1 |  | ST | WDS |  | Biomass | 2003-02-01 |  | 18 | 16.6 | 16.3
Existing | US | WECC | BPAT |  |  |  |  | Skookumchuck Wind | 1 |  | WT | WND |  | Wind | 2020-01-01 |  | 137 | 137 | 137
Existing | US | WECC | BPAT |  | 54249 |  |  | Smith Creek (FERC P-8436) | HY1 |  | HY | WAT |  | Conventional Hydro | 1990-01-01 |  | 18 | 9 | 18
Existing | US | WECC | BPAT |  | 54249 |  |  | Smith Creek (FERC P-8436) | HY2 |  | HY | WAT |  | Conventional Hydro | 1990-01-01 |  | 18 | 9 | 18
Existing | US | WECC | BPAT |  | 54249 |  |  | Smith Creek (FERC P-8436) | HY3 |  | HY | WAT |  | Conventional Hydro | 1989-12-01 |  | 2.1 | 2.1 | 2.1
Existing | US | WECC | BPAT |  |  |  |  | Starvation Ridge | PV |  | PV-NT | SUN |  | Solar | 2019-12-01 |  | 10 | 10 | 10
Existing | US | WECC | BPAT |  | 55989 |  |  | Stateline Wind – BPA (OR) | 181 |  | WT | WND |  | Wind | 2002-02-01 |  | 123.42 | 123.42 | 123.42
Existing | US | WECC | BPAT |  | 55560 |  |  | Stateline Wind – BPA (WA) | 268 |  | WT | WND |  | Wind | 2002-02-01 |  | 176.9 | 176.9 | 176.9
Existing | US | WECC | BPAT |  | 58523 |  |  | Stoltze Biomass | ST1 |  | ST | WDS |  | Biomass | 2013-10-30 |  | 2.89 | 2.89 | 2.89
Existing | US | WECC | BPAT |  |  |  |  | Suntex Solar | PV |  | PV-NT | SUN |  | Solar | 2020-07-01 |  | 10 | 10 | 10
Existing | US | WECC | BPAT |  | 3895 | 1 |  | The Dalles | HY1 |  | HY | WAT |  | Conventional Hydro | 1957-10-01 |  | 78 | 78 | 78
Existing | US | WECC | BPAT |  | 3895 | 10 |  | The Dalles | HY10 |  | HY | WAT |  | Conventional Hydro | 1959-11-01 |  | 78 | 78 | 78
Existing | US | WECC | BPAT |  | 3895 | 11 |  | The Dalles | HY11 |  | HY | WAT |  | Conventional Hydro | 1960-02-01 |  | 78 | 78 | 78
Existing | US | WECC | BPAT |  | 3895 | 12 |  | The Dalles | HY12 |  | HY | WAT |  | Conventional Hydro | 1960-05-01 |  | 78 | 78 | 78
Existing | US | WECC | BPAT |  | 3895 | 13 |  | The Dalles | HY13 |  | HY | WAT |  | Conventional Hydro | 1960-08-01 |  | 78 | 78 | 78
Existing | US | WECC | BPAT |  | 3895 | 14 |  | The Dalles | HY14 |  | HY | WAT |  | Conventional Hydro | 1960-11-01 |  | 78 | 78 | 78
Existing | US | WECC | BPAT |  | 3895 | 15 |  | The Dalles | HY15 |  | HY | WAT |  | Conventional Hydro | 1973-02-01 |  | 86 | 86 | 86
Existing | US | WECC | BPAT |  | 3895 | 16 |  | The Dalles | HY16 |  | HY | WAT |  | Conventional Hydro | 1973-02-01 |  | 86 | 86 | 86
Existing | US | WECC | BPAT |  | 3895 | 17 |  | The Dalles | HY17 |  | HY | WAT |  | Conventional Hydro | 1973-03-01 |  | 86 | 86 | 86
Existing | US | WECC | BPAT |  | 3895 | 18 |  | The Dalles | HY18 |  | HY | WAT |  | Conventional Hydro | 1973-03-01 |  | 86 | 86 | 86
Existing | US | WECC | BPAT |  | 3895 | 19 |  | The Dalles | HY19 |  | HY | WAT |  | Conventional Hydro | 1973-05-01 |  | 86 | 86 | 86
Existing | US | WECC | BPAT |  | 3895 | 2 |  | The Dalles | HY2 |  | HY | WAT |  | Conventional Hydro | 1957-11-01 |  | 78 | 78 | 78
Existing | US | WECC | BPAT |  | 3895 | 20 |  | The Dalles | HY20 |  | HY | WAT |  | Conventional Hydro | 1973-06-01 |  | 86 | 86 | 86
Existing | US | WECC | BPAT |  | 3895 | 21 |  | The Dalles | HY21 |  | HY | WAT |  | Conventional Hydro | 1973-11-01 |  | 86 | 86 | 86
Existing | US | WECC | BPAT |  | 3895 | 22 |  | The Dalles | HY22 |  | HY | WAT |  | Conventional Hydro | 1973-12-01 |  | 86 | 86 | 86
Existing | US | WECC | BPAT |  | 3895 | 3 |  | The Dalles | HY3 |  | HY | WAT |  | Conventional Hydro | 1958-02-01 |  | 78 | 78 | 78
Existing | US | WECC | BPAT |  | 3895 | 4 |  | The Dalles | HY4 |  | HY | WAT |  | Conventional Hydro | 1958-05-01 |  | 78 | 78 | 78
Existing | US | WECC | BPAT |  | 3895 | 5 |  | The Dalles | HY5 |  | HY | WAT |  | Conventional Hydro | 1958-10-01 |  | 78 | 78 | 78
Existing | US | WECC | BPAT |  | 3895 | 6 |  | The Dalles | HY6 |  | HY | WAT |  | Conventional Hydro | 1958-11-01 |  | 78 | 78 | 78
Existing | US | WECC | BPAT |  | 3895 | 7 |  | The Dalles | HY7 |  | HY | WAT |  | Conventional Hydro | 1959-02-01 |  | 78 | 78 | 78
Existing | US | WECC | BPAT |  | 3895 | 8 |  | The Dalles | HY8 |  | HY | WAT |  | Conventional Hydro | 1959-05-01 |  | 78 | 78 | 78
Existing | US | WECC | BPAT |  | 3895 | 9 |  | The Dalles | HY9 |  | HY | WAT |  | Conventional Hydro | 1959-11-01 |  | 78 | 78 | 78
Existing | US | WECC | BPAT |  | 3895 |  |  | The Dalles Fishway | HY1 |  | HY | WAT |  | Conventional Hydro | 1957-06-01 |  | 14 | 2.6 | 2.7
Existing | US | WECC | BPAT |  | 3895 |  |  | The Dalles Fishway | HY2 |  | HY | WAT |  | Conventional Hydro | 1957-07-01 |  | 14 | 2.6 | 2.7
Existing | US | WECC | BPAT |  | 7431 | 1 |  | The Dalles North Fishway (N. Wasco PUD) | HY1 |  | HY | WAT |  | Conventional Hydro | 1957-06-01 |  | 4.9 | 0.91 | 2.7
Existing | US | WECC | BPAT |  | 3067 |  |  | Trail Bridge | HY1 |  | HY | WAT |  | Conventional Hydro | 1962-12-01 | 2021-04-01 | 10 | 4 | 6
Existing | US | WECC | BPAT |  | 50382 |  |  | Twin Reservoirs (FERC P-10376) | HY1 |  | HY | WAT |  | Conventional Hydro | 1988-01-07 |  | 2.2 | 1.8 | 1.5
Existing | US | WECC | BPAT |  |  |  |  | University of Oregon CoGen Pro | 1 |  | ST | NG |  | Natural Gas and Other Gases | 2012-10-01 |  | 7.5 | 10.6 | 10.6
Existing | US | WECC | BPAT |  | 54950 |  |  | University of Oregon CoGen Pro | CT1 |  | CT | NG |  | Natural Gas and Other Gases | 2012-10-01 |  | 3.5 | 3.5 | 3.5
Existing | US | WECC | BPAT |  | 55125 |  |  | Vansycle Wind 1 | 38 |  | WT | WND |  | Wind | 1998-10-01 |  | 25.1 | 25.1 | 25.1
Existing | US | WECC | BPAT |  | 3071 | 1 |  | Walterville (FERC P-2496) | HY1 |  | HY | WAT |  | Conventional Hydro | 1948-12-01 |  | 8 | 7.5 | 7.5
Existing | US | WECC | BPAT |  | 99999 |  |  | Watson Reservoir Hydro (FERC | HY1 |  | HY | WAT |  | Conventional Hydro | 2014-08-26 |  | 0.68 | 0.68 | 0.68
Existing | US | WECC | BPAT |  |  |  |  | West Hines | PV |  | PV-NT | SUN |  | Solar | 2020-06-01 |  | 10 | 10 | 10
Existing | US | WECC | BPAT |  | 50187 |  |  | Weyerhaeuser Longview | ST1 |  | ST | BLQ |  | Biomass | 1948-01-01 |  | 5 | 4.7 | 4.7
Existing | US | WECC | BPAT |  | 50187 |  |  | Weyerhaeuser Longview | ST2 |  | ST | BLQ |  | Biomass | 1948-01-01 |  | 5 | 4.7 | 4.7
Existing | US | WECC | BPAT |  | 50187 |  |  | Weyerhaeuser Longview | ST3 |  | ST | BLQ |  | Biomass | 1954-01-01 |  | 18 | 18 | 18
Existing | US | WECC | BPAT |  | 50187 |  |  | Weyerhaeuser Longview | ST4 |  | ST | WDS |  | Biomass | 1976-01-01 |  | 31.28 | 29.19 | 29.5
Existing | US | WECC | BPAT |  | 56854 |  |  | Wheat Field | 46 |  | WT | WND |  | Wind | 2009-04-01 |  | 96.59 | 96.59 | 96.59
Existing | US | WECC | BPAT |  |  |  |  | White Bluffs Solar | PV |  | PV-NT | SUN |  | Solar | 2011-10-01 |  | 0.03 | 0.03 | 0.03
Existing | US | WECC | BPAT |  | 56487 | 1 |  | White Creek 1 | 89 |  | WT | WND |  | Wind | 2007-12-01 |  | 204.69 | 204.69 | 204.69
Existing | US | WECC | BPAT |  | 57152 |  |  | White Creek 2 (Harvest Wind) | 43 |  | WT | WND |  | Wind | 2010-01-01 |  | 98.9 | 98.9 | 98.9
Existing | US | WECC | BPAT |  | 56952 | 1 |  | Willow Creek | 48 |  | WT | WND |  | Wind | 2009-02-01 |  | 72 | 72 | 72
Existing | US | WECC | BPAT |  | 56702 |  |  | Windy Point 1 (Tuolumne) | 62 |  | WT | WND |  | Wind | 2009-05-01 |  | 136.59 | 136.59 | 136.59
Existing | US | WECC | BPAT |  | 57159 |  |  | Windy Point 2 (Windy Flats 1) | 88 |  | WT | WND |  | Wind | 2010-01-01 |  | 202.4 | 202.4 | 202.4
Existing | US | WECC | BPAT |  | 57159 |  |  | Windy Point 2 Phase (2) (Windy | 26 |  | WT | WND |  | Wind | 2010-01-01 |  | 59.78 | 59.78 | 59.78
Existing | US | WECC | BPAT |  | 99999 |  |  | Woods Creek (FREC P-3602) | HY1 |  | HY | WAT |  | Conventional Hydro | 1982-10-01 |  | 0.32 | 0.32 | 0.32
Existing | US | WECC | BPAT |  | 99999 |  |  | Woods Creek (FREC P-3602) | HY2 |  | HY | WAT |  | Conventional Hydro | 1982-10-01 |  | 0.32 | 0.32 | 0.32
Existing | US | WECC | BPAT |  | 6507 | 1 |  | Yakama Drop No 2 (aka Wapato drop) | HY1 |  | HY | WAT |  | Conventional Hydro | 1942-08-01 |  | 2.5 | 2.1 | 2.29
Existing | US | WECC | BPAT |  | 6508 | 1 |  | Yakama Drop No 3 (aka Wapato drop) | HY1 |  | HY | WAT |  | Conventional Hydro | 1931-12-01 |  | 0.8 | 0.5 | 0.68
Existing | US | WECC | BPAT |  | 6508 | 2 |  | Yakama Drop No 3 (aka Wapato drop) | HY2 |  | HY | WAT |  | Conventional Hydro | 1931-12-01 |  | 0.8 | 0.5 | 0.68
Existing | US | WECC | BPAT |  | 3878 | 1 |  | Yelm 1 | HY1 |  | HY | WAT |  | Conventional Hydro | 1929-12-01 |  | 3 | 2.7 | 2.7
Existing | US | WECC | BPAT |  | 3878 | 2 |  | Yelm 2 | HY2 |  | HY | WAT |  | Conventional Hydro | 1929-12-01 |  | 3 | 2.7 | 2.7
Existing | US | WECC | BPAT |  | 3878 | 3 |  | Yelm 3 | HY3 |  | HY | WAT |  | Conventional Hydro | 1954-12-01 |  | 6 | 6 | 6
Existing | US | WECC | BPAT |  | 57763 | 1 |  | Youngs Creek (FERC P-10359) | HY1 |  | HY | WAT |  | Conventional Hydro | 2010-12-01 |  | 7.5 | 7.5 | 7.5
Tier 1 | US | WECC | BPAT |  |  |  |  | Golden Hills Wind | 267 |  | WT | WND |  | Wind | 2021-12-31 |  | 400 | 400 | 400
Tier 1 | US | WECC | BPAT |  |  |  |  | West Butte Wind | 1 |  | WT | WND |  | Wind | 2021-12-31 |  | 104 | 104 | 104
Existing | US | WECC | CHPD |  | 6424 | A-1 |  | Chelan | A-1 |  | HY | WAT |  | Conventional Hydro | 1927-09-01 |  | 29.6 | 31 | 31
Existing | US | WECC | CHPD |  | 6424 | A-2 |  | Chelan | A-2 |  | HY | WAT |  | Conventional Hydro | 1928-08-01 |  | 29.6 | 31 | 31
Existing | US | WECC | CHPD |  | 6200 | A |  | Rock Island | A |  | HY | WAT |  | Conventional Hydro | 1931-10-01 |  | 1.22 | 1 | 1
Existing | US | WECC | CHPD |  | 6200 | B-1 |  | Rock Island | B-1 |  | HY | WAT |  | Conventional Hydro | 1931-11-01 |  | 20.69 | 19 | 19
Existing | US | WECC | CHPD |  | 6200 | B-10 |  | Rock Island | B-10 |  | HY | WAT |  | Conventional Hydro | 1953-04-01 |  | 22.5 | 22 | 22
Existing | US | WECC | CHPD |  | 6200 | B-2 |  | Rock Island | B-2 |  | HY | WAT |  | Conventional Hydro | 1931-10-01 |  | 20.69 | 19 | 19
Existing | US | WECC | CHPD |  | 6200 | B-3 |  | Rock Island | B-3 |  | HY | WAT |  | Conventional Hydro | 1932-12-01 |  | 20.69 | 19 | 19
Existing | US | WECC | CHPD |  | 6200 | B-4 |  | Rock Island | B-4 |  | HY | WAT |  | Conventional Hydro | 1932-10-01 |  | 20.69 | 19 | 19
Existing | US | WECC | CHPD |  | 6200 | B-5 |  | Rock Island | B-5 |  | HY | WAT |  | Conventional Hydro | 1952-09-01 |  | 22.5 | 21 | 21
Existing | US | WECC | CHPD |  | 6200 | B-6 |  | Rock Island | B-6 |  | HY | WAT |  | Conventional Hydro | 1952-10-01 |  | 22.5 | 21 | 21
Existing | US | WECC | CHPD |  | 6200 | B-7 |  | Rock Island | B-7 |  | HY | WAT |  | Conventional Hydro | 1952-11-01 |  | 22.5 | 21 | 21
Existing | US | WECC | CHPD |  | 6200 | B-8 |  | Rock Island | B-8 |  | HY | WAT |  | Conventional Hydro | 1953-01-01 |  | 22.5 | 21 | 21
Existing | US | WECC | CHPD |  | 6200 | B-9 |  | Rock Island | B-9 |  | HY | WAT |  | Conventional Hydro | 1953-03-01 |  | 22.5 | 22 | 22
Existing | US | WECC | CHPD |  | 6200 | U-1 |  | Rock Island | U-1 |  | HY | WAT |  | Conventional Hydro | 1979-08-01 |  | 51.28 | 45.9 | 45.9
Existing | US | WECC | CHPD |  | 6200 | U-2 |  | Rock Island | U-2 |  | HY | WAT |  | Conventional Hydro | 1979-06-01 |  | 51.28 | 45.9 | 45.9
Existing | US | WECC | CHPD |  | 6200 | U-3 |  | Rock Island | U-3 |  | HY | WAT |  | Conventional Hydro | 1979-04-01 |  | 51.28 | 45.9 | 45.9
Existing | US | WECC | CHPD |  | 6200 | U-4 |  | Rock Island | U-4 |  | HY | WAT |  | Conventional Hydro | 1979-02-01 |  | 51.28 | 45.9 | 45.9
Existing | US | WECC | CHPD |  | 6200 | U-5 |  | Rock Island | U-5 |  | HY | WAT |  | Conventional Hydro | 1978-12-01 |  | 51.28 | 45.9 | 45.9
Existing | US | WECC | CHPD |  | 6200 | U-6 |  | Rock Island | U-6 |  | HY | WAT |  | Conventional Hydro | 1978-10-01 |  | 51.28 | 45.9 | 45.9
Existing | US | WECC | CHPD |  | 6200 | U-7 |  | Rock Island | U-7 |  | HY | WAT |  | Conventional Hydro | 1978-08-01 |  | 51.28 | 45.9 | 45.9
Existing | US | WECC | CHPD |  | 6200 | U-8 |  | Rock Island | U-8 |  | HY | WAT |  | Conventional Hydro | 1978-07-01 |  | 51.28 | 45.9 | 45.9
Existing | US | WECC | CHPD |  | 3883 | C-1 |  | Rocky Reach | C-1 |  | HY | WAT |  | Conventional Hydro | 1961-06-01 |  | 114 | 107.09 | 107.09
Existing | US | WECC | CHPD |  | 3883 | C-10 |  | Rocky Reach | C-10 |  | HY | WAT |  | Conventional Hydro | 1974-01-01 |  | 125.4 | 132.09 | 132.09
Existing | US | WECC | CHPD |  | 3883 | C-11 |  | Rocky Reach | C-11 |  | HY | WAT |  | Conventional Hydro | 1974-02-01 |  | 125.4 | 132.09 | 132.09
Existing | US | WECC | CHPD |  | 3883 | C-2 |  | Rocky Reach | C-2 |  | HY | WAT |  | Conventional Hydro | 1961-06-01 |  | 114 | 107.09 | 107.09
Existing | US | WECC | CHPD |  | 3883 | C-3 |  | Rocky Reach | C-3 |  | HY | WAT |  | Conventional Hydro | 1961-06-01 |  | 114 | 107.09 | 107.09
Existing | US | WECC | CHPD |  | 3883 | C-4 |  | Rocky Reach | C-4 |  | HY | WAT |  | Conventional Hydro | 1961-08-01 |  | 114 | 107.09 | 107.09
Existing | US | WECC | CHPD |  | 3883 | C-5 |  | Rocky Reach | C-5 |  | HY | WAT |  | Conventional Hydro | 1961-08-01 |  | 114 | 107.09 | 107.09
Existing | US | WECC | CHPD |  | 3883 | C-6 |  | Rocky Reach | C-6 |  | HY | WAT |  | Conventional Hydro | 1961-08-01 |  | 114 | 107.09 | 107.09
Existing | US | WECC | CHPD |  | 3883 | C-7 |  | Rocky Reach | C-7 |  | HY | WAT |  | Conventional Hydro | 1961-09-01 |  | 114 | 107.09 | 107.09
Existing | US | WECC | CHPD |  | 3883 | C-8 |  | Rocky Reach | C-8 |  | HY | WAT |  | Conventional Hydro | 1973-08-01 |  | 125.4 | 132.09 | 132.09
Existing | US | WECC | CHPD |  | 3883 | C-9 |  | Rocky Reach | C-9 |  | HY | WAT |  | Conventional Hydro | 1973-11-01 |  | 125.4 | 132.09 | 132.09
Existing | US | WECC | DOPD |  | 3886 | U-1 |  | Wells | 1 |  | HY | WAT |  | Conventional Hydro | 1967-09-01 |  | 84 | 84 | 84
Existing | US | WECC | DOPD |  | 3886 | U-2 |  | Wells | 2 |  | HY | WAT |  | Conventional Hydro | 1967-10-01 |  | 84 | 84 | 84
Existing | US | WECC | DOPD |  | 3886 | U-3 |  | Wells | 3 |  | HY | WAT |  | Conventional Hydro | 1967-09-01 |  | 84 | 84 | 84
Existing | US | WECC | DOPD |  | 3886 | U-4 |  | Wells | 4 |  | HY | WAT |  | Conventional Hydro | 1967-09-01 |  | 84 | 84 | 84
Existing | US | WECC | DOPD |  | 3886 | U-5 |  | Wells | 5 |  | HY | WAT |  | Conventional Hydro | 1967-09-01 |  | 84 | 84 | 84
Existing | US | WECC | DOPD |  | 3886 | U-6 |  | Wells | 6 |  | HY | WAT |  | Conventional Hydro | 1967-09-01 |  | 84 | 84 | 84
Existing | US | WECC | DOPD |  | 3886 | U-7 |  | Wells | 7 |  | HY | WAT |  | Conventional Hydro | 1967-09-01 |  | 84 | 84 | 84
Existing | US | WECC | DOPD |  | 3886 | U-8 |  | Wells | 8 |  | HY | WAT |  | Conventional Hydro | 1968-10-01 |  | 84 | 84 | 84
Existing | US | WECC | DOPD |  | 3886 | U-9 |  | Wells | 9 |  | HY | WAT |  | Conventional Hydro | 1969-01-01 |  | 84 | 84 | 84
Existing | US | WECC | DOPD |  | 3886 | U-10 |  | Wells | 10 |  | HY | WAT |  | Conventional Hydro | 1969-01-01 |  | 84 | 84 | 84
Existing | US | WECC | GCPD |  | 7113 | 1 |  | P.E.C. Headworks | 1 |  | HY | WAT |  | Conventional Hydro | 1990-09-01 |  | 6.59 | 7 | 0
Existing | US | WECC | GCPD |  | 3887 | 1 |  | Priest Rapids | 1 |  | HY | WAT |  | Conventional Hydro | 1961-07-01 |  | 95 | 93.2 | 93.2
Existing | US | WECC | GCPD |  | 3887 | 2 |  | Priest Rapids | 2 |  | HY | WAT |  | Conventional Hydro | 1961-05-01 |  | 97.79 | 93.2 | 93.2
Existing | US | WECC | GCPD |  | 3887 | 3 |  | Priest Rapids | 3 |  | HY | WAT |  | Conventional Hydro | 1960-09-01 |  | 95 | 93.2 | 93.2
Existing | US | WECC | GCPD |  | 3887 | 4 |  | Priest Rapids | 4 |  | HY | WAT |  | Conventional Hydro | 1960-09-01 |  | 95 | 93.2 | 93.2
Existing | US | WECC | GCPD |  | 3887 | 5 |  | Priest Rapids | 5 |  | HY | WAT |  | Conventional Hydro | 1960-04-01 |  | 95 | 93.2 | 93.2
Existing | US | WECC | GCPD |  | 3887 | 6 |  | Priest Rapids | 6 |  | HY | WAT |  | Conventional Hydro | 1960-02-01 |  | 95 | 93.2 | 93.2
Existing | US | WECC | GCPD |  | 3887 | 7 |  | Priest Rapids | 7 |  | HY | WAT |  | Conventional Hydro | 1960-01-01 |  | 95 | 93.2 | 93.2
Existing | US | WECC | GCPD |  | 3887 | 8 |  | Priest Rapids | 8 |  | HY | WAT |  | Conventional Hydro | 1959-12-01 |  | 95 | 93.2 | 93.2
Existing | US | WECC | GCPD |  | 3887 | 9 |  | Priest Rapids | 9 |  | HY | WAT |  | Conventional Hydro | 1959-10-01 |  | 97.79 | 93.2 | 93.2
Existing | US | WECC | GCPD |  | 3887 | 10 |  | Priest Rapids | 10 |  | HY | WAT |  | Conventional Hydro | 1959-11-01 |  | 95 | 93.2 | 93.2
Existing | US | WECC | GCPD |  | 917 | 1 |  | Quincy Chute | 1 |  | HY | WAT |  | Conventional Hydro | 1985-10-01 |  | 9.4 | 9 | 0
Existing | US | WECC | GCPD |  | 3888 | 1A |  | Wanapum | 1 |  | HY | WAT |  | Conventional Hydro | 2013-11-01 |  | 122.2 | 101.09 | 101.09
Existing | US | WECC | GCPD |  | 3888 | 2A |  | Wanapum | 2 |  | HY | WAT |  | Conventional Hydro | 2012-12-01 |  | 122.2 | 101.09 | 101.09
Existing | US | WECC | GCPD |  | 3888 | 3A |  | Wanapum | 3 |  | HY | WAT |  | Conventional Hydro | 2017-07-31 |  | 122.2 | 101.09 | 101.09
Existing | US | WECC | GCPD |  | 3889 | 4A |  | Wanapum | 4 |  | HY | WAT |  | Conventional Hydro | 2020-10-06 |  | 122.2 | 101.09 | 101.09
Existing | US | WECC | GCPD |  | 3888 | 5A |  | Wanapum | 5 |  | HY | WAT |  | Conventional Hydro | 2012-02-01 |  | 122.2 | 101.09 | 101.09
Existing | US | WECC | GCPD |  | 3888 | 6A |  | Wanapum | 6 |  | HY | WAT |  | Conventional Hydro | 2016-07-21 |  | 122.2 | 101.09 | 101.09
Existing | US | WECC | GCPD |  | 3888 | 7A |  | Wanapum | 7 |  | HY | WAT |  | Conventional Hydro | 2011-04-01 |  | 122.2 | 101.09 | 101.09
Existing | US | WECC | GCPD |  | 3888 | 8A |  | Wanapum | 8 |  | HY | WAT |  | Conventional Hydro | 2018-12-06 |  | 122.2 | 101.09 | 101.09
Existing | US | WECC | GCPD |  | 3888 | 9A |  | Wanapum | 9 |  | HY | WAT |  | Conventional Hydro | 2015-06-18 |  | 122.2 | 101.09 | 101.09
Existing | US | WECC | GCPD |  | 3888 | 10A |  | Wanapum | 10 |  | HY | WAT |  | Conventional Hydro | 2014-06-11 |  | 122.2 | 101.09 | 101.09
Existing | US | WECC | GRID |  | 55124 | CTG1 |  | Griffith Energy | G1 |  | CT | NG |  | Natural Gas and Other Gases | 2001-10-01 |  | 176.6 | 156 | 156
Existing | US | WECC | GRID |  | 55124 | CTG2 |  | Griffith Energy | G2 |  | CT | NG |  | Natural Gas and Other Gases | 2001-10-01 |  | 176.6 | 151 | 151
Existing | US | WECC | GRID |  | 55124 | STG |  | Griffith Energy | ST |  | CA | NG |  | Natural Gas and Other Gases | 2001-10-01 |  | 301.8 | 274 | 274
Existing | US | WECC | GRID |  | 55328 | STG1 |  | Hermiston Power Partnership | CA1 |  | CA | NG |  | Natural Gas and Other Gases | 2002-08-01 |  | 264.4 | 247 | 258
Existing | US | WECC | GRID |  | 55328 | CTG1 |  | Hermiston Power Partnership | CT1 |  | CT | NG |  | Natural Gas and Other Gases | 2002-08-01 |  | 212.5 | 184 | 195
Existing | US | WECC | GRID |  | 55328 | CTG2 |  | Hermiston Power Partnership | CT2 |  | CT | NG |  | Natural Gas and Other Gases | 2002-08-01 |  | 212.5 | 184 | 195
Existing | US | WECC | GRID |  | 55481 | BLK2 |  | Mesquite Power LLC | GT3 |  | CT | NG |  | Natural Gas and Other Gases | 2003-12-01 |  | 185.3 | 153 | 162
Existing | US | WECC | GRID |  | 55481 | BLK2 |  | Mesquite Power LLC | GT4 |  | CT | NG |  | Natural Gas and Other Gases | 2003-12-01 |  | 185.3 | 153 | 162
Existing | US | WECC | GRID |  | 55481 | BLK2 |  | Mesquite Power LLC | ST2 |  | CA | NG |  | Natural Gas and Other Gases | 2003-12-01 |  | 321 | 289 | 300
Existing | US | WECC | GRID |  | 60145 | 1 |  | Pattern Operators. LP | 1 |  | WT | WND |  | Wind | 2017-03-17 |  | 182 | 182 | 182
Existing | US | WECC | GRID |  | 60152 | 1 |  | Pattern Operators. LP | 1 |  | WT | WND |  | Wind | 2017-03-17 |  | 143 | 143 | 143
Existing | US | WECC | GRID |  | 60317 | 1 |  | Pattern Operators. LP | 1 |  | WT | WND |  | Wind | 2019-08-01 |  | 220 | 220 | 220
Existing | US | WECC | GRID |  | 60827 |  |  | Sun Streams, LLC | GEN01 |  | PV | SUN |  | Solar | 2020-01-01 |  | 150 | 150 | 150
Existing | US | WECC | AVRN |  | 56361 | 1 |  | Big Horn Wind | 133 |  | WT | WND |  | Wind | 2006-10-16 |  | 199.5 | 199.5 | 199.5
Existing | US | WECC | AVRN |  | 57319 | 1 |  | Big Horn Wind 2 | 25 |  | WT | WND |  | Wind | 2010-10-15 |  | 50 | 50 | 50
Existing | US | WECC | AVRN |  | 56790 | 1 |  | Hay Canyon | 48 |  | WT | WND |  | Wind | 2009-04-01 |  | 100.8 | 100.8 | 100.8
Existing | US | WECC | AVRN |  | 57320 |  |  | Juniper Canyon 1 | 63 |  | WT | WND |  | Wind | 2011-03-01 |  | 151.19 | 151.19 | 151.19
Existing | US | WECC | AVRN |  | 55103 | CC1 |  | Klamath Cogeneration Plant | 1 |  | CA | NG |  | Natural Gas and Other Gases | 2001-07-01 |  | 178.5 | 180 | 190
Existing | US | WECC | AVRN |  | 55103 | CC1 |  | Klamath Cogeneration Plant | 2 |  | CT | NG |  | Natural Gas and Other Gases | 2001-07-01 |  | 323 | 310 | 368
Existing | US | WECC | AVRN |  | 55544 |  |  | Klamath Expansion Project | 4 |  | GT | NG |  | Natural Gas and Other Gases | 2002-05-01 |  | 117.6 | 100 | 115.2
Existing | US | WECC | AVRN |  | 55871 |  |  | Klondike I | 16 |  | WT | WND |  | Wind | 2002-01-06 |  | 24 | 24 | 24
Existing | US | WECC | AVRN |  | 56359 |  |  | Klondike II | 50 |  | WT | WND |  | Wind | 2006-01-01 |  | 75 | 75 | 75
Existing | US | WECC | AVRN |  | 56468 | 1 |  | Klondike III | 80 |  | WT | WND |  | Wind | 2008-01-01 |  | 223.59 | 223.59 | 223.59
Existing | US | WECC | AVRN |  | 56468 | 2 |  | Klondike IIIA | 51 |  | WT | WND |  | Wind | 2009-01-01 |  | 76.5 | 76.5 | 76.5
Existing | US | WECC | AVRN |  | 57333 | 1 |  | Leaning Juniper 2a | 43 |  | WT | WND |  | Wind | 2011-04-01 |  | 90.29 | 90.29 | 90.29
Existing | US | WECC | AVRN |  | 57333 | 2 |  | Leaning Juniper 2b | 74 |  | WT | WND |  | Wind | 2011-04-01 |  | 111 | 111 | 111
Existing | US | WECC | AVRN |  | 58099 | 1 |  | Montague Wind Power Facility LLC | 56 |  | WT | WND |  | Wind | 2019-11-01 |  | 200 | 200 | 200
Existing | US | WECC | AVRN |  | 56789 | 1 |  | Pebble Springs | 47 |  | WT | WND |  | Wind | 2009-04-01 |  | 98.7 | 98.7 | 98.7
Existing | US | WECC | AVRN |  | 3887 |  |  | Priest Rapids | 0 |  | HY | WAT |  | Conventional Hydro | 1959-10-01 |  | 210 | 210 | 210
Existing | US | WECC | AVRN |  | 3883 |  |  | Rocky Reach | 0 |  | HY | WAT |  | Conventional Hydro | 1961-06-01 |  | 81 | 81 | 81
Existing | US | WECC | AVRN |  | 57096 | 1 |  | Star Point | 47 |  | WT | WND |  | Wind | 2010-02-01 |  | 98.7 | 98.7 | 98.7
Existing | US | WECC | AVRN |  | 56702 |  |  | Tuolumne Wind Project | 0 |  | WT | WND |  | Wind | 2009-05-01 |  | 136.3 | 136.3 | 136.3
Existing | US | WECC | AVRN |  | 61345 | PV1 |  | WyEast Solar | 0 |  | PV-T | SUN |  | Solar | 2018-08-01 |  | 10 | 10 | 10
Tier 1 | US | WECC | AVRN |  |  |  |  | Bakeoven Solar |  |  | PV-T | SUN |  | Solar | 2021-11-01 |  | 60 | 60 | 60
Tier 1 | US | WECC | AVRN |  |  |  |  | Montague Solar |  |  | PV-T | SUN |  | Solar | 2021-11-01 |  | 162 | 162 | 162
Tier 1 | US | WECC | AVRN |  |  |  |  | Lund Hill Solar |  |  | PV-T | SUN |  | Solar | 2021-12-01 |  | 150 | 150 | 150
Tier 1 | US | WECC | AVRN |  |  |  |  | Golden Hill Wind |  |  | WT | WND |  | Wind | 2021-12-01 |  | 200 | 200 | 200
Tier 1 | US | WECC | AVRN |  |  |  |  | Bakeoven Solar |  |  | PV-T | SUN |  | Solar | 2022-12-01 |  | 140 | 140 | 140
Tier 1 | US | WECC | AVRN |  |  |  |  | Badger Mountain |  |  | PV-T | SUN |  | Solar | 2023-01-01 |  | 200 | 200 | 200
Tier 1 | US | WECC | AVRN |  |  |  |  | Blue Bird |  |  | PV-T | SUN |  | Solar | 2023-01-01 |  | 100 | 100 | 100
Tier 1 | US | WECC | AVRN |  |  |  |  | Tower Rd. |  |  | PV-T | SUN |  | Solar | 2023-01-01 |  | 120 | 120 | 120
Tier 1 | US | WECC | AVRN |  |  |  |  | Lund Hill |  |  | WT | WND |  | Wind | 2025-01-01 |  | 60 | 60 | 60
Existing | US | WECC | GWA |  | 57049 | NGW1 |  | Glacier Winds Energy One | 71 |  | WT | WND |  | Wind | 2008-10-01 |  | 106.5 | 104.2 | 104.2
Existing | US | WECC | GWA |  | 57050 | NGW2 |  | Glacier Winds Energy Two | 69 |  | WT | WND |  | Wind | 2009-07-01 |  | 103.5 | 101.4 | 101.4
Existing | US | WECC | GWA |  | 57995 | RR |  | Rim Rock | 126 |  | WT | WND |  | Wind | 2012-08-21 |  | 189 | 184.59 | 184.59
Existing | US | WECC | IPFE |  | 809 | 1 |  | American Falls | 1 |  | HY | WAT |  | Conventional Hydro | 1978-07-01 |  | 30.78 | 27.33 | 0
Existing | US | WECC | IPFE |  | 809 | 2 |  | American Falls | 2 |  | HY | WAT |  | Conventional Hydro | 1978-06-01 |  | 30.78 | 27.33 | 0
Existing | US | WECC | IPFE |  | 809 | 3 |  | American Falls | 3 |  | HY | WAT |  | Conventional Hydro | 1978-03-01 |  | 30.78 | 27.33 | 0
Existing | US | WECC | IPFE |  | 54668 | 1 |  | Falls River | 1 |  | HY | WAT |  | Conventional Hydro | 1993-08-22 |  | 4.55 | 3.64 | 1.89
Existing | US | WECC | IPFE |  | 54668 | 2 |  | Falls River | 2 |  | HY | WAT |  | Conventional Hydro | 1993-08-22 |  | 4.55 | 3.64 | 1.89
Existing | US | WECC | IPFE |  | 8066 | 1 |  | Jim Bridger | 1 |  | ST | SUB |  | Coal | 1974-11-01 |  | 577.88 | 531 | 531
Existing | US | WECC | IPFE |  | 8066 | 2 |  | Jim Bridger | 2 |  | ST | SUB |  | Coal | 1975-12-01 | 2028-12-31 | 586.15 | 539 | 539
Existing | US | WECC | IPFE |  | 8066 | 3 |  | Jim Bridger | 3 |  | ST | SUB |  | Coal | 1976-09-01 | 2023-12-31 | 577.88 | 523 | 523
Existing | US | WECC | IPFE |  | 8066 | 4 |  | Jim Bridger | 4 |  | ST | SUB |  | Coal | 1979-11-01 |  | 583.96 | 530 | 530
Existing | US | WECC | IPFE |  | 8224 | 1 |  | North Valmy | 1 |  | ST | BIT |  | Coal | 1981-12-01 | 2021-12-31 | 138.595 | 127 | 127
Existing | US | WECC | IPFE |  | 8224 | 2 |  | North Valmy | 2 |  | ST | BIT |  | Coal | 1985-05-01 | 2025-12-31 | 144.9 | 134 | 134
Existing | US | WECC | IPFE |  | 1102 | 1 |  | Pocatello Waste | 1 |  | IC | OBG |  | Biomass | 1984-12-01 |  | 0.46 | 0.11 | 0.17
Existing | US | WECC | IPFE |  | 56317 | 1 |  | Raft River I | 1 |  | BT | GEO |  | Geothermal | 2007-11-01 |  | 16 | 10 | 10
Existing | US | WECC | IPFE |  | 57766 | RLWF |  | Rockland | 44 |  | WT | WND |  | Wind | 2011-12-09 |  | 80 | 4 | 4
Existing | US | WECC | IPFE |  | 817 | 1 |  | Salmon Diesel | 1 |  | IC | DFO |  | Petroleum | 1966-12-01 |  | 2.5 | 2.75 | 2.75
Existing | US | WECC | IPFE |  | 817 | 2 |  | Salmon Diesel | 2 |  | IC | DFO |  | Petroleum | 1966-12-01 |  | 2.5 | 2.75 | 2.75
Existing | US | WECC | IPFE |  | 99999 | IPZ |  | Schaffner | 1 |  | HY | WAT |  | Conventional Hydro | 1986-08-08 |  | 0.53 | 0.25 | 0.07
Existing | US | WECC | IPFE |  | 50274 | GEN1 |  | Simplot-Pocatello (Don Plant) | 1 |  | ST | OTH |  | Other | 1986-02-01 |  | 12 | 0 | 8.11
Existing | US | WECC | IPMV |  | 10140 | GEN1 |  | Birch Creek | 1 |  | HY | WAT |  | Conventional Hydro | 1984-11-01 |  | 0.05 | 0.02 | 0.04
Existing | US | WECC | IPMV |  | 99999 | IPD |  | Black Canyon #3 | 1 |  | HY | WAT |  | Conventional Hydro | 1984-04-16 |  | 0.14 | 0 | 0
Existing | US | WECC | IPMV |  |  |  |  | Black Canyon Bliss Hydro | 1 |  | HY | WAT |  | Conventional Hydro | 2015-10-08 |  | 0.03 | 0.03 | 0
Existing | US | WECC | IPMV |  | 54514 | 1 |  | Blind Canyon | 1 |  | HY | WAT |  | Conventional Hydro | 1994-12-14 |  | 1.5 | 0.62 | 0
Existing | US | WECC | IPMV |  | 810 | 1 |  | Bliss | 1 |  | HY | WAT |  | Conventional Hydro | 1949-11-01 |  | 25 | 25 | 25
Existing | US | WECC | IPMV |  | 810 | 2 |  | Bliss | 1 |  | HY | WAT |  | Conventional Hydro | 1950-01-01 |  | 25 | 25 | 25
Existing | US | WECC | IPMV |  | 810 | 3 |  | Bliss | 1 |  | HY | WAT |  | Conventional Hydro | 1950-03-01 |  | 25 | 25 | 25
Existing | US | WECC | IPMV |  | 99999 | IPF |  | Box Canyon | 1 |  | HY | WAT |  | Conventional Hydro | 1984-02-11 |  | 0.35 | 0.17 | 0.22
Existing | US | WECC | IPMV |  | 99999 | IPG |  | Briggs Creek | 1 |  | HY | WAT |  | Conventional Hydro | 1985-10-10 |  | 0.59 | 0.4 | 0.4
Existing | US | WECC | IPMV |  | 56434 | BBWP |  | Burley Butte | 1 |  | WT | WND |  | Wind | 2010-12-01 |  | 21.3 | 1.06 | 1.06
Existing | US | WECC | IPMV |  | 50895 | GEN1 |  | Bypass | 1 |  | HY | WAT |  | Conventional Hydro | 1988-06-18 |  | 3.33 | 3.31 | 0
Existing | US | WECC | IPMV |  | 50895 | GEN2 |  | Bypass | 2 |  | HY | WAT |  | Conventional Hydro | 1988-06-18 |  | 3.33 | 3.31 | 0
Existing | US | WECC | IPMV |  | 50895 | GEN3 |  | Bypass | 3 |  | HY | WAT |  | Conventional Hydro | 1988-06-18 |  | 3.34 | 3.31 | 0
Existing | US | WECC | IPMV |  | 99999 | IPH |  | Canyon Springs | 1 |  | HY | WAT |  | Conventional Hydro | 1984-10-01 |  | 0.13 | 0.08 | 0.08
Existing | US | WECC | IPMV |  | 56934 | 1 |  | Cassia Wind Farm | 1 |  | WT | WND |  | Wind | 2009-02-01 |  | 10.5 | 0.52 | 0.52
Existing | US | WECC | IPMV |  | 814 | 1 |  | Clear Lakes | 1 |  | HY | WAT |  | Conventional Hydro | 1936-12-01 |  | 2.5 | 2.79 | 2.79
Existing | US | WECC | IPMV |  | 99999 | IPI |  | Clear Springs Trout | 1 |  | HY | WAT |  | Conventional Hydro | 1983-11-02 |  | 0.52 | 0.4 | 0.4
Existing | US | WECC | IPMV |  | 10806 | GEN1 |  | Crystal Springs | 1 |  | HY | WAT |  | Conventional Hydro | 1986-04-01 |  | 2.3 | 1.08 | 0.46
Existing | US | WECC | IPMV |  | 99999 | IPJ |  | Curry Cattle Company | 1 |  | HY | WAT |  | Conventional Hydro | 1983-06-16 |  | 0.22 | 0.17 | 0
Existing | US | WECC | IPMV |  | 10807 | GEN1 |  | Dietrich Drop | 1 |  | HY | WAT |  | Conventional Hydro | 1988-08-29 |  | 4.5 | 4.44 | 0
Existing | US | WECC | IPMV |  | 99999 | IPK |  | Faulkner Ranch | 1 |  | HY | WAT |  | Conventional Hydro | 1987-05-15 |  | 0.87 | 0.69 | 0
Existing | US | WECC | IPMV |  | 99999 | IPL |  | Fisheries Dev. | 1 |  | HY | WAT |  | Conventional Hydro | 1990-07-03 |  | 0.26 | 0.1 | 0.12
Existing | US | WECC | IPMV |  | 56308 | 1 |  | Fossil Gulch | 1 |  | WT | WND |  | Wind | 2005-02-01 |  | 10.5 | 0.52 | 0.52
Existing | US | WECC | IPMV |  | 50718 | HYD1 |  | Geo-Bon #2 ( Notch Butte Hydro | 1 |  | HY | WAT |  | Conventional Hydro | 1986-11-15 |  | 0.93 | 0.81 | 0
Existing | US | WECC | IPMV |  | 56435 | GVWP |  | Golden Valley | 1 |  | WT | WND |  | Wind | 2010-11-23 |  | 12 | 0.6 | 0.6
Existing | US | WECC | IPMV |  | 99999 | IPM |  | Hailey Cspp | 1 |  | HY | WAT |  | Conventional Hydro | 1985-06-25 |  | 0.05 | 0.01 | 0.01
Existing | US | WECC | IPMV |  | 50896 | GEN1 |  | Hazelton A | 1 |  | HY | WAT |  | Conventional Hydro | 1990-04-26 |  | 2.79 | 2.29 | 0
Existing | US | WECC | IPMV |  | 50896 | GEN2 |  | Hazelton A | 2 |  | HY | WAT |  | Conventional Hydro | 1990-04-26 |  | 2.79 | 2.29 | 0
Existing | US | WECC | IPMV |  | 50896 | GEN3 |  | Hazelton A | 3 |  | HY | WAT |  | Conventional Hydro | 1990-04-26 |  | 2.79 | 2.29 | 0
Existing | US | WECC | IPMV |  | 54558 | U1 |  | Hazelton B | 1 |  | HY | WAT |  | Conventional Hydro | 1993-05-08 |  | 3.79 | 3 | 0
Existing | US | WECC | IPMV |  | 54558 | U2 |  | Hazelton B | 2 |  | HY | WAT |  | Conventional Hydro | 1993-05-08 |  | 3.79 | 3.02 | 0
Existing | US | WECC | IPMV |  |  |  |  | Head of U Canal Project | 1 |  | HY | WAT |  | Conventional Hydro | 2015-06-02 |  | 1.28 | 1.28 | 0
Existing | US | WECC | IPMV |  | 99999 | IPN |  | Jim Knight | 1 |  | HY | WAT |  | Conventional Hydro | 1985-06-10 |  | 0.34 | 0.27 | 0
Existing | US | WECC | IPMV |  | 10781 | GEN1 |  | Koyle Small Hydro | 1 |  | HY | WAT |  | Conventional Hydro | 1984-04-02 |  | 0.41 | 0.1 | 0
Existing | US | WECC | IPMV |  | 10781 | GEN2 |  | Koyle Small Hydro | 2 |  | HY | WAT |  | Conventional Hydro | 1984-04-02 |  | 0.41 | 0.1 | 0
Existing | US | WECC | IPMV |  | 10781 | GEN3 |  | Koyle Small Hydro | 3 |  | HY | WAT |  | Conventional Hydro | 1984-04-02 |  | 0.41 | 0.1 | 0
Existing | US | WECC | IPMV |  | 54753 | GEN1 |  | Lateral # 10 | 1 |  | HY | WAT |  | Conventional Hydro | 1985-05-04 |  | 2.06 | 0.14 | 0.91
Existing | US | WECC | IPMV |  | 99999 | IPO |  | Lemoyne | 1 |  | HY | WAT |  | Conventional Hydro | 1985-06-23 |  | 0.08 | 0.07 | 0.07
Existing | US | WECC | IPMV |  | 10049 | 1 |  | Little Mac | 1 |  | HY | WAT |  | Conventional Hydro | 1984-06-01 |  | 0.29 | 0.67 | 0.23
Existing | US | WECC | IPMV |  | 10049 | 2 |  | Little Mac | 2 |  | HY | WAT |  | Conventional Hydro | 1984-06-01 |  | 0.4 | 0 | 0
Existing | US | WECC | IPMV |  | 10049 | 3 |  | Little Mac | 3 |  | HY | WAT |  | Conventional Hydro | 1984-06-01 |  | 0.4 | 0 | 0
Existing | US | WECC | IPMV |  | 10049 | 4 |  | Little Mac | 4 |  | HY | WAT |  | Conventional Hydro | 1984-06-01 |  | 0.4 | 0 | 0
Existing | US | WECC | IPMV |  |  |  |  | Little Wood River Ranch II | 1 |  | HY | WAT |  | Conventional Hydro | 2015-10-09 |  | 1.25 | 1.25 | 0
Existing | US | WECC | IPMV |  | 54386 | GEN1 |  | Little Wood Rvr Res | 1 |  | HY | WAT |  | Conventional Hydro | 1985-02-24 |  | 2.85 | 1.64 | 0
Existing | US | WECC | IPMV |  | 99999 | IPP |  | Littlewood / Arkoosh | 1 |  | HY | WAT |  | Conventional Hydro | 1986-08-08 |  | 0.87 | 0.8 | 0.07
Existing | US | WECC | IPMV |  | 10808 | GEN1 |  | Low Line Canal | 1 |  | HY | WAT |  | Conventional Hydro | 1985-05-01 |  | 7.96 | 7.2 | 0
Existing | US | WECC | IPMV |  | 815 | 1 |  | Lower Malad | 1 |  | HY | WAT |  | Conventional Hydro | 1948-10-01 |  | 13.5 | 5 | 5
Existing | US | WECC | IPMV |  | 816 | 3 |  | Lower Salmon | 1 |  | HY | WAT |  | Conventional Hydro | 1949-02-01 |  | 15 | 17 | 17
Existing | US | WECC | IPMV |  | 816 | 4 |  | Lower Salmon | 1 |  | HY | WAT |  | Conventional Hydro | 1949-03-01 |  | 15 | 17 | 17
Existing | US | WECC | IPMV |  | 816 | 1 |  | Lower Salmon | 1 |  | HY | WAT |  | Conventional Hydro | 1949-07-01 |  | 15 | 17 | 17
Existing | US | WECC | IPMV |  | 816 | 2 |  | Lower Salmon | 1 |  | HY | WAT |  | Conventional Hydro | 1949-09-01 |  | 15 | 17 | 17
Existing | US | WECC | IPMV |  | 10740 | GEN1 |  | Magic Reservoir | 1 |  | HY | WAT |  | Conventional Hydro | 1989-06-01 |  | 3 | 1.39 | 0
Existing | US | WECC | IPMV |  | 10740 | GEN2 |  | Magic Reservoir | 2 |  | HY | WAT |  | Conventional Hydro | 1989-06-01 |  | 3 | 1.39 | 0
Existing | US | WECC | IPMV |  | 10740 | GEN3 |  | Magic Reservoir | 3 |  | HY | WAT |  | Conventional Hydro | 1989-06-01 |  | 3 | 1.39 | 0
Existing | US | WECC | IPMV |  | 99999 | IPQ |  | Malad River | 1 |  | HY | WAT |  | Conventional Hydro | 1984-05-01 |  | 0.62 | 0.32 | 0
Existing | US | WECC | IPMV |  | 50323 | 1 |  | Marco Ranches | 1 |  | HY | WAT |  | Conventional Hydro | 1985-08-01 |  | 0.29 | 0.1 | 0
Existing | US | WECC | IPMV |  | 50323 | 2 |  | Marco Ranches | 2 |  | HY | WAT |  | Conventional Hydro | 1985-08-01 |  | 0.29 | 0.1 | 0
Existing | US | WECC | IPMV |  | 50323 | 3 |  | Marco Ranches | 3 |  | HY | WAT |  | Conventional Hydro | 1985-08-01 |  | 0.29 | 0.1 | 0
Existing | US | WECC | IPMV |  | 50323 | 4 |  | Marco Ranches | 4 |  | HY | WAT |  | Conventional Hydro | 1985-08-01 |  | 0.29 | 0.1 | 0
Existing | US | WECC | IPMV |  | 54812 | 1 |  | Mile 28 | 1 |  | HY | WAT |  | Conventional Hydro | 1994-06-01 |  | 0.75 | 0.59 | 0
Existing | US | WECC | IPMV |  | 54812 | 2 |  | Mile 28 | 2 |  | HY | WAT |  | Conventional Hydro | 1994-06-01 |  | 0.75 | 0.59 | 0
Existing | US | WECC | IPMV |  | 56437 | MDWP |  | Milner Dam | 1 |  | WT | WND |  | Wind | 2010-12-13 |  | 19.92 | 0.99 | 0.99
Existing | US | WECC | IPMV |  | 7190 | 1 |  | Milner Hydro | 1 |  | HY | WAT |  | Conventional Hydro | 1992-12-01 |  | 58.61 | 0 | 3.89
Existing | US | WECC | IPMV |  | 7190 | 2 |  | Milner Hydro | 2 |  | HY | WAT |  | Conventional Hydro | 1992-09-01 |  | 58.61 | 0 | 1
Existing | US | WECC | IPMV |  | 7190 | 3 |  | Milner Hydro | 3 |  | HY | WAT |  | Conventional Hydro | 1992-12-01 |  | 0.82 | 0 | 0.1
Existing | US | WECC | IPMV |  | 6398 | 6 |  | Minidoka | 6 |  | HY | WAT |  | Conventional Hydro | 1998-06-01 |  | 3 | 2.7 | 0
Existing | US | WECC | IPMV |  | 6398 | 7 |  | Minidoka | 7 |  | HY | WAT |  | Conventional Hydro | 1998-05-01 |  | 5.5 | 5 | 0
Existing | US | WECC | IPMV |  | 6398 | 8 |  | Minidoka | 8 |  | HY | WAT |  | Conventional Hydro | 1997-04-01 |  | 10 | 10 | 0
Existing | US | WECC | IPMV |  | 6398 | 9 |  | Minidoka | 9 |  | HY | WAT |  | Conventional Hydro | 1997-05-01 |  | 10 | 10 | 0
Existing | US | WECC | IPMV |  | 99999 | IPR |  | Mud Creek/S & S | 1 |  | HY | WAT |  | Conventional Hydro | 1982-02-20 |  | 0.52 | 0.19 | 0.08
Existing | US | WECC | IPMV |  | 99999 | IPS |  | Mud Creek/White | 1 |  | HY | WAT |  | Conventional Hydro | 1986-01-10 |  | 0.2 | 0.01 | 0.05
Existing | US | WECC | IPMV |  |  | 1 |  | North Gooding Main Hydro | 1 |  | HY | WAT |  | Conventional Hydro | 2016-12-31 |  | 1.3 | 1.3 | 0
Existing | US | WECC | IPMV |  | 56439 | OTWP |  | Oregon Trails | 1 |  | WT | WND |  | Wind | 2010-12-22 |  | 13.5 | 0.67 | 0.67
Existing | US | WECC | IPMV |  | 57124 | PFWP |  | Paynes Ferry Wind Farm | 1 |  | WT | WND |  | Wind | 2010-12-21 |  | 21 | 1.05 | 1.05
Existing | US | WECC | IPMV |  | 57343 | 1 |  | Pico Energy LLC (formerly B6 Anaerobic Digester) | 1 |  | IC | OBG |  | Biomass | 2009-09-01 |  | 1.13 | 0.96 | 1.21
Existing | US | WECC | IPMV |  | 57343 | 2 |  | Pico Energy LLC (formerly B6 Anaerobic Digester) | 2 |  | IC | OBG |  | Biomass | 2009-09-01 |  | 1.13 | 0.96 | 1.21
Existing | US | WECC | IPMV |  | 99999 | IPT |  | Pigeon Cove | 1 |  | HY | WAT |  | Conventional Hydro | 1984-10-31 |  | 1.88 | 1.07 | 0.63
Existing | US | WECC | IPMV |  | 56440 | PSWP |  | Pilgrim Stage | 1 |  | WT | WND |  | Wind | 2010-12-27 |  | 10.5 | 0.52 | 0.52
Existing | US | WECC | IPMV |  | 99999 | IPU |  | Pristine Springs #1 | 1 |  | HY | WAT |  | Conventional Hydro | 1995-03-29 |  | 0.13 | 0.1 | 0.1
Existing | US | WECC | IPMV |  | 99999 | IPV |  | Pristine Springs #3 | 1 |  | HY | WAT |  | Conventional Hydro | 2005-05-01 |  | 0.2 | 0.11 | 0.17
Existing | US | WECC | IPMV |  | 50987 | GEN1 |  | Rock Creek #1 | 1 |  | HY | WAT |  | Conventional Hydro | 1983-09-16 |  | 2.04 | 1.04 | 0.56
Existing | US | WECC | IPMV |  | 10809 | GEN1 |  | Rock Creek #2 | 1 |  | HY | WAT |  | Conventional Hydro | 1989-04-02 |  | 1.89 | 0.56 | 0.59
Existing | US | WECC | IPMV |  | 54579 | 1002 |  | Rupert Cogen (Magic Valley) | 1 |  | CS | NG |  | Natural Gas and Other Gases | 1996-11-01 |  | 10 | 0 | 8.65
Existing | US | WECC | IPMV |  | 99999 | IPY |  | Sagebrush | 1 |  | HY | WAT |  | Conventional Hydro | 1985-09-01 |  | 0.42 | 0.23 | 0
Existing | US | WECC | IPMV |  | 99999 | IPC |  | Sahko | 1 |  | HY | WAT |  | Conventional Hydro | 2006-06-01 |  | 0.5 | 0.2 | 0
Existing | US | WECC | IPMV |  | 56441 | SFWP |  | Salmon Falls | 1 |  | WT | WND |  | Wind | 2011-01-03 |  | 22 | 1.1 | 1.1
Existing | US | WECC | IPMV |  | 818 | 1 |  | Shoshone #2 | 1 |  | HY | WAT |  | Conventional Hydro | 1909-06-01 |  | 0.59 | 0.55 | 0
Existing | US | WECC | IPMV |  | 818 | 2 |  | Shoshone CSPP | 2 |  | HY | WAT |  | Conventional Hydro | 1907-08-01 |  | 0.4 | 0.33 | 0.05
Existing | US | WECC | IPMV |  | 818 | 3 |  | Shoshone Falls | 3 |  | HY | WAT |  | Conventional Hydro | 1921-08-01 |  | 11.5 | 12 | 12
Existing | US | WECC | IPMV |  |  |  |  | Shoshone Falls Upgrade | 1 |  | HY | WAT |  | Conventional Hydro | 2020-01-01 |  | 2 | 2 | 0
Existing | US | WECC | IPMV |  | 99998 | IPB |  | Snake River Pottery | 1 |  | HY | WAT |  | Conventional Hydro | 1984-11-30 |  | 0.07 | 0.04 | 0.05
Existing | US | WECC | IPMV |  | 99998 | IPC |  | Snedigar | 1 |  | HY | WAT |  | Conventional Hydro | 1985-11-01 |  | 0.54 | 0.17 | 0.11
Existing | US | WECC | IPMV |  | 10296 | GEN1 |  | South Forks | 1 |  | HY | WAT |  | Conventional Hydro | 1984-12-01 |  | 4 | 4 | 0
Existing | US | WECC | IPMV |  | 10296 | GEN2 |  | South Forks | 2 |  | HY | WAT |  | Conventional Hydro | 1984-12-01 |  | 4 | 4 | 0
Existing | US | WECC | IPMV |  | 820 | 1 |  | Thousand Springs | 1 |  | HY | WAT |  | Conventional Hydro | 1912-08-01 |  | 1 | 1.36 | 1.25
Existing | US | WECC | IPMV |  | 56442 | TSWP |  | Thousand Springs | 1 |  | WT | WND |  | Wind | 2010-12-22 |  | 1 | 0.6 | 0.6
Existing | US | WECC | IPMV |  | 820 | 2 |  | Thousand Springs | 2 |  | HY | WAT |  | Conventional Hydro | 1912-08-01 |  | 1 | 1.36 | 1.25
Existing | US | WECC | IPMV |  | 820 | 3 |  | Thousand Springs | 3 |  | HY | WAT |  | Conventional Hydro | 1920-05-01 |  | 6.79 | 9.27 | 8.49
Existing | US | WECC | IPMV |  | 99998 | IPE |  | Trout-Co | 1 |  | HY | WAT |  | Conventional Hydro | 1986-12-01 |  | 0.24 | 0.05 | 0.11
Existing | US | WECC | IPMV |  | 56443 | TGWP |  | Tuana Gulch | 1 |  | WT | WND |  | Wind | 2010-12-22 |  | 10.5 | 0.52 | 0.52
Existing | US | WECC | IPMV |  | 57136 | 1 |  | Tuana Springs | 1 |  | WT | WND |  | Wind | 2010-05-11 |  | 35.7 | 1.78 | 1.78
Existing | US | WECC | IPMV |  | 821 | 1 |  | Twin Falls | 1 |  | HY | WAT |  | Conventional Hydro | 1935-03-01 |  | 8.44 | 0 | 1.43
Existing | US | WECC | IPMV |  | 821 | 2 |  | Twin Falls | 2 |  | HY | WAT |  | Conventional Hydro | 1995-07-01 |  | 44.29 | 0 | 7.56
Existing | US | WECC | IPMV |  | 823 | 1 |  | Upper Malad | 1 |  | HY | WAT |  | Conventional Hydro | 1948-06-01 |  | 8.27 | 11 | 11
Existing | US | WECC | IPMV |  | 822 | 1 |  | Upper Salmon A | 1 |  | HY | WAT |  | Conventional Hydro | 1937-09-01 |  | 9 | 10 | 10
Existing | US | WECC | IPMV |  | 822 | 2 |  | Upper Salmon A | 2 |  | HY | WAT |  | Conventional Hydro | 1937-09-01 |  | 9 | 10 | 10
Existing | US | WECC | IPMV |  | 7079 | 1 |  | Upper Salmon B | 1 |  | HY | WAT |  | Conventional Hydro | 1947-09-01 |  | 8.25 | 9 | 9
Existing | US | WECC | IPMV |  | 7079 | 2 |  | Upper Salmon B | 2 |  | HY | WAT |  | Conventional Hydro | 1947-09-01 |  | 8.25 | 9 | 9
Existing | US | WECC | IPMV |  | 99998 | IPF |  | White Water Ranch | 1 |  | HY | WAT |  | Conventional Hydro | 1985-08-01 |  | 0.16 | 0.04 | 0.1
Existing | US | WECC | IPMV |  | 57126 | YCWP |  | Yahoo Creek Wind Farm | 1 |  | WT | WND |  | Wind | 2010-12-21 |  | 21 | 1.05 | 1.05
Existing | US | WECC | IPTV |  | 60011 | 1 |  | American Falls Solar | 1 |  | PV-T | SUN |  | Solar | 2016-12-31 |  | 20 | 10.6 | 0
Existing | US | WECC | IPTV |  | 60012 | 1 |  | American Falls Solar II | 1 |  | PV-T | SUN |  | Solar | 2016-12-31 |  | 20 | 10.6 | 0
Existing | US | WECC | IPTV |  | 6395 | 1 |  | Anderson Ranch | 1 |  | HY | WAT |  | Conventional Hydro | 1983-09-01 |  | 20 | 17 | 3.2
Existing | US | WECC | IPTV |  | 6395 | 2 |  | Anderson Ranch | 2 |  | HY | WAT |  | Conventional Hydro | 1983-09-01 |  | 20 | 17 | 3.2
Existing | US | WECC | IPTV |  | 99999 | IPE |  | Arena Drop | 1 |  | HY | WAT |  | Conventional Hydro | 2010-09-01 |  | 0.45 | 0.31 | 0
Existing | US | WECC | IPTV |  | 56997 | 1 |  | Arrowrock | 1 |  | HY | WAT |  | Conventional Hydro | 2010-04-01 |  | 7.5 | 0 | 0
Existing | US | WECC | IPTV |  | 56997 | 2 |  | Arrowrock | 2 |  | HY | WAT |  | Conventional Hydro | 2010-04-01 |  | 7.5 | 0 | 0
Existing | US | WECC | IPTV |  |  | 1 |  | Baker City Hydro | 1 |  | HY | WAT |  | Conventional Hydro | 1993-05-18 |  | 0.24 | 0.24 | 0
Existing | US | WECC | IPTV |  |  |  |  | Baker Solar Center | 1 |  | PV-NT | SUN |  | Solar | 2020-02-18 |  | 15 | 7 | 0
Existing | US | WECC | IPTV |  | 59529 | GEN1 |  | Bannock County Landfill | 1 |  | IC | OBG |  | Biomass | 2014-05-01 |  | 3.2 | 3.2 | 3.2
Existing | US | WECC | IPTV |  | 10735 | GEN1 |  | Barber Dam | 1 |  | HY | WAT |  | Conventional Hydro | 1990-08-01 |  | 4.09 | 0 | 0
Existing | US | WECC | IPTV |  | 56637 | 1 |  | Bennett Creek | 1 |  | WT | WND |  | Wind | 2008-06-01 |  | 21 | 1.05 | 1.05
Existing | US | WECC | IPTV |  | 55733 | 1 |  | Bennett Mtn | 1 |  | GT | NG |  | Natural Gas and Other Gases | 2005-04-01 |  | 172.8 | 161 | 178
Existing | US | WECC | IPTV |  | 59491 | 1 |  | Benson Creek Wind (OR) | 1 |  | WT | WND |  | Wind | 2016-12-31 |  | 10 | 0.5 | 0.5
Existing | US | WECC | IPTV |  | 6396 | 1 |  | Black Canyon | 1 |  | HY | WAT |  | Conventional Hydro | 1995-12-01 |  | 5.09 | 6 | 3
Existing | US | WECC | IPTV |  | 6396 | 2 |  | Black Canyon | 2 |  | HY | WAT |  | Conventional Hydro | 1995-12-01 |  | 5.09 | 6 | 3
Existing | US | WECC | IPTV |  | 6397 | 1A |  | Boise R Diversion | 1 |  | HY | WAT |  | Conventional Hydro | 1912-05-01 |  | 1.23 | 0.87 | 0.11
Existing | US | WECC | IPTV |  | 6397 | 2A |  | Boise R Diversion | 2 |  | HY | WAT |  | Conventional Hydro | 1912-05-01 |  | 1.23 | 0.87 | 0.11
Existing | US | WECC | IPTV |  | 6397 | 3A |  | Boise R Diversion | 3 |  | HY | WAT |  | Conventional Hydro | 1912-05-01 |  | 1.23 | 0.87 | 0.11
Existing | US | WECC | IPTV |  | 811 | 4 |  | Brownlee | 1 |  | HY | WAT |  | Conventional Hydro | 1958-08-01 |  | 90.09 | 103.84 | 75.69
Existing | US | WECC | IPTV |  | 811 | 3 |  | Brownlee | 1 |  | HY | WAT |  | Conventional Hydro | 1958-10-01 |  | 90.09 | 103.84 | 75.69
Existing | US | WECC | IPTV |  | 811 | 2 |  | Brownlee | 1 |  | HY | WAT |  | Conventional Hydro | 1958-12-01 |  | 90.09 | 103.84 | 75.69
Existing | US | WECC | IPTV |  | 811 | 1 |  | Brownlee | 1 |  | HY | WAT |  | Conventional Hydro | 1959-01-01 |  | 90.09 | 103.84 | 75.69
Existing | US | WECC | IPTV |  | 811 | 5 |  | Brownlee | 1 |  | HY | WAT |  | Conventional Hydro | 1980-03-01 |  | 225 | 259.61 | 189.23
Existing | US | WECC | IPTV |  |  |  |  | Brush Solar | 1 |  | PV-NT | SUN |  | Solar | 2019-12-26 |  | 2.75 | 2.75 | 0
Existing | US | WECC | IPTV |  | 812 | 1 |  | C.J. Strike | 1 |  | HY | WAT |  | Conventional Hydro | 1952-03-01 |  | 27.6 | 28.33 | 28.33
Existing | US | WECC | IPTV |  | 812 | 2 |  | C.J. Strike | 1 |  | HY | WAT |  | Conventional Hydro | 1952-03-01 |  | 27.6 | 28.33 | 28.33
Existing | US | WECC | IPTV |  | 812 | 3 |  | C.J. Strike | 1 |  | HY | WAT |  | Conventional Hydro | 1952-03-01 |  | 27.6 | 28.33 | 28.33
Existing | US | WECC | IPTV |  | 57125 | CRWP |  | Camp Reed Wind | 1 |  | WT | WND |  | Wind | 2010-12-21 |  | 22.5 | 1.12 | 1.12
Existing | US | WECC | IPTV |  | 813 | 1 |  | Cascade | 1 |  | HY | WAT |  | Conventional Hydro | 1984-05-01 |  | 6.2 | 6.2 | 0.9
Existing | US | WECC | IPTV |  | 813 | 2 |  | Cascade | 2 |  | HY | WAT |  | Conventional Hydro | 1983-12-01 |  | 6.2 | 6.2 | 0.9
Existing | US | WECC | IPTV |  |  | 1 |  | Cedar Draw | 1 |  | HY | WAT |  | Conventional Hydro | 1993-05-18 |  | 1.55 | 1.55 | 10
Existing | US | WECC | IPTV |  | 50921 | GEN1 |  | CO-GEN CO | 1 |  | ST | WDS |  | Biomass | 2009-07-01 |  | 9 | 7.37 | 0
Existing | US | WECC | IPTV |  | 57431 | 1 |  | Cold Springs Windfarm | 1 |  | WT | WND |  | Wind | 2012-08-11 |  | 23 | 1.15 | 1.15
Existing | US | WECC | IPTV |  | 7953 | 1 |  | Danskin | 1 |  | GT | NG |  | Natural Gas and Other Gases | 2008-06-01 |  | 170.9 | 166 | 183
Existing | US | WECC | IPTV |  | 7953 | 2 |  | Danskin | 2 |  | GT | NG |  | Natural Gas and Other Gases | 2001-09-01 |  | 50 | 41 | 46
Existing | US | WECC | IPTV |  | 7953 | 3 |  | Danskin | 3 |  | GT | NG |  | Natural Gas and Other Gases | 2001-09-01 |  | 50 | 41 | 46
Existing | US | WECC | IPTV |  | 57430 | 1 |  | Desert Meadow Windfarm | 1 |  | WT | WND |  | Wind | 2012-07-27 |  | 23 | 1.15 | 1.15
Existing | US | WECC | IPTV |  | 59492 | 1 |  | Durbin Creek Wind (OR) | 1 |  | WT | WND |  | Wind | 2016-12-31 |  | 10 | 0.5 | 0.5
Existing | US | WECC | IPTV |  | 50891 | GEN1 |  | Elk Creek | 1 |  | HY | WAT |  | Conventional Hydro | 1986-05-16 |  | 2.6 | 0.77 | 0
Existing | US | WECC | IPTV |  | 56623 | EH1 |  | Elkhorn Wind | 1 |  | WT | WND |  | Wind | 2007-11-01 |  | 100 | 5 | 5
Existing | US | WECC | IPTV |  | 58384 | IPG |  | Fargo Drop Hydro | 1 |  | HY | WAT |  | Conventional Hydro | 2013-04-28 |  | 1.27 | 1.27 | 0
Existing | US | WECC | IPTV |  | 60068 | 1 |  | Grand View PV Solar Two | 1 |  | PV-T | SUN |  | Solar | 2016-12-31 |  | 80 | 42.4 | 0
Existing | US | WECC | IPTV |  | 60330 | 1 |  | Grove Solar Center | 1 |  | PV-NT | SUN |  | Solar | 2016-12-31 |  | 10 | 5.3 | 0
Existing | US | WECC | IPTV |  | 57428 | 1 |  | Hammett Hill Windfarm | 1 |  | WT | WND |  | Wind | 2012-08-02 |  | 23 | 1.15 | 1.15
Existing | US | WECC | IPTV |  | 3013 | 1 |  | Hells Canyon | 1 |  | HY | WAT |  | Conventional Hydro | 1967-12-01 |  | 130.5 | 150 | 150
Existing | US | WECC | IPTV |  | 3013 | 2 |  | Hells Canyon | 2 |  | HY | WAT |  | Conventional Hydro | 1967-12-01 |  | 130.5 | 150 | 150
Existing | US | WECC | IPTV |  | 3013 | 3 |  | Hells Canyon | 3 |  | HY | WAT |  | Conventional Hydro | 1967-10-01 |  | 130.5 | 150 | 150
Existing | US | WECC | IPTV |  | 57861 | UNT1 |  | Hidden Hollow Landfill Gas | 1 |  | IC | LFG |  | Biomass | 2007-01-01 |  | 1.5 | 1.6 | 1.6
Existing | US | WECC | IPTV |  | 57861 | UNT2 |  | Hidden Hollow Landfill Gas | 2 |  | IC | LFG |  | Biomass | 2007-01-01 |  | 1.5 | 1.6 | 1.6
Existing | US | WECC | IPTV |  | 58019 | 1 |  | High Mesa | 1 |  | WT | WND |  | Wind | 2012-12-08 |  | 40 | 2 | 2
Existing | US | WECC | IPTV |  | 54524 | GEN1 |  | Horseshoe Bend Hydro | 1 |  | HY | WAT |  | Conventional Hydro | 1995-09-13 |  | 4.7 | 3.7 | 1.04
Existing | US | WECC | IPTV |  | 54524 | GEN2 |  | Horseshoe Bend Hydro | 2 |  | HY | WAT |  | Conventional Hydro | 1995-09-13 |  | 4.7 | 3.7 | 1.04
Existing | US | WECC | IPTV |  | 56636 | 1 |  | Hot Springs | 1 |  | WT | WND |  | Wind | 2008-12-01 |  | 21 | 1.05 | 1.05
Existing | US | WECC | IPTV |  | 60331 | 1 |  | Hyline Solar Center | 1 |  | PV-NT | SUN |  | Solar | 2016-12-31 |  | 10 | 5.3 | 0
Existing | US | WECC | IPTV |  | 60441 | 1 |  | ID Solar 1 (Boise City Solar) | 1 |  | PV-T | SUN |  | Solar | 2016-12-31 |  | 40 | 21.2 | 0
Existing | US | WECC | IPTV |  | 59490 | 1 |  | Jett Creek Wind (OR) | 1 |  | WT | WND |  | Wind | 2016-12-31 |  | 10 | 0.5 | 0.5
Existing | US | WECC | IPTV |  | 57028 | GTG |  | Langley Gulch | 1 |  | CT | NG |  | Natural Gas and Other Gases | 2012-06-29 |  | 300 | 300 | 300
Existing | US | WECC | IPTV |  | 57028 | STG |  | Langley Gulch | 1 |  | CA | NG |  | Natural Gas and Other Gases | 2012-06-29 |  | 30 | 30 | 30
Existing | US | WECC | IPTV |  | 57803 | T1-6 |  | Lime Wind Energy | 1 |  | WT | WND |  | Wind | 2011-11-18 |  | 3 | 0.15 | 0.15
Existing | US | WECC | IPTV |  | 99999 | IPA |  | Low Line Midway | 1 |  | HY | WAT |  | Conventional Hydro | 2007-08-01 |  | 1.25 | 0.5 | 0
Existing | US | WECC | IPTV |  | 99999 | IPB |  | Low Line Midway | 2 |  | HY | WAT |  | Conventional Hydro | 2007-08-01 |  | 1.25 | 0.5 | 0
Existing | US | WECC | IPTV |  |  | 1 |  | Lowline #2 | 1 |  | HY | WAT |  | Conventional Hydro | 1993-05-18 |  | 2.79 | 2.79 | 0
Existing | US | WECC | IPTV |  | 10014 | U131 |  | Lucky Peak | 1 |  | HY | WAT |  | Conventional Hydro | 1988-10-01 |  | 45 | 43 | 41
Existing | US | WECC | IPTV |  | 10014 | U132 |  | Lucky Peak | 2 |  | HY | WAT |  | Conventional Hydro | 1988-10-01 |  | 45 | 43 | 41
Existing | US | WECC | IPTV |  | 10014 | U133 |  | Lucky Peak | 3 |  | HY | WAT |  | Conventional Hydro | 1988-10-01 |  | 11.25 | 11 | 10
Existing | US | WECC | IPTV |  | 57429 | 1 |  | Mainline Windfarm | 1 |  | WT | WND |  | Wind | 2012-07-04 |  | 23 | 1.15 | 1.15
Existing | US | WECC | IPTV |  | 50360 | GEN1 |  | Mitchell Butte | 1 |  | HY | WAT |  | Conventional Hydro | 1989-05-18 |  | 2.08 | 0.73 | 0
Existing | US | WECC | IPTV |  | 56498 | 1 |  | Mora Drop Small Hydroelectric | 1 |  | HY | WAT |  | Conventional Hydro | 2006-09-01 |  | 1.85 | 1.16 | 0
Existing | US | WECC | IPTV |  |  |  |  | Morgan Solar | 1 |  | PV-NT | SUN |  | Solar | 2020-04-22 |  | 3 | 1.5 | 0
Existing | US | WECC | IPTV |  | 59695 | 1 |  | Mt. Home Solar 1 | 1 |  | PV-T | SUN |  | Solar | 2016-12-31 |  | 20 | 10.6 | 0
Existing | US | WECC | IPTV |  | 60009 | 1 |  | Murphy Flat Power | 1 |  | PV-T | SUN |  | Solar | 2016-12-31 |  | 20 | 10.6 | 0
Existing | US | WECC | IPTV |  | 58022 | NHS1 |  | Neal Hot Springs | 1 |  | BT | GEO |  | Geothermal | 2012-07-09 |  | 7.5 | 7.5 | 7.5
Existing | US | WECC | IPTV |  | 58022 | NHS2 |  | Neal Hot Springs | 2 |  | BT | GEO |  | Geothermal | 2012-07-09 |  | 7.5 | 7.5 | 7.5
Existing | US | WECC | IPTV |  | 58022 | NHS3 |  | Neal Hot Springs | 3 |  | BT | GEO |  | Geothermal | 2012-07-09 |  | 7.5 | 7.5 | 7.5
Existing | US | WECC | IPTV |  |  |  |  | Ontario Solar Center | 1 |  | PV | SUN |  | Solar | 2020-03-29 |  | 3 | 2 | 0
Existing | US | WECC | IPTV |  | 60332 | 1 |  | Open Range Solar Center | 1 |  | PV-NT | SUN |  | Solar | 2016-12-31 |  | 10 | 5.3 | 0
Existing | US | WECC | IPTV |  | 60010 | 1 |  | Orchard Ranch Solar | 1 |  | PV-T | SUN |  | Solar | 2016-12-31 |  | 20 | 10.6 | 0
Existing | US | WECC | IPTV |  | 50361 | GEN1 |  | Owyhee Dam Cspp | 1 |  | HY | WAT |  | Conventional Hydro | 1985-08-10 |  | 5 | 4.46 | 0
Existing | US | WECC | IPTV |  | 3014 | 1 |  | Oxbow | 1 |  | HY | WAT |  | Conventional Hydro | 1961-07-01 |  | 47.5 | 50.5 | 50.5
Existing | US | WECC | IPTV |  | 3014 | 2 |  | Oxbow | 2 |  | HY | WAT |  | Conventional Hydro | 1961-07-01 |  | 47.5 | 50.5 | 50.5
Existing | US | WECC | IPTV |  | 3014 | 3 |  | Oxbow | 3 |  | HY | WAT |  | Conventional Hydro | 1961-09-01 |  | 47.5 | 50.5 | 50.5
Existing | US | WECC | IPTV |  | 3014 | 4 |  | Oxbow | 4 |  | HY | WAT |  | Conventional Hydro | 1961-11-01 |  | 47.5 | 50.5 | 50.5
Existing | US | WECC | IPTV |  | 59493 | 1 |  | Prospector Wind (OR) | 1 |  | WT | WND |  | Wind | 2016-12-31 |  | 10 | 0.5 | 0.5
Existing | US | WECC | IPTV |  | 60333 | 1 |  | Railroad Solar Center | 1 |  | PV-NT | SUN |  | Solar | 2016-12-31 |  | 10 | 5.3 | 0
Existing | US | WECC | IPTV |  | 99999 | IPW |  | Reynolds Irrigation | 1 |  | HY | WAT |  | Conventional Hydro | 1986-05-19 |  | 0.26 | 0.14 | 0.17
Existing | US | WECC | IPTV |  | 57427 | 1 |  | Ryegrass Windfarm | 1 |  | WT | WND |  | Wind | 2012-08-10 |  | 23 | 1.15 | 1.15
Existing | US | WECC | IPTV |  | 57749 | ST |  | Sawtooth Wind | 1 |  | WT | WND |  | Wind | 2011-11-01 |  | 22 | 1.1 | 1.1
Existing | US | WECC | IPTV |  | 99998 | IPA |  | Shingle Creek | 1 |  | HY | WAT |  | Conventional Hydro | 1983-08-01 |  | 0.22 | 0.14 | 0.05
Existing | US | WECC | IPTV |  | 60748 | 1 |  | Simcoe Solar | 1 |  | PV-T | SUN |  | Solar | 2016-12-31 |  | 20 | 10.6 | 0
Existing | US | WECC | IPTV |  |  |  |  | SISW FLGE | 1 |  | OT | AB |  | Biomass | 2018-10-01 |  | 5 | 5 | 5
Existing | US | WECC | IPTV |  | 819 | 1 |  | Swan Falls | 1 |  | HY | WAT |  | Conventional Hydro | 1994-03-01 |  | 12.5 | 7 | 8.5
Existing | US | WECC | IPTV |  | 819 | 2 |  | Swan Falls | 2 |  | HY | WAT |  | Conventional Hydro | 1994-05-01 |  | 12.5 | 7 | 8.5
Existing | US | WECC | IPTV |  | 50099 | GEN1 |  | Tamarack | 1 |  | ST | WDS |  | Biomass | 1983-06-01 |  | 5 | 4.4 | 4
Existing | US | WECC | IPTV |  | 60334 | 1 |  | Thunderegg Solar Center | 1 |  | PV-NT | SUN |  | Solar | 2016-12-31 |  | 10 | 5.3 | 0
Existing | US | WECC | IPTV |  | 50362 | GEN1 |  | Tunnel #1 | 1 |  | HY | WAT |  | Conventional Hydro | 1993-06-08 |  | 7 | 3.08 | 0
Existing | US | WECC | IPTV |  | 57444 | 1 |  | Two Ponds Windfarm | 1 |  | WT | WND |  | Wind | 2012-07-21 |  | 23 | 1.15 | 1.15
Existing | US | WECC | IPTV |  | 60335 | 1 |  | Vale Air Solar Center | 1 |  | PV-NT | SUN |  | Solar | 2016-12-31 |  | 10 | 5.3 | 0
Existing | US | WECC | IPTV |  |  |  |  | Vale I Solar | 1 |  | PV-NT | SUN |  | Solar | 2020-07-01 |  | 3 | 1.5 | 0
Existing | US | WECC | IPTV |  | 59494 | 1 |  | Willow Spring Windfarm (OR) | 1 |  | WT | WND |  | Wind | 2016-12-31 |  | 10 | 0.5 | 0
Tier 1 | US | WECC | IPTV |  |  |  |  | MC6 Hydro |  |  | HY | WAT |  | Conventional Hydro | 2021-03-01 |  | 2 | 2 | 0
Tier 1 | US | WECC | IPTV |  |  |  |  | Coleman Hydro |  |  | HY | WAT |  | Conventional Hydro | 2021-06-01 |  | 0.8 | 0.8 | 0
Tier 1 | US | WECC | IPTV |  |  |  |  | Durkee Solar |  |  | PV | SUN |  | Solar | 2022-03-31 |  | 3 | 2 | 0
Tier 1 | US | WECC | IPTV |  |  |  |  | Jackpot Holdings, LLC |  |  | PV | SUN |  | Solar | 2022-12-31 |  | 120 | 60 | 0
Existing | US | WECC | NEVP |  | 55514 | CTG1 |  | Apex | 1 |  | CT | NG |  | Natural Gas and Other Gases | 2003-05-01 |  | 174 | 149.59 | 163.59
Existing | US | WECC | NEVP |  | 55514 | CTG2 |  | Apex | 2 |  | CT | NG |  | Natural Gas and Other Gases | 2003-05-01 |  | 174 | 149.59 | 163.59
Existing | US | WECC | NEVP |  | 55514 | STG1 |  | Apex | 3 |  | CA | NG |  | Natural Gas and Other Gases | 2003-05-01 |  | 252.59 | 195.19 | 213.4
Existing | US | WECC | NEVP |  | 99999 | NVA |  | Apex LREGF | 1 |  | GT | LFG |  | Biomass | 2011-11-18 |  | 11 | 10.6 | 10.6
Existing | US | WECC | NEVP |  | 59472 | NVC7 |  | Apple | 1 |  | PV-NT | SUN |  | Solar | 2015-05-11 |  | 20 | 20 | 20
Existing | US | WECC | NEVP |  | 57348 | UNITA |  | CityCenter Central Plant Cogen | A |  | GT | NG |  | Natural Gas and Other Gases | 2009-12-31 |  | 4.29 | 4 | 4
Existing | US | WECC | NEVP |  | 57348 | UNITB |  | CityCenter Central Plant Cogen | B |  | GT | NG |  | Natural Gas and Other Gases | 2009-12-31 |  | 4.29 | 4 | 4
Existing | US | WECC | NEVP |  | 58533 | 1 |  | Don A Campbell | 1 |  | BT | GEO |  | Geothermal | 2013-12-01 |  | 25 | 17 | 22
Existing | US | WECC | NEVP |  |  |  |  | Don A Campbell | 2 |  | BT | GEO |  | Geothermal | 2015-09-18 |  | 25 | 17 | 20
Existing | US | WECC | NEVP |  | 154 | N8 |  | Hoover | N8 |  | HY | WAT |  | Conventional Hydro | 1961-12-01 |  | 521.4036 | 521.655 | 521.655
Existing | US | WECC | NEVP |  | 58544 | 1 |  | Mountain View Solar | 1 |  | PV-NT | SUN |  | Solar | 2014-01-04 |  | 20 | 20 | 20
Existing | US | WECC | NEVP |  |  |  |  | Ormat Tungsten | 1 |  | ST | GEO |  | Geothermal | 2017-09-15 |  | 38.5 | 38.5 | 38.5
Existing | US | WECC | NEVP |  |  |  |  | Presco Energy | 1 |  | BT | GEO |  | Geothermal | 2016-01-01 |  | 17.5 | 12 | 15
Existing | US | WECC | NEVP |  | 58490 | 1 |  | Spectrum Nevada Solar | 1 |  | PV-NT | SUN |  | Solar | 2013-09-23 |  | 30 | 30 | 30
Existing | US | WECC | NEVP |  | 58477 | 1 |  | Treeline | 1 |  | PV-NT | SUN |  | Solar | 2013-03-22 |  | 3 | 3 | 3
Existing | US | WECC | NEVP |  |  |  |  | Boulder Solar Power Project | 1 |  | PV-NT | SUN |  | Solar | 2016-12-08 |  | 100 | 100 | 100
Existing | US | WECC | NEVP |  |  |  |  | Boulder Solar Power Project | 2 |  | PV-NT | SUN |  | Solar | 2017-01-27 |  | 50 | 50 | 100
Existing | US | WECC | NEVP |  | 55322 | CTG1 |  | Chuck Lenzie | 1 |  | CT | NG |  | Natural Gas and Other Gases | 2006-02-01 |  | 201.5 | 163 | 165
Existing | US | WECC | NEVP |  | 55322 | CTG2 |  | Chuck Lenzie | 2 |  | CT | NG |  | Natural Gas and Other Gases | 2006-02-01 |  | 201.5 | 163 | 165
Existing | US | WECC | NEVP |  | 55322 | ST1 |  | Chuck Lenzie | 3 |  | CA | NG |  | Natural Gas and Other Gases | 2006-02-01 |  | 329.8 | 238 | 255
Existing | US | WECC | NEVP |  | 55322 | CTG4 |  | Chuck Lenzie | 4 |  | CT | NG |  | Natural Gas and Other Gases | 2006-04-01 |  | 201.5 | 163 | 165
Existing | US | WECC | NEVP |  | 55322 | ST2 |  | Chuck Lenzie | 5 |  | CA | NG |  | Natural Gas and Other Gases | 2006-04-01 |  | 329.8 | 238 | 255
Existing | US | WECC | NEVP |  | 55322 | CTG3 |  | Chuck Lenzie | CC2A |  | CT | NG |  | Natural Gas and Other Gases | 2006-04-01 |  | 201.5 | 163 | 165
Existing | US | WECC | NEVP |  | 2322 | GT6 |  | Clark | 6 |  | CT | NG |  | Natural Gas and Other Gases | 1979-05-01 | 2034-12-31 | 92.5 | 75 | 81
Existing | US | WECC | NEVP |  | 2322 | GT7 |  | Clark | 7 |  | CT | NG |  | Natural Gas and Other Gases | 1980-06-01 | 2033-12-31 | 92.5 | 73 | 81
Existing | US | WECC | NEVP |  | 2322 | GT8 |  | Clark | 8 |  | CT | NG |  | Natural Gas and Other Gases | 1982-06-01 | 2033-12-31 | 92.5 | 73 | 81
Existing | US | WECC | NEVP |  | 2322 | 9 |  | Clark | 9 |  | CA | NG |  | Natural Gas and Other Gases | 1993-05-01 | 2033-09-01 | 104.4 | 85 | 88
Existing | US | WECC | NEVP |  | 2322 | 10 |  | Clark | 10 |  | CA | NG |  | Natural Gas and Other Gases | 1994-06-01 | 2034-10-01 | 104.4 | 85 | 88
Existing | US | WECC | NEVP |  | 2322 | 11 |  | Clark | 11 |  | GT | NG |  | Natural Gas and Other Gases | 2008-08-01 |  | 60.5 | 52 | 57
Existing | US | WECC | NEVP |  | 2322 | 12 |  | Clark | 12 |  | GT | NG |  | Natural Gas and Other Gases | 2008-07-01 |  | 60.5 | 52 | 57
Existing | US | WECC | NEVP |  | 2322 | 13 |  | Clark | 13 |  | GT | NG |  | Natural Gas and Other Gases | 2008-11-01 |  | 60.5 | 52 | 57
Existing | US | WECC | NEVP |  | 2322 | 14 |  | Clark | 14 |  | GT | NG |  | Natural Gas and Other Gases | 2008-07-01 |  | 60.5 | 52 | 57
Existing | US | WECC | NEVP |  | 2322 | 15 |  | Clark | 15 |  | GT | NG |  | Natural Gas and Other Gases | 2008-07-01 |  | 60.5 | 52 | 57
Existing | US | WECC | NEVP |  | 2322 | 16 |  | Clark | 16 |  | GT | NG |  | Natural Gas and Other Gases | 2008-07-01 |  | 60.5 | 52 | 57
Existing | US | WECC | NEVP |  | 2322 | 17 |  | Clark | 17 |  | GT | NG |  | Natural Gas and Other Gases | 2008-07-01 |  | 60.5 | 52 | 57
Existing | US | WECC | NEVP |  | 2322 | 18 |  | Clark | 18 |  | GT | NG |  | Natural Gas and Other Gases | 2008-07-01 |  | 60.5 | 52 | 57
Existing | US | WECC | NEVP |  | 2322 | 19 |  | Clark | 19 |  | GT | NG |  | Natural Gas and Other Gases | 2008-11-01 |  | 60.5 | 52 | 57
Existing | US | WECC | NEVP |  | 2322 | 20 |  | Clark | 20 |  | GT | NG |  | Natural Gas and Other Gases | 2008-08-01 |  | 60.5 | 52 | 57
Existing | US | WECC | NEVP |  | 2322 | 21 |  | Clark | 21 |  | GT | NG |  | Natural Gas and Other Gases | 2008-11-01 |  | 60.5 | 52 | 57
Existing | US | WECC | NEVP |  | 2322 | 22 |  | Clark | 22 |  | GT | NG |  | Natural Gas and Other Gases | 2008-09-01 |  | 60.5 | 52 | 57
Existing | US | WECC | NEVP |  | 57684 | HR1 |  | Goodsprings Waste Heat Recover | HR1 |  | ST | MSW |  | Biomass | 2010-11-01 |  | 7.5 | 6.5 | 6.5
Existing | US | WECC | NEVP |  | 7082 | GT1 |  | Harry Allen | 1 |  | GT | NG |  | Natural Gas and Other Gases | 1995-06-01 | 2025-12-31 | 101.5 | 72 | 76
Existing | US | WECC | NEVP |  | 7082 | GT4 |  | Harry Allen | 4 |  | GT | NG |  | Natural Gas and Other Gases | 2006-06-01 | 2036-12-31 | 85 | 72 | 76
Existing | US | WECC | NEVP |  | 7082 | 5 |  | Harry Allen | 5 |  | CT | NG |  | Natural Gas and Other Gases | 2011-05-30 |  | 167.5 | 151.59 | 164
Existing | US | WECC | NEVP |  | 7082 | 6 |  | Harry Allen | 6 |  | CT | NG |  | Natural Gas and Other Gases | 2011-05-30 |  | 167.5 | 151.59 | 164
Existing | US | WECC | NEVP |  | 7082 | 7 |  | Harry Allen | 7 |  | CA | NG |  | Natural Gas and Other Gases | 2011-05-30 |  | 223.5 | 119.59 | 218
Existing | US | WECC | NEVP |  | 55687 | A01 |  | Higgins Generating Station | 1 |  | CT | NG |  | Natural Gas and Other Gases | 2003-12-01 | 2039-12-31 | 178 | 150 | 150
Existing | US | WECC | NEVP |  | 55687 | A02 |  | Higgins Generating Station | 2 |  | CT | NG |  | Natural Gas and Other Gases | 2003-12-01 | 2039-12-31 | 178 | 150 | 150
Existing | US | WECC | NEVP |  | 55687 | ST1 |  | Higgins Generating Station | ST |  | CA | NG |  | Natural Gas and Other Gases | 2003-12-01 | 2039-12-31 | 332.39 | 270 | 270
Existing | US | WECC | NEVP |  | 10761 | GEN1 |  | Las Vegas Cogen | 1 |  | CT | NG |  | Natural Gas and Other Gases | 1994-06-01 | 2029-12-31 | 49.79 | 41 | 43
Existing | US | WECC | NEVP |  | 10761 | GEN2 |  | Las Vegas Cogen | 2 |  | CA | NG |  | Natural Gas and Other Gases | 1994-06-01 | 2029-12-31 | 11.5 | 9 | 10
Existing | US | WECC | NEVP |  |  |  |  | Luning Energy LLC | 1 |  | PV-NT | SUN |  | Solar | 2017-01-20 |  | 50 | 50 | 50
Existing | US | WECC | NEVP |  | 55952 | GEN3 |  | LV Cogen II | 3 |  | CT | NG |  | Natural Gas and Other Gases | 2003-01-01 | 2039-12-31 | 60.5 | 42 | 46
Existing | US | WECC | NEVP |  | 55952 | GEN4 |  | LV Cogen II | 4 |  | CT | NG |  | Natural Gas and Other Gases | 2003-01-01 | 2039-12-31 | 60.5 | 42 | 46
Existing | US | WECC | NEVP |  | 55952 | GEN5 |  | LV Cogen II | 5 |  | CT | NG |  | Natural Gas and Other Gases | 2003-01-01 | 2039-12-31 | 60.5 | 42 | 46
Existing | US | WECC | NEVP |  | 55952 | GEN6 |  | LV Cogen II | 6 |  | CT | NG |  | Natural Gas and Other Gases | 2003-01-01 | 2039-12-31 | 60.5 | 42 | 46
Existing | US | WECC | NEVP |  | 55952 | GEN7 |  | LV Cogen II | 7 |  | CA | NG |  | Natural Gas and Other Gases | 2003-01-01 | 2039-12-31 | 27.8 | 26 | 26
Existing | US | WECC | NEVP |  | 55952 | GEN8 |  | LV Cogen II | 8 |  | CA | NG |  | Natural Gas and Other Gases | 2003-01-01 | 2039-12-31 | 27.8 | 26 | 26
Existing | US | WECC | NEVP |  | 57446 | OEC21 |  | McGinness - Ormat | 2OEC1 |  | BT | GEO |  | Geothermal | 2012-06-12 |  | 20 | 12 | 20
Existing | US | WECC | NEVP |  | 57446 | OEC22 |  | McGinness - Ormat | 2OEC2 |  | BT | GEO |  | Geothermal | 2012-06-12 |  | 20 | 12 | 20
Existing | US | WECC | NEVP |  | 57446 | OEC23 |  | McGinness - Ormat | 2OEC3 |  | BT | GEO |  | Geothermal | 2012-06-12 |  | 12 | 6 | 12
Existing | US | WECC | NEVP |  | 57446 | 1 |  | McGinness - Ormat | G1A |  | BT | GEO |  | Geothermal | 2012-06-12 |  | 20 | 12 | 20
Existing | US | WECC | NEVP |  | 57446 | 2 |  | McGinness - Ormat | G1B |  | BT | GEO |  | Geothermal | 2012-06-12 |  | 20 | 12 | 20
Existing | US | WECC | NEVP |  | 57446 | 3 |  | McGinness - Ormat | G1C |  | BT | GEO |  | Geothermal | 2012-06-12 |  | 12 | 6 | 12
Existing | US | WECC | NEVP |  |  |  |  | Playa Solar | 1 |  | PV-NT | SUN |  | Solar | 2017-01-20 |  | 200 | 200 | 200
Existing | US | WECC | NEVP |  | 55841 | ST1 |  | Silverhawk | 1 |  | CA | NG |  | Natural Gas and Other Gases | 2004-05-01 | 2039-12-31 | 270.3 | 257 | 260
Existing | US | WECC | NEVP |  | 55841 | CT2 |  | Silverhawk | 2 |  | CT | NG |  | Natural Gas and Other Gases | 2004-05-01 | 2039-12-31 | 197.19 | 151.5 | 165
Existing | US | WECC | NEVP |  | 55841 | CT1 |  | Silverhawk | 3 |  | CT | NG |  | Natural Gas and Other Gases | 2004-05-01 | 2039-12-31 | 197.19 | 151.5 | 165
Existing | US | WECC | NEVP |  | 57275 | TSE-1 |  | Crescent Dunes (Tonopah Solar) | 1 |  | ST | SUN |  | Solar | 2015-08-01 |  | 131.59 | 110 | 110
Existing | US | WECC | NEVP |  | 56541 | GEN2 |  | Galena 3 | 1 |  | BT | GEO |  | Geothermal | 2008-02-01 |  | 15 | 7.9 | 11.19
Existing | US | WECC | NEVP |  | 57376 | OEC1 |  | Jersey Valley | 1 |  | BT | GEO |  | Geothermal | 2011-08-30 |  | 19 | 19 | 19
Existing | US | WECC | NEVP |  | 56568 | NS1 |  | Nellis Solar | 1 |  | PV-NT | SUN |  | Solar | 2007-10-01 |  | 4.9 | 4.9 | 4.9
Existing | US | WECC | NEVP |  | 56568 | NS2 |  | Nellis Solar | 2 |  | PV-NT | SUN |  | Solar | 2007-11-01 |  | 5.2 | 5.2 | 5.2
Existing | US | WECC | NEVP |  | 56568 | NS3 |  | Nellis Solar | 3 |  | PV-NT | SUN |  | Solar | 2007-12-01 |  | 3.89 | 3.89 | 3.89
Existing | US | WECC | NEVP |  |  |  |  | Nevada 300 | 1 |  | PV-NT | SUN |  | Solar | 2018-11-29 |  | 300 | 300 | 300
Existing | US | WECC | NEVP |  | 54350 | GTA |  | Nevada Cogen Assoc#1 GarnetVly | 1 |  | CT | NG |  | Natural Gas and Other Gases | 1991-12-01 |  | 22.19 | 21.69 | 21.69
Existing | US | WECC | NEVP |  | 54350 | STM |  | Nevada Cogen Assoc#1 GarnetVly | 1 |  | CA | NG |  | Natural Gas and Other Gases | 1991-12-01 |  | 29.69 | 19.89 | 19.89
Existing | US | WECC | NEVP |  | 54350 | GTB |  | Nevada Cogen Assoc#1 GarnetVly | 2 |  | CT | NG |  | Natural Gas and Other Gases | 1991-12-01 |  | 22.19 | 21.69 | 21.69
Existing | US | WECC | NEVP |  | 54350 | GTC |  | Nevada Cogen Assoc#1 GarnetVly | 3 |  | CT | NG |  | Natural Gas and Other Gases | 1991-12-01 |  | 22.19 | 21.69 | 21.69
Existing | US | WECC | NEVP |  | 54349 | GTA |  | Nevada Cogen Associates 2 Blac | 1 |  | CT | NG |  | Natural Gas and Other Gases | 1991-12-01 |  | 22.19 | 21.69 | 21.69
Existing | US | WECC | NEVP |  | 54349 | STM |  | Nevada Cogen Associates 2 Blac | 1 |  | CA | NG |  | Natural Gas and Other Gases | 1991-12-01 |  | 29.69 | 19.89 | 19.89
Existing | US | WECC | NEVP |  | 54349 | GTB |  | Nevada Cogen Associates 2 Blac | 2 |  | CT | NG |  | Natural Gas and Other Gases | 1991-12-01 |  | 22.19 | 21.69 | 21.69
Existing | US | WECC | NEVP |  | 54349 | GTC |  | Nevada Cogen Associates 2 Blac | 3 |  | CT | NG |  | Natural Gas and Other Gases | 1991-12-01 |  | 22.19 | 21.69 | 21.69
Existing | US | WECC | NEVP |  | 56405 | ONE |  | Nevada Solar One | 1 |  | ST | SUN |  | Solar | 2007-07-01 |  | 75.7 | 64 | 40
Existing | US | WECC | NEVP |  | 56982 | BM1 |  | NGP Blue Mountain I LLC | 1 |  | BT | GEO |  | Geothermal | 2009-11-30 |  | 21.3 | 13 | 14.3
Existing | US | WECC | NEVP |  | 56982 | BM2 |  | NGP Blue Mountain I LLC | 2 |  | BT | GEO |  | Geothermal | 2009-11-30 |  | 21.3 | 13 | 14.3
Existing | US | WECC | NEVP |  | 56982 | BM3 |  | NGP Blue Mountain I LLC | 3 |  | BT | GEO |  | Geothermal | 2009-11-30 |  | 21.3 | 13 | 14.3
Existing | US | WECC | NEVP |  | 58489 | 1 |  | RV Apex Solar Power | 1 |  | PV-NT | SUN |  | Solar | 2012-08-15 |  | 20 | 20 | 20
Existing | US | WECC | NEVP |  | 54271 | CTG1 |  | Saguaro | 1 |  | CT | NG |  | Natural Gas and Other Gases | 1990-12-01 |  | 45.1 | 36 | 38
Existing | US | WECC | NEVP |  | 54271 | CTG2 |  | Saguaro | 2 |  | CT | NG |  | Natural Gas and Other Gases | 1990-12-01 |  | 45.1 | 36 | 38
Existing | US | WECC | NEVP |  | 54271 | STG |  | Saguaro | 3 |  | CA | NG |  | Natural Gas and Other Gases | 1990-12-01 |  | 37 | 29 | 29
Existing | US | WECC | NEVP |  | 57456 | SE-U1 |  | San Emidio (USG Nevada) | 1 |  | BT | GEO |  | Geothermal | 2012-05-25 |  | 11.8 | 8 | 9.3
Existing | US | WECC | NEVP |  | 57442 | 56188 |  | Silver State North Solar | 1 |  | PV-NT | SUN |  | Solar | 2012-03-01 |  | 53 | 53 | 53
Tier 1 | US | WECC | NEVP |  |  |  |  | Harry Allen Solar | 1 |  | PV | SUN |  | Solar | 2021-02-26 |  | 100 | 100 | 100
Tier 1 | US | WECC | NEVP |  |  |  |  | Desert Obsidian | 1 |  | PV | SUN |  | Solar | 2022-12-31 |  | 50 | 50 | 50
Tier 1 | US | WECC | NEVP |  |  |  |  | Dry Lake Solar | 1 |  | PV-BA | SUN |  | Solar | 2023-05-29 |  | 150 | 150 | 150
Tier 1 | US | WECC | NEVP |  |  |  |  | Aiya Solar | 1 |  | PV | SUN |  | Solar | 2023-06-30 |  | 100 | 100 | 100
Tier 1 | US | WECC | NEVP |  |  |  |  | Apex Solar | 1 |  | PV | SUN |  | Solar | 2023-11-01 |  | 690 | 690 | 690
Tier 1 | US | WECC | NEVP |  |  |  |  | Boulder Solar III | 1 |  | PV | SUN |  | Solar | 2023-04-01 |  | 127.86 | 127.86 | 127.86
Tier 1 | US | WECC | NEVP |  |  |  |  | Copper Mt Solar 5 | 1 |  | PV | SUN |  | Solar | 2021-03-01 |  | 250 | 250 | 250
Tier 1 | US | WECC | NEVP |  |  |  |  | Eagle Shadow #3 | 3 |  | PV-BA | SUN |  | Solar | 2022-10-28 |  | 100 | 100 | 100
Tier 1 | US | WECC | NEVP |  |  |  |  | Eagle Shadow Mtn (fka Keno Solar) | 1 |  | PV-BA | SUN |  | Solar | 2021-04-01 |  | 300 | 300 | 300
Tier 1 | US | WECC | NEVP |  |  |  |  | Gemini | 1 |  | PV-BA | SUN |  | Solar | 2023-11-01 |  | 250 | 250 | 250
Tier 1 | US | WECC | NEVP |  |  |  |  | Goldstrike Grid BESS | 1 |  | BA | MWH |  | Other | 2022-05-02 |  | 50 | 50 | 50
Tier 1 | US | WECC | NEVP |  |  |  |  | Goldstrike Grid BESS 2 | 2 |  | BA | MWH |  | Other | 2021-05-01 |  | 30 | 30 | 30
Tier 1 | US | WECC | NEVP |  |  |  |  | Laughlin Solar | 1 |  | PV | SUN |  | Solar | 2023-03-31 |  | 50 | 50 | 50
Tier 1 | US | WECC | NEVP |  |  |  |  | Moapa Solar | 1 |  | PV | SUN |  | Solar | 2022-06-01 |  | 200 | 200 | 200
Tier 1 | US | WECC | NEVP |  |  |  |  | Mormon Mesa | 1 |  | PV-BA | SUN |  | Solar | 2023-09-01 |  | 350 | 350 | 350
Tier 1 | US | WECC | NEVP |  |  |  |  | Southern Bighorn Eagle Shadow #2 | 2 |  | PV-BA | SUN |  | Solar | 2022-10-28 |  | 300 | 300 | 300
Tier 1 | US | WECC | NEVP |  |  |  |  | Techren 3-5 | 3-5 |  | PV | SUN |  | Solar | 2020-09-01 |  | 100 | 100 | 100
Tier 2 | US | WECC | NEVP |  |  |  |  | Chuckwalla | 1 |  | PV | SUN |  | Solar | 2023-06-01 |  | 250 | 250 | 250
Existing | US | WECC | NWMT |  | 55866 | 1 |  | Basin Creek | 1 |  | IC | NG |  | Natural Gas and Other Gases | 2006-05-01 |  | 6 | 5.9 | 5.9
Existing | US | WECC | NWMT |  | 55866 | 2 |  | Basin Creek | 2 |  | IC | NG |  | Natural Gas and Other Gases | 2006-05-01 |  | 6 | 5.9 | 5.9
Existing | US | WECC | NWMT |  | 55866 | 3 |  | Basin Creek | 3 |  | IC | NG |  | Natural Gas and Other Gases | 2006-05-01 |  | 6 | 5.9 | 5.9
Existing | US | WECC | NWMT |  | 55866 | 4 |  | Basin Creek | 4 |  | IC | NG |  | Natural Gas and Other Gases | 2006-05-01 |  | 6 | 5.9 | 5.9
Existing | US | WECC | NWMT |  | 55866 | 5 |  | Basin Creek | 5 |  | IC | NG |  | Natural Gas and Other Gases | 2006-05-01 |  | 6 | 5.9 | 5.9
Existing | US | WECC | NWMT |  | 55866 | 6 |  | Basin Creek | 6 |  | IC | NG |  | Natural Gas and Other Gases | 2006-05-01 |  | 6 | 5.9 | 5.9
Existing | US | WECC | NWMT |  | 55866 | 7 |  | Basin Creek | 7 |  | IC | NG |  | Natural Gas and Other Gases | 2006-05-01 |  | 6 | 5.9 | 5.9
Existing | US | WECC | NWMT |  | 55866 | 8 |  | Basin Creek | 8 |  | IC | NG |  | Natural Gas and Other Gases | 2006-05-01 |  | 6 | 5.9 | 5.9
Existing | US | WECC | NWMT |  | 55866 | 9 |  | Basin Creek | 9 |  | IC | NG |  | Natural Gas and Other Gases | 2006-05-01 |  | 6 | 5.9 | 5.9
Existing | US | WECC | NWMT |  | 61155 | BT-MT |  | Big Timber Wind | 1 |  | WT | WND |  | Wind | 2018-02-01 |  | 25 | 25 | 25
Existing | US | WECC | NWMT |  | 2181 | BLA1 |  | Black Eagle | 1 |  | HY | WAT |  | Conventional Hydro | 1927-09-01 |  | 7.79 | 7 | 7
Existing | US | WECC | NWMT |  | 2181 | BLA2 |  | Black Eagle | 2 |  | HY | WAT |  | Conventional Hydro | 1927-09-01 |  | 7.79 | 7 | 7
Existing | US | WECC | NWMT |  | 2181 | BLA3 |  | Black Eagle | 3 |  | HY | WAT |  | Conventional Hydro | 1927-09-01 |  | 8.4 | 7 | 7
Existing | US | WECC | NWMT |  | 61336 | BESMT |  | Black Eagle Solar | 1 |  | OT | SUN |  | Solar | 2017-10-01 |  | 3 | 3 | 3
Existing | US | WECC | NWMT |  | 54006 | GEN1 |  | Broadwater Dam | 1 |  | HY | WAT |  | Conventional Hydro | 1989-06-01 |  | 10 | 7.9 | 6.7
Existing | US | WECC | NWMT |  | 6400 | 1 |  | Canyon Ferry | 1 |  | HY | WAT |  | Conventional Hydro | 1953-12-01 |  | 16.6 | 19.19 | 19.19
Existing | US | WECC | NWMT |  | 6400 | 2 |  | Canyon Ferry | 2 |  | HY | WAT |  | Conventional Hydro | 1954-04-01 |  | 16.6 | 19.19 | 19.19
Existing | US | WECC | NWMT |  | 6400 | 3 |  | Canyon Ferry | 3 |  | HY | WAT |  | Conventional Hydro | 1954-03-01 |  | 16.6 | 19.19 | 19.19
Existing | US | WECC | NWMT |  | 2182 | COC1 |  | Cochrane | 1 |  | HY | WAT |  | Conventional Hydro | 1958-07-01 |  | 28.39 | 32 | 32
Existing | US | WECC | NWMT |  | 2182 | COC2 |  | Cochrane | 2 |  | HY | WAT |  | Conventional Hydro | 1958-07-01 |  | 32 | 32 | 32
Existing | US | WECC | NWMT |  | 6076 | 3 |  | Colstrip | 3 |  | ST | SUB |  | Coal | 1984-01-01 |  | 222 | 222 | 222
Existing | US | WECC | NWMT |  | 6076 | 4 |  | Colstrip | 4 |  | ST | SUB |  | Coal | 1986-04-01 |  | 222 | 222 | 222
Existing | US | WECC | NWMT |  | 10784 | GEN1 |  | Colstrip Energy | 1 |  | ST | WC |  | Coal | 1990-02-01 |  | 43.7 | 39 | 39
Existing | US | WECC | NWMT |  | 56908 | 1 |  | Dave Gates | 1 |  | GT | NG |  | Natural Gas and Other Gases | 2011-01-01 | 2041-01-01 | 50 | 50 | 50
Existing | US | WECC | NWMT |  | 56908 | 2 |  | Dave Gates | 2 |  | GT | NG |  | Natural Gas and Other Gases | 2011-01-01 |  | 50 | 50 | 50
Existing | US | WECC | NWMT |  | 56908 | 3 |  | Dave Gates | 3 |  | GT | NG |  | Natural Gas and Other Gases | 2011-01-01 |  | 50 | 50 | 50
Existing | US | WECC | NWMT |  | 58966 | T 1-6 |  | Fairfield Wind | 1 |  | WT | WND |  | Wind | 2013-12-31 |  | 10 | 10 | 10
Existing | US | WECC | NWMT |  | 57748 | GBW |  | Gordon Butte Wind | 1 |  | WT | WND |  | Wind | 2012-01-04 |  | 9.59 | 9.59 | 9.59
Existing | US | WECC | NWMT |  | 7625 | 1 |  | Grant Village | 1 |  | IC | PG |  | Petroleum | 1994-07-01 |  | 1.6 | 1.6 | 1.6
Existing | US | WECC | NWMT |  | 7625 | 2 |  | Grant Village | 2 |  | IC | PG |  | Petroleum | 1994-07-01 |  | 1.6 | 1.6 | 1.6
Existing | US | WECC | NWMT |  | 61335 | GDSMT |  | Great Divide Solar | 1 |  | OT | SUN |  | Solar | 2017-10-01 |  | 3 | 3 | 3
Existing | US | WECC | NWMT |  | 61291 | GMSMT |  | Green Meadow Solar | 1 |  | OT | SUN |  | Solar | 2018-06-30 |  | 3 | 3 | 3
Existing | US | WECC | NWMT |  | 60486 | 1 |  | Greenfield Wind | 1 |  | WT | WND |  | Wind | 2015-12-31 |  | 25 | 25 | 25
Existing | US | WECC | NWMT |  | 2185 | HAU1 |  | Hauser | 1 |  | HY | WAT |  | Conventional Hydro | 1911-11-01 |  | 2.79 | 3 | 3
Existing | US | WECC | NWMT |  | 2185 | HAU2 |  | Hauser | 2 |  | HY | WAT |  | Conventional Hydro | 1911-11-01 |  | 2.79 | 3 | 3
Existing | US | WECC | NWMT |  | 2185 | HAU3 |  | Hauser | 3 |  | HY | WAT |  | Conventional Hydro | 1911-11-01 |  | 2.79 | 3 | 3
Existing | US | WECC | NWMT |  | 2185 | HAU4 |  | Hauser | 4 |  | HY | WAT |  | Conventional Hydro | 1911-11-01 |  | 2.79 | 3 | 3
Existing | US | WECC | NWMT |  | 2185 | HAU5 |  | Hauser | 5 |  | HY | WAT |  | Conventional Hydro | 1911-11-01 |  | 2.79 | 3 | 3
Existing | US | WECC | NWMT |  | 2185 | HAU6 |  | Hauser | 6 |  | HY | WAT |  | Conventional Hydro | 1915-09-01 |  | 3 | 4 | 4
Existing | US | WECC | NWMT |  | 2186 | HOL1 |  | Holter | 1 |  | HY | WAT |  | Conventional Hydro | 1918-07-01 |  | 9.59 | 12 | 12
Existing | US | WECC | NWMT |  | 2186 | HOL2 |  | Holter | 2 |  | HY | WAT |  | Conventional Hydro | 1918-07-01 |  | 9.59 | 12 | 12
Existing | US | WECC | NWMT |  | 2186 | HOL3 |  | Holter | 3 |  | HY | WAT |  | Conventional Hydro | 1918-07-01 |  | 9.59 | 12 | 12
Existing | US | WECC | NWMT |  | 2186 | HOL4 |  | Holter | 4 |  | HY | WAT |  | Conventional Hydro | 1918-07-01 |  | 9.59 | 12 | 12
Existing | US | WECC | NWMT |  | 56591 | HBWP |  | Horseshoe Bend | 1 |  | WT | WND |  | Wind | 2006-02-01 |  | 9 | 9 | 9
Existing | US | WECC | NWMT |  | 56591 | HBWP |  | Horseshoe Bend | 6 |  | WT | WND |  | Wind | 2006-02-01 |  | 9 | 9 | 9
Existing | US | WECC | NWMT |  | 56377 | 1 |  | Judith Gap | 90 |  | WT | WND |  | Wind | 2006-02-01 |  | 135 | 135 | 135
Existing | US | WECC | NWMT |  | 2188 | KER1 |  | Kerr | 1 |  | HY | WAT |  | Conventional Hydro | 1938-10-01 |  | 70.59 | 62 | 62
Existing | US | WECC | NWMT |  | 2188 | KER2 |  | Kerr | 2 |  | HY | WAT |  | Conventional Hydro | 1949-05-01 |  | 50.39 | 62 | 62
Existing | US | WECC | NWMT |  | 2188 | KER3 |  | Kerr | 3 |  | HY | WAT |  | Conventional Hydro | 1954-11-01 |  | 86.59 | 82 | 82
Existing | US | WECC | NWMT |  | 7039 | 1 |  | Lake | 1 |  | IC | PG |  | Petroleum | 1967-09-01 |  | 2.75 | 3 | 0
Existing | US | WECC | NWMT |  | 6422 | MAD1 |  | Madison | 1 |  | HY | WAT |  | Conventional Hydro | 1906-09-01 |  | 2.2 | 2 | 2
Existing | US | WECC | NWMT |  | 6422 | MAD2 |  | Madison | 2 |  | HY | WAT |  | Conventional Hydro | 1906-09-01 |  | 2.2 | 2 | 2
Existing | US | WECC | NWMT |  | 6422 | MAD3 |  | Madison | 3 |  | HY | WAT |  | Conventional Hydro | 1906-09-01 |  | 2.2 | 2 | 2
Existing | US | WECC | NWMT |  | 6422 | MAD4 |  | Madison | 4 |  | HY | WAT |  | Conventional Hydro | 1908-07-01 |  | 2.2 | 2 | 2
Existing | US | WECC | NWMT |  | 61337 | MSMT |  | Magpie Solar | 1 |  | OT | SUN |  | Solar | 2018-06-30 |  | 3 | 3 | 3
Existing | US | WECC | NWMT |  | 99999 | NWA |  | Misc. Hydro | 1 |  | HY | WAT |  | Conventional Hydro | 2000-10-31 |  | 13.8 | 12 | 5
Existing | US | WECC | NWMT |  | 99999 | NWB |  | Misc. Wind | 1 |  | WT | WND |  | Wind | 2000-10-31 |  | 5 | 5 | 5
Existing | US | WECC | NWMT |  | 2191 | MOR1 |  | Morony | 1 |  | HY | WAT |  | Conventional Hydro | 1930-01-01 |  | 22.5 | 24 | 24
Existing | US | WECC | NWMT |  | 2191 | MOR2 |  | Morony | 2 |  | HY | WAT |  | Conventional Hydro | 1930-01-01 |  | 31.5 | 24 | 24
Existing | US | WECC | NWMT |  | 57963 | MWP1 |  | Musselshell Wind | 1 |  | WT | WND |  | Wind | 2012-12-31 |  | 10 | 10 | 10
Existing | US | WECC | NWMT |  | 57965 | MWP2 |  | Musselshell Wind Two | 1 |  | WT | WND |  | Wind | 2012-12-31 |  | 10 | 10 | 10
Existing | US | WECC | NWMT |  | 2192 | MYS1 |  | Mystic | 1 |  | HY | WAT |  | Conventional Hydro | 1925-05-01 |  | 6 | 6 | 6
Existing | US | WECC | NWMT |  | 2192 | MYS2 |  | Mystic | 2 |  | HY | WAT |  | Conventional Hydro | 1925-05-01 |  | 6 | 6 | 6
Existing | US | WECC | NWMT |  | 2196 | 1 |  | Old Faithful | 1 |  | IC | PG |  | Petroleum | 1979-12-01 |  | 1 | 1 | 1
Existing | US | WECC | NWMT |  | 2196 | 2 |  | Old Faithful | 2 |  | IC | PG |  | Petroleum | 1979-12-01 |  | 1 | 1 | 1
Existing | US | WECC | NWMT |  | 2193 | RAI9 |  | Rainbow | 9 |  | HY | WAT |  | Conventional Hydro | 2013-04-22 |  | 65.5 | 62 | 62
Existing | US | WECC | NWMT |  | 60496 | RNSMT |  | River Bend Solar | 1 |  | OT | SUN |  | Solar | 2018-06-30 |  | 2 | 2 | 2
Existing | US | WECC | NWMT |  | 55749 | UNT1 |  | Rocky Mtn Hardin | 1 |  | ST | BIT |  | Coal | 2006-04-01 |  | 135 | 119 | 119
Existing | US | WECC | NWMT |  | 2194 | RYA1 |  | Ryan | 1 |  | HY | WAT |  | Conventional Hydro | 1915-08-01 |  | 8 | 10 | 10
Existing | US | WECC | NWMT |  | 2194 | RYA2 |  | Ryan | 2 |  | HY | WAT |  | Conventional Hydro | 1915-08-01 |  | 9.19 | 10 | 10
Existing | US | WECC | NWMT |  | 2194 | RYA3 |  | Ryan | 3 |  | HY | WAT |  | Conventional Hydro | 1915-08-01 |  | 8 | 10 | 10
Existing | US | WECC | NWMT |  | 2194 | RYA4 |  | Ryan | 4 |  | HY | WAT |  | Conventional Hydro | 1915-08-01 |  | 9.19 | 10 | 10
Existing | US | WECC | NWMT |  | 2194 | RYA5 |  | Ryan | 5 |  | HY | WAT |  | Conventional Hydro | 1916-09-01 |  | 8 | 10 | 10
Existing | US | WECC | NWMT |  | 2194 | RYA6 |  | Ryan | 6 |  | HY | WAT |  | Conventional Hydro | 1916-09-01 |  | 8 | 10 | 10
Existing | US | WECC | NWMT |  | 61290 | BT-MT |  | South Mills Solar | 1 |  | OT | SUN |  | Solar | 2018-06-30 |  | 3 | 3 | 3
Existing | US | WECC | NWMT |  | 58218 | SKW25 |  | Spion Kop Wind | 1 |  | WT | WND |  | Wind | 2012-12-31 | 2042-12-01 | 40 | 40 | 40
Existing | US | WECC | NWMT |  | 61858 | WT |  | Stillwater Wind | 1 |  | WT | WND |  | Wind | 2018-09-01 |  | 80 | 80 | 80
Existing | US | WECC | NWMT |  | 2195 | TF1 |  | Thompson Falls | 1 |  | HY | WAT |  | Conventional Hydro | 1917-07-01 |  | 5 | 7 | 7
Existing | US | WECC | NWMT |  | 2195 | TF2 |  | Thompson Falls | 2 |  | HY | WAT |  | Conventional Hydro | 1917-05-01 |  | 5 | 6 | 6
Existing | US | WECC | NWMT |  | 2195 | TF3 |  | Thompson Falls | 3 |  | HY | WAT |  | Conventional Hydro | 1916-11-01 |  | 5 | 7 | 7
Existing | US | WECC | NWMT |  | 2195 | TF4 |  | Thompson Falls | 4 |  | HY | WAT |  | Conventional Hydro | 1916-11-01 |  | 5 | 6 | 6
Existing | US | WECC | NWMT |  | 2195 | TF5 |  | Thompson Falls | 5 |  | HY | WAT |  | Conventional Hydro | 1915-07-01 |  | 5 | 6 | 6
Existing | US | WECC | NWMT |  | 2195 | TF6 |  | Thompson Falls | 6 |  | HY | WAT |  | Conventional Hydro | 1915-07-01 |  | 5 | 6 | 6
Existing | US | WECC | NWMT |  | 2195 | TF7 |  | Thompson Falls | 7 |  | HY | WAT |  | Conventional Hydro | 1996-01-01 |  | 57.1 | 56 | 56
Existing | US | WECC | NWMT |  | 57690 | 1 |  | Turnbull Hydro | 1 |  | HY | WAT |  | Conventional Hydro | 2011-09-16 |  | 13 | 11 | 0
Existing | US | WECC | NWMT |  | 59003 | 1 |  | Two Dot Wind Farm | 1 |  | WT | WND |  | Wind | 2013-03-31 |  | 9.69 | 4 | 4
Existing | US | WECC | NWMT |  | 50931 | GEN1 |  | Yellowstone Energy | 1 |  | ST | PC |  | Petroleum | 1995-06-01 |  | 64 | 60.2 | 60.89
Existing | US | WECC | NWMT |  |  |  |  | South Peak Wind | 1 |  | WT | WND |  | Wind | 2020-02-01 |  | 86.9 | 80 | 80
Existing | US | WECC | PACW |  | 6484 | 1 |  | Bend | 1 |  | HY | WAT |  | Conventional Hydro | 1912-12-01 |  | 0.2 | 0.18 | 0.18
Existing | US | WECC | PACW |  | 6484 | 2 |  | Bend | 2 |  | HY | WAT |  | Conventional Hydro | 1915-12-01 |  | 0.35 | 0.32 | 0.32
Existing | US | WECC | PACW |  | 6484 | 3 |  | Bend | 3 |  | HY | WAT |  | Conventional Hydro | 1916-12-01 |  | 0.56 | 0.5 | 0.5
Existing | US | WECC | PACW |  | 56968 | 1 |  | Big Top, LLC (Oregon Windfarms | 1 |  | WT | WND |  | Wind | 2009-06-01 |  | 1.65 | 1.65 | 1.65
Existing | US | WECC | PACW |  | 10869 |  |  | Biomass One, L.P. | 1 |  | ST | WDS |  | Biomass | 1985-12-01 |  | 10 | 8.5 | 8.5
Existing | US | WECC | PACW |  | 10869 |  |  | Biomass One, L.P. | 2 |  | ST | WDS |  | Biomass | 1985-12-01 |  | 10 | 8.5 | 8.5
Existing | US | WECC | PACW |  | 10869 |  |  | Biomass One, L.P. | 3 |  | ST | WDS |  | Biomass | 2009-01-01 |  | 10 | 8.5 | 8.5
Existing | US | WECC | PACW |  | 56967 | 1 |  | Butter Creek Power LLC (Oregon Windfarms LLC) | 1 |  | WT | WND |  | Wind | 2009-06-01 |  | 4.95 | 4.95 | 4.95
Existing | US | WECC | PACW |  | 57437 |  |  | Central Oregon Irrigation District (COID) (Juniper Ridge) | 1 |  | HY | WAT |  | Conventional Hydro | 2010-10-01 |  | 5 | 5 | 5
Existing | US | WECC | PACW |  | 50980 |  |  | Central Oregon Irrigation District (COID) (Siphon) | 1 |  | HY | WAT |  | Conventional Hydro | 1989-08-01 |  | 3 | 3 | 3
Existing | US | WECC | PACW |  | 50980 |  |  | Central Oregon Irrigation District (COID) (Siphon) | 2 |  | HY | WAT |  | Conventional Hydro | 1989-08-01 |  | 3 | 3 | 3
Existing | US | WECC | PACW |  | 55662 |  |  | Chehalis CC1 | 1 |  | CT | NG |  | Natural Gas and Other Gases | 2008-09-15 | 2043-12-31 | 198.9 | 160 | 170
Existing | US | WECC | PACW |  | 55662 |  |  | Chehalis CC2 | 2 |  | CT | NG |  | Natural Gas and Other Gases | 2008-09-15 | 2043-12-31 | 198.9 | 160 | 170
Existing | US | WECC | PACW |  | 55662 |  |  | Chehalis CC3 | 3 |  | CA | NG |  | Natural Gas and Other Gases | 2008-09-15 | 2043-12-31 | 195.5 | 157 | 166
Existing | US | WECC | PACW |  | 59076 |  |  | Chopin Wind, LLC | 0 |  | WT | WND |  | Wind | 2016-10-01 |  | 10 | 10 | 10
Existing | US | WECC | PACW |  | 3020 | 1 |  | Clearwater 1 | 1 |  | HY | WAT |  | Conventional Hydro | 1953-06-01 |  | 15 | 17.9 | 17.9
Existing | US | WECC | PACW |  | 3021 | 1 |  | Clearwater 2 | 2 |  | HY | WAT |  | Conventional Hydro | 1953-11-01 |  | 26 | 31 | 31
Existing | US | WECC | PACW |  | 56195 | 1 |  | Combine Hills 1 | 41 |  | WT | WND |  | Wind | 2003-12-01 |  | 41 | 41 | 41
Existing | US | WECC | PACW |  | 54251 | 1 |  | Deschutes Valley Water District (Opal Springs) | 1 |  | HY | WAT |  | Conventional Hydro | 1985-01-01 |  | 4.3 | 4.3 | 4.3
Existing | US | WECC | PACW |  | 61761 | GEN-1 |  | Douglas County Forest Products (Douglas County Inc) | 1 |  | ST | WDS |  | Biomass | 2021-06-01 |  | 6.25 | 6.25 | 6.25
Existing | US | WECC | PACW |  | 3024 | 1 |  | Eagle Point | 1 |  | HY | WAT |  | Conventional Hydro | 1957-11-01 |  | 2.81 | 2.8 | 2.8
Existing | US | WECC | PACW |  | 56781 | 1 |  | Evergreen BioPower, LLC (Frere | 1 |  | ST | WDS |  | Biomass | 2007-09-01 |  | 21 | 10 | 10
Existing | US | WECC | PACW |  | 52187 | GE-1 |  | Falls Creek | 1 |  | HY | WAT |  | Conventional Hydro | 1984-12-01 |  | 4.1 | 3.9 | 4.8
Existing | US | WECC | PACW |  | 10323 |  |  | Farmers Irrigation District (Copper Dam Plant) | 1 |  | HY | WAT |  | Conventional Hydro | 2015-09-01 |  | 2 | 1 | 2
Existing | US | WECC | PACW |  | 10323 |  |  | Farmers Irrigation District (Copper Dam Plant) | 2 |  | HY | WAT |  | Conventional Hydro | 2015-09-01 |  | 2 | 1 | 2
Existing | US | WECC | PACW |  | 3026 | 1 |  | Fish Creek | 1 |  | HY | WAT |  | Conventional Hydro | 1952-06-01 |  | 11 | 10.4 | 10.4
Existing | US | WECC | PACW |  | 56969 | 1 |  | Four Corners Windfarm LLC (Oregon Windfarms LLC) | 1 |  | WT | WND |  | Wind | 2009-06-01 |  | 10 | 10 | 10
Existing | US | WECC | PACW |  | 56970 | 1 |  | Four Mile Canyon Windfarm LLC (Oregon Windfarms LLC) | 1 |  | WT | WND |  | Wind | 2009-06-01 |  | 10 | 10 | 10
Existing | US | WECC | PACW |  | 55560 |  |  | FPL Energy Vansycle LLC (WA) | 186 |  | WT | WND |  | Wind | 2001-12-01 |  | 176.9 | 180.19 | 180.19
Existing | US | WECC | PACW |  | 56666 | 1 |  | Goodnoe Hills | 47 |  | WT | WND |  | Wind | 2019-12-20 | 2049-12-14 | 94 | 94 | 94
Existing | US | WECC | PACW |  | 54761 |  |  | Hermiston | 1 |  | CT | NG |  | Natural Gas and Other Gases | 1996-07-01 | 2036-12-31 | 184.05 | 152.5 | 160.3
Existing | US | WECC | PACW |  | 54761 |  |  | Hermiston | 2 |  | CA | NG |  | Natural Gas and Other Gases | 1996-07-01 | 2036-12-31 | 95.51 | 78 | 80
Existing | US | WECC | PACW |  | 54761 |  |  | Hermiston | 3 |  | CT | NG |  | Natural Gas and Other Gases | 1996-07-01 | 2036-12-31 | 184.05 | 152.5 | 160.3
Existing | US | WECC | PACW |  | 54761 |  |  | Hermiston | 4 |  | CA | NG |  | Natural Gas and Other Gases | 1996-07-01 | 2036-12-31 | 95.51 | 78 | 80
Existing | US | WECC | PACW |  | 56360 | 1 |  | Leaning Juniper | 67 |  | WT | WND |  | Wind | 2019-09-13 | 2049-09-13 | 100.5 | 100.5 | 100.5
Existing | US | WECC | PACW |  | 3029 | 1 |  | Lemolo 1 | 1 |  | HY | WAT |  | Conventional Hydro | 1955-07-01 |  | 31.98 | 31.99 | 32
Existing | US | WECC | PACW |  | 6421 | 1 |  | Lemolo 2 | 1 |  | HY | WAT |  | Conventional Hydro | 1956-11-01 |  | 38.5 | 38.5 | 38.5
Existing | US | WECC | PACW |  | 56466 | 1 |  | Marengo 1 | 78 |  | WT | WND |  | Wind | 2020-01-27 | 2049-11-30 | 156 | 156 | 156
Existing | US | WECC | PACW |  | 56466 | 2 |  | Marengo 2 | 39 |  | WT | WND |  | Wind | 2020-02-25 | 2049-11-30 | 78 | 78 | 78
Existing | US | WECC | PACW |  | 3847 | 1 |  | Merwin | 1 |  | HY | WAT |  | Conventional Hydro | 1932-01-01 |  | 45 | 50 | 50
Existing | US | WECC | PACW |  | 3847 | 2 |  | Merwin | 2 |  | HY | WAT |  | Conventional Hydro | 1949-12-01 |  | 45 | 50 | 50
Existing | US | WECC | PACW |  | 3847 | 3 |  | Merwin | 3 |  | HY | WAT |  | Conventional Hydro | 1958-09-01 |  | 45 | 50 | 50
Existing | US | WECC | PACW |  | 56971 | 1 |  | Oregon Trail Windfarm LLC (Oregon Windfarms LLC) | 1 |  | WT | WND |  | Wind | 2009-06-01 |  | 9.9 | 9.9 | 9.9
Existing | US | WECC | PACW |  | 56972 | 1 |  | Pacific Canyon Windfarm LLC (Oregon Windfarms LLC) | 1 |  | WT | WND |  | Wind | 2009-06-01 |  | 8.25 | 8.25 | 8.25
Existing | US | WECC | PACW |  | 59382 | SVEP1 |  | Paisley Geothermal | 1 |  | ST | GEO |  | Geothermal | 2015-10-01 |  | 3.7 | 1.8 | 2.3
Existing | US | WECC | PACW |  | 54721 | 1 |  | Pelton Re-Reg | 1 |  | HY | WAT |  | Conventional Hydro | 1982-06-01 |  | 19.6 | 18.5 | 18.5
Existing | US | WECC | PACW |  | 3324 | 1 |  | Prather Creek | 1 |  | HY | WAT |  | Conventional Hydro | 1983-07-01 |  | 0.1 | 0.1 | 0.1
Existing | US | WECC | PACW |  | 3032 | 1 |  | Prospect 1 | 1 |  | HY | WAT |  | Conventional Hydro | 1912-01-01 |  | 3.76 | 4.6 | 4.6
Existing | US | WECC | PACW |  | 3033 | 1 |  | Prospect 2 | 1 |  | HY | WAT |  | Conventional Hydro | 1928-01-01 |  | 16 | 18 | 18
Existing | US | WECC | PACW |  | 3033 | 2 |  | Prospect 2 | 2 |  | HY | WAT |  | Conventional Hydro | 1928-02-01 |  | 16 | 18 | 18
Existing | US | WECC | PACW |  | 3034 | 1 |  | Prospect 3 | 1 |  | HY | WAT |  | Conventional Hydro | 1932-04-01 |  | 7.2 | 7.7 | 7.7
Existing | US | WECC | PACW |  | 3035 | 1 |  | Prospect 4 | 1 |  | HY | WAT |  | Conventional Hydro | 1944-11-01 |  | 1 | 0.9 | 0.9
Existing | US | WECC | PACW |  | 56469 | 1 |  | Roseburg Forest Products - Weed | 1 |  | ST | WDS |  | Biomass | 2010-12-01 |  | 10 | 10 | 10
Existing | US | WECC | PACW |  | 50396 |  |  | Roseburg Forest Products Company - Dillard | 1 |  | ST | WDS |  | Biomass | 1955-01-01 |  | 5 | 5 | 5
Existing | US | WECC | PACW |  | 50396 |  |  | Roseburg Forest Products Company - Dillard | 2 |  | ST | WDS |  | Biomass | 1955-01-01 |  | 5 | 5 | 5
Existing | US | WECC | PACW |  | 50396 |  |  | Roseburg Forest Products Company - Dillard | 3 |  | ST | WDS |  | Biomass | 1955-01-01 |  | 8 | 8 | 8
Existing | US | WECC | PACW |  | 50396 |  |  | Roseburg Forest Products Company - Dillard | 4 |  | ST | WDS |  | Biomass | 1955-01-01 |  | 13.8 | 13.8 | 13.8
Existing | US | WECC | PACW |  | 50396 |  |  | Roseburg Forest Products Company - Dillard | 5 |  | ST | WDS |  | Biomass | 1955-01-01 |  | 11.5 | 11.5 | 11.5
Existing | US | WECC | PACW |  | 50396 |  |  | Roseburg Forest Products Company - Dillard | 6 |  | ST | WDS |  | Biomass | 1955-01-01 |  | 11.5 | 11.5 | 11.5
Existing | US | WECC | PACW |  | 56973 | 1 |  | Sand Ranch Windfarm LLC (Oregon Windfarms LLC) | 1 |  | WT | WND |  | Wind | 2009-06-01 |  | 9.9 | 9.9 | 9.9
Existing | US | WECC | PACW |  | 50961 |  |  | Slate Creek | 1 |  | HY | WAT |  | Conventional Hydro | 1990-05-01 |  | 4.2 | 4 | 3.89
Existing | US | WECC | PACW |  | 3036 | 1 |  | Slide Creek | 1 |  | HY | WAT |  | Conventional Hydro | 1951-07-01 |  | 18 | 18 | 18
Existing | US | WECC | PACW |  | 3037 | 1 |  | Soda Springs | 1 |  | HY | WAT |  | Conventional Hydro | 1952-03-01 |  | 11 | 11.6 | 11.6
Existing | US | WECC | PACW |  | 10737 | GEN1 |  | Sprague Hydro | 1 |  | HY | WAT |  | Conventional Hydro | 1989-10-01 |  | 1.2 | 1 | 1
Existing | US | WECC | PACW |  | 3850 |  |  | Swift 1 | 1 |  | HY | WAT |  | Conventional Hydro | 1958-12-01 |  | 80 | 87.87 | 87.87
Existing | US | WECC | PACW |  | 3850 |  |  | Swift 1 | 2 |  | HY | WAT |  | Conventional Hydro | 1958-12-01 |  | 80 | 87.87 | 87.87
Existing | US | WECC | PACW |  | 3850 |  |  | Swift 1 | 3 |  | HY | WAT |  | Conventional Hydro | 1958-12-01 |  | 80 | 87.87 | 87.87
Existing | US | WECC | PACW |  | 6265 | 22 |  | Swift 2 | 1 |  | HY | WAT |  | Conventional Hydro | 1958-12-01 |  | 36 | 39 | 39
Existing | US | WECC | PACW |  | 6265 | 21 |  | Swift 2 | 2 |  | HY | WAT |  | Conventional Hydro | 1959-01-01 |  | 36 | 39 | 39
Existing | US | WECC | PACW |  | 56933 | 1 |  | Threemile Canyon Wind I LLC | 1 |  | WT | WND |  | Wind | 2009-07-01 |  | 9.9 | 10 | 10
Existing | US | WECC | PACW |  | 57496 | UNIT1 |  | Tieton Dam Hydro Electric Proj | 1 |  | HY | WAT |  | Conventional Hydro | 2006-09-01 |  | 6.9 | 6.9 | 6.9
Existing | US | WECC | PACW |  | 57496 | UNIT2 |  | Tieton Dam Hydro Electric Proj | 2 |  | HY | WAT |  | Conventional Hydro | 2006-09-01 |  | 6.9 | 6.9 | 6.9
Existing | US | WECC | PACW |  | 3040 | 1 |  | Toketee | 1 |  | HY | WAT |  | Conventional Hydro | 1950-02-01 |  | 14.17 | 15 | 15
Existing | US | WECC | PACW |  | 3040 | 2 |  | Toketee | 2 |  | HY | WAT |  | Conventional Hydro | 1949-12-01 |  | 14.17 | 15 | 15
Existing | US | WECC | PACW |  | 3040 | 3 |  | Toketee | 3 |  | HY | WAT |  | Conventional Hydro | 1905-05-03 |  | 14.17 | 15 | 15
Existing | US | WECC | PACW |  | 58324 | SIE23 |  | Vansycle II Wind Energy Center | 43 |  | WT | WND |  | Wind | 2009-11-01 |  | 98.9 | 98.9 | 98.9
Existing | US | WECC | PACW |  | 56974 | 1 |  | Wagon Trail LLC (Oregon Windfarms LLC) | 1 |  | WT | WND |  | Wind | 2009-06-01 |  | 3.3 | 3.3 | 3.3
Existing | US | WECC | PACW |  | 3041 | 1 |  | Wallowa Falls | 1 |  | HY | WAT |  | Conventional Hydro | 1920-12-01 |  | 1.1 | 1.1 | 1.1
Existing | US | WECC | PACW |  | 56975 | 1 |  | Ward Butte Windfarm LLC (Oregon Windfarms LLC) | 1 |  | WT | WND |  | Wind | 2009-06-01 |  | 6.6 | 6.6 | 6.6
Existing | US | WECC | PACW |  | 3852 | 1 |  | Yale | 1 |  | HY | WAT |  | Conventional Hydro | 1953-09-01 |  | 67 | 83.5 | 83.5
Existing | US | WECC | PACW |  | 3852 | 2 |  | Yale | 2 |  | HY | WAT |  | Conventional Hydro | 1953-11-01 |  | 67 | 83.5 | 83.5
Existing | US | WECC | PACW |  | 54318 | n/a |  | Tata Chemicals (Soda Ash) Partners (General Chemicals) | 1 |  | ST | SUB |  | Coal | 2000-10-31 |  | 15 | 15 | 15
Existing | US | WECC | PACW |  | 54318 | n/a |  | Tata Chemicals (Soda Ash) Partners (General Chemicals) | 2 |  | ST | SUB |  | Coal | 2000-10-31 |  | 15 | 15 | 15
Existing | US | WECC | PACW |  |  |  |  | Adams Solar Center, LLC | 0 |  | PV-T | SUN |  | Solar | 2018-07-27 |  | 10 | 10 | 10
Existing | US | WECC | PACW |  |  |  |  | Airport Solar | 0 |  | PV-T | SUN |  | Solar | 2019-05-27 |  | 50 | 50 | 50
Existing | US | WECC | PACW |  |  |  |  | Bear Creek Solar Center, LLC | 0 |  | PV-T | SUN |  | Solar | 2018-09-28 |  | 10 | 10 | 10
Existing | US | WECC | PACW |  |  |  |  | Captain Jack Solar (Rogue River Holding, LLC) |  |  | PV | SUN |  | Solar | 2021-12-31 |  | 2.7 | 2.7 | 2.7
Existing | US | WECC | PACW |  |  |  |  | Lakeview Solar | 0 |  | PV-T | SUN |  | Solar | 2019-12-20 |  | 10 | 10 | 10
Existing | US | WECC | PACW |  |  |  |  | Millican Solar Energy, LLC |  |  | PV | SUN |  | Solar | 2021-03-31 |  | 60 | 60 | 60
Existing | US | WECC | PACW |  |  |  |  | OR Solar 2, LLC (Agate Bay Solar) | 0 |  | PV-T | SUN |  | Solar | 2020-10-22 |  | 10 | 10 | 10
Existing | US | WECC | PACW |  |  |  |  | OR Solar 5, LLC (Merrill Solar) | 0 |  | PV-T | SUN |  | Solar | 2018-01-12 |  | 8 | 8 | 8
Existing | US | WECC | PACW |  |  |  |  | Orchard Wind Farm 1, LLC | 5 |  | WT | WND |  | Wind | 2020-12-28 |  | 10 | 10 | 10
Existing | US | WECC | PACW |  |  |  |  | Orchard Wind Farm 2, LLC | 5 |  | WT | WND |  | Wind | 2020-12-28 |  | 10 | 10 | 10
Existing | US | WECC | PACW |  |  |  |  | Orchard Wind Farm 3, LLC | 5 |  | WT | WND |  | Wind | 2020-12-28 |  | 10 | 10 | 10
Existing | US | WECC | PACW |  |  |  |  | Orchard Wind Farm 4, LLC | 5 |  | WT | WND |  | Wind | 2020-12-28 |  | 10 | 10 | 10
Existing | US | WECC | PACW |  |  |  |  | Prineville Solar Energy, LLC |  |  | PV | SUN |  | Solar | 2021-01-31 |  | 40 | 40 | 40
Tier 1 | US | WECC | PACW |  |  |  |  | Skysol, LLC (Skysol Solar / 174 Power Global / Hanwha Group) |  |  | PV | SUN |  | Solar | 2023-02-28 |  | 55 | 55 | 55
Tier 3 | US | WECC | PACW |  |  |  |  | Utility Solar+Storage - PV - Jbridger | 1 |  | PV | SUN |  | Solar | 2024-01-01 |  | 354 | 354 | 354
Tier 3 | US | WECC | PACW |  |  |  |  | Utility Solar+Storage - PV - S-Oregon | 1 |  | PV | SUN |  | Solar | 2024-01-01 |  | 500 | 500 | 500
Tier 3 | US | WECC | PACW |  |  |  |  | Utility Solar+Storage - PV - Yakima | 1 |  | PV | SUN |  | Solar | 2024-01-01 |  | 395.2 | 395.2 | 395.2
Tier 3 | US | WECC | PACW |  |  |  |  | Battery Storage - Willamette Valley | 1 |  | BA | MWH |  | Other | 2028-01-01 |  | 75 | 75 | 75
Tier 3 | US | WECC | PACW |  |  |  |  | Battery Storage - Yakima | 1 |  | BA | MWH |  | Other | 2028-01-01 |  | 105 | 105 | 105
Tier 3 | US | WECC | PACW |  |  |  |  | Battery Storage - Portland NC | 1 |  | BA | MWH |  | Other | 2029-01-01 |  | 105 | 105 | 105
Tier 3 | US | WECC | PACW |  |  |  |  | Battery Storage - S-Oregon | 1 |  | BA | MWH |  | Other | 2029-01-01 |  | 210 | 210 | 210
Tier 3 | US | WECC | PACW |  |  |  |  | Battery Storage - Walla Walla | 1 |  | BA | MWH |  | Other | 2029-01-01 |  | 75 | 75 | 75
Tier 3 | US | WECC | PACW |  |  |  |  | Battery Storage - Willamette Valley | 1 |  | BA | MWH |  | Other | 2029-01-01 |  | 45 | 45 | 45
Tier 3 | US | WECC | PACW |  |  |  |  | Utility Solar+Storage - PV - Jbridger | 1 |  | PV | SUN |  | Solar | 2029-01-01 |  | 359.4 | 359.4 | 359.4
Tier 3 | US | WECC | PACW |  |  |  |  | Utility Wind + Storage - Yakima | 1 |  | WT | WND |  | Wind | 2029-01-01 |  | 9.8 | 9.8 | 9.8
Tier 3 | US | WECC | PACW |  |  |  |  | Battery Storage - S-Oregon | 1 |  | BA | MWH |  | Other | 2032-01-01 |  | 60 | 60 | 60
Tier 3 | US | WECC | PACW |  |  |  |  | Battery Storage - Walla Walla | 1 |  | BA | MWH |  | Other | 2032-01-01 |  | 60 | 60 | 60
Existing | US | WECC | PAID |  | 825 | 1 |  | Ashton | 1 |  | HY | WAT |  | Conventional Hydro | 1916-12-01 |  | 2.9 | 2.9 | 2.9
Existing | US | WECC | PAID |  | 825 | 2 |  | Ashton | 2 |  | HY | WAT |  | Conventional Hydro | 1924-12-01 |  | 2 | 2.15 | 2.15
Existing | US | WECC | PAID |  | 825 | 3 |  | Ashton | 3 |  | HY | WAT |  | Conventional Hydro | 1924-12-01 |  | 2 | 2.15 | 2.15
Existing | US | WECC | PAID |  | 10140 | GEN1 |  | Birch Creek Hydro | GEN1 |  | HY | WAT |  | Conventional Hydro | 1986-01-01 |  | 2.65 | 2.65 | 2.65
Existing | US | WECC | PAID |  | 59496 | ST601 |  | Brigham Young University Idaho | ST601 |  | GT | NG |  | Natural Gas and Other Gases | 2015-01-01 |  | 5.6 | 5.6 | 5.6
Existing | US | WECC | PAID |  | 57345 | 1 |  | Cargill, Q3 (Kettle Butte Dairy) | 1 |  | IC | OBG |  | Biomass | 2011-01-01 |  | 0.9 | 0.9 | 0.9
Existing | US | WECC | PAID |  | 57345 | 2 |  | Cargill, Q3 (Kettle Butte Dairy) | 2 |  | IC | OBG |  | Biomass | 2011-01-01 |  | 0.9 | 0.9 | 0.9
Existing | US | WECC | PAID |  | 6359 | 1 |  | CDM Hydro - Felt | 1 |  | HY | WAT |  | Conventional Hydro | 1986-01-01 |  | 2.7 | 2.7 | 2.7
Existing | US | WECC | PAID |  | 6359 | 2 |  | CDM Hydro - Felt | 2 |  | HY | WAT |  | Conventional Hydro | 1986-01-01 |  | 2.7 | 2.7 | 2.7
Existing | US | WECC | PAID |  | 6359 | 4 |  | CDM Hydro - Felt | 4 |  | HY | WAT |  | Conventional Hydro | 1947-01-01 |  | 0.9 | 0.9 | 0.9
Existing | US | WECC | PAID |  | 6359 | 5 |  | CDM Hydro - Felt | 5 |  | HY | WAT |  | Conventional Hydro | 1946-01-01 |  | 1.1 | 1.1 | 1.1
Existing | US | WECC | PAID |  | 841 | 3 |  | City Power Plant | 3 |  | HY | WAT |  | Conventional Hydro | 1982-07-01 |  | 8 | 8 | 8
Existing | US | WECC | PAID |  | 54394 | GEN1 |  | Dry Creek (Birch Power / Hydroelectric / HDI Associates IV) | GEN1 |  | HY | WAT |  | Conventional Hydro | 1986-01-01 |  | 3.6 | 3.6 | 3.6
Existing | US | WECC | PAID |  | 57211 | 1 |  | Goshn II/Jolly Hills | 83 |  | WT | WND |  | Wind | 2010-09-01 |  | 124.5 | 124.5 | 124.5
Existing | US | WECC | PAID |  | 827 | 3 |  | Grace | 3 |  | HY | WAT |  | Conventional Hydro | 1913-12-01 |  | 11 | 11 | 11
Existing | US | WECC | PAID |  | 827 | 4 |  | Grace | 4 |  | HY | WAT |  | Conventional Hydro | 1913-12-01 |  | 11 | 11 | 11
Existing | US | WECC | PAID |  | 827 | 5 |  | Grace | 5 |  | HY | WAT |  | Conventional Hydro | 1922-12-01 |  | 11 | 11 | 11
Existing | US | WECC | PAID |  | 57890 | 1 |  | Horse Butte Wind I | 1 |  | WT | WND |  | Wind | 2012-08-01 |  | 57.6 | 57.6 | 57.6
Existing | US | WECC | PAID |  | 4204 | HY1 |  | Island Park | 1 |  | HY | WAT |  | Conventional Hydro | 1994-04-01 |  | 2.4 | 2.4 | 2.4
Existing | US | WECC | PAID |  | 4204 | HY2 |  | Island Park | 2 |  | HY | WAT |  | Conventional Hydro | 1994-04-01 |  | 2.4 | 2.4 | 2.4
Existing | US | WECC | PAID |  | 987 | 1 |  | Last Chance | 1 |  | HY | WAT |  | Conventional Hydro | 1984-02-01 |  | 0.25 | 0.25 | 0.25
Existing | US | WECC | PAID |  | 987 | 2 |  | Last Chance | 2 |  | HY | WAT |  | Conventional Hydro | 1984-02-01 |  | 0.53 | 0.53 | 0.53
Existing | US | WECC | PAID |  | 987 | 3 |  | Last Chance | 3 |  | HY | WAT |  | Conventional Hydro | 1984-02-01 |  | 0.96 | 0.96 | 0.96
Existing | US | WECC | PAID |  | 7012 | 2 |  | Lower No 1 | 2 |  | HY | WAT |  | Conventional Hydro | 1982-04-01 |  | 8 | 8 | 8
Existing | US | WECC | PAID |  | 843 | 1 |  | Lower No 2 | 1 |  | HY | WAT |  | Conventional Hydro | 1940-08-01 |  | 3 | 3 | 3
Existing | US | WECC | PAID |  | 50972 | 1 |  | Marsh Valley Hydro & Electric | 1 |  | HY | WAT |  | Conventional Hydro | 1993-01-01 |  | 1.7 | 1.7 | 1.7
Existing | US | WECC | PAID |  | 58106 | n/a |  | Meadow Creek Project Company - Five Pine | 1 |  | WT | WND |  | Wind | 2012-12-22 |  | 39.9 | 39.9 | 39.9
Existing | US | WECC | PAID |  | 58106 | n/a |  | Meadow Creek Project Company - North Point | 1 |  | WT | WND |  | Wind | 2012-12-01 |  | 79.8 | 79.8 | 79.8
Existing | US | WECC | PAID |  | 10325 | n/a |  | Mink Creek Hydro (Robert Fackrell) | 1 |  | HY | WAT |  | Conventional Hydro | 1986-12-01 |  | 2.7 | 2.7 | 2.7
Existing | US | WECC | PAID |  | 829 | 1 |  | Oneida | 1 |  | HY | WAT |  | Conventional Hydro | 1914-12-01 |  | 10 | 9.3 | 9.3
Existing | US | WECC | PAID |  | 829 | 2 |  | Oneida | 2 |  | HY | WAT |  | Conventional Hydro | 1915-12-01 |  | 10 | 9.3 | 9.3
Existing | US | WECC | PAID |  | 829 | 3 |  | Oneida | 3 |  | HY | WAT |  | Conventional Hydro | 1919-12-01 |  | 10 | 9.3 | 9.3
Existing | US | WECC | PAID |  | 850 | 1 |  | Palisades | 1 |  | HY | WAT |  | Conventional Hydro | 1957-08-01 |  | 44.1 | 44.1 | 44.1
Existing | US | WECC | PAID |  | 850 | 2 |  | Palisades | 2 |  | HY | WAT |  | Conventional Hydro | 1957-05-01 |  | 44.1 | 44.1 | 44.1
Existing | US | WECC | PAID |  | 850 | 3 |  | Palisades | 3 |  | HY | WAT |  | Conventional Hydro | 1957-02-01 |  | 44.1 | 44.1 | 44.1
Existing | US | WECC | PAID |  | 850 | 4 |  | Palisades | 4 |  | HY | WAT |  | Conventional Hydro | 1958-05-01 |  | 44.1 | 44.1 | 44.1
Existing | US | WECC | PAID |  | 830 | 1 |  | Paris | 1 |  | HY | WAT |  | Conventional Hydro | 1909-12-01 |  | 0.72 | 0.7 | 0.7
Existing | US | WECC | PAID |  | 57761 | n/a |  | Power County Wind Park North | 9 |  | WT | WND |  | Wind | 2000-10-31 |  | 22.5 | 22.5 | 22.5
Existing | US | WECC | PAID |  | 57760 | n/a |  | Power County Wind Park South | 9 |  | WT | WND |  | Wind | 2000-10-31 |  | 22.5 | 22.5 | 22.5
Existing | US | WECC | PAID |  | 831 | 1 |  | Soda | 1 |  | HY | WAT |  | Conventional Hydro | 1923-12-01 |  | 7.45 | 7.89 | 7.89
Existing | US | WECC | PAID |  | 831 | 2 |  | Soda | 2 |  | HY | WAT |  | Conventional Hydro | 1923-12-01 |  | 7 | 7.41 | 7.41
Existing | US | WECC | PAID |  | 844 | 4 |  | Upper Power Plant | 4 |  | HY | WAT |  | Conventional Hydro | 1982-09-01 |  | 8 | 8 | 8
Tier 3 | US | WECC | PAID |  |  |  |  | Horse Butte Phase II | 1 |  | WT | WND |  | Wind | 2022-12-01 |  | 42.4 | 42.39 | 42.39
Tier 3 | US | WECC | PAID |  |  |  |  | Carbon-Free Power Project - Go | 0 |  | ST | NUC |  | Nuclear | 2029-12-01 |  | 720 | 720 | 720
Tier 3 | US | WECC | PAID |  |  |  |  | Wind, GO | 0 |  | WT | WND |  | Wind | 2030-01-01 |  | 1039.6 | 1039.6 | 1039.6
Tier 3 | US | WECC | PAID |  |  |  |  | Battery Storage - Idaho | 1 |  | BA | MWH |  | Other | 2031-01-01 |  | 30 | 30 | 30
Tier 3 | US | WECC | PAID |  |  |  |  | Wind + Storage, Goshen | 0 |  | BA | MWH |  | Other | 2032-01-01 |  | 15.1 | 15.1 | 15.1
Tier 3 | US | WECC | PAID |  |  |  |  | Wind + Storage, Goshen | 0 |  | WT | WND |  | Wind | 2032-01-01 |  | 60.4 | 60.4 | 60.4
Existing | US | WECC | PAUT |  |  |  |  | Beryl Solar, LLC | BSP1 |  | PV-T | SUN |  | Solar | 2015-08-01 |  | 3 | 3 | 3
Existing | US | WECC | PAUT |  |  |  |  | Blue Mountain Biogas | 1 |  | IC | OBG |  | Biomass | 2012-10-01 |  | 1.6 | 1.5 | 1.5
Existing | US | WECC | PAUT |  |  |  |  | Blue Mountain Biogas | 2 |  | IC | OBG |  | Biomass | 2012-10-01 |  | 1.6 | 1.5 | 1.5
Existing | US | WECC | PAUT |  |  |  |  | Blundell | 1 |  | BT | GEO |  | Geothermal | 1984-07-01 | 2037-12-31 | 26.1 | 23 | 23
Existing | US | WECC | PAUT |  |  |  |  | Blundell | 2 |  | BT | GEO |  | Geothermal | 2007-12-01 | 2037-12-31 | 12 | 8.69 | 10.8
Existing | US | WECC | PAUT |  |  |  |  | Bonanza | 1 |  | ST | BIT |  | Coal | 1986-05-01 |  | 499.5 | 458 | 458
Existing | US | WECC | PAUT |  |  |  |  | Boulder | 1 |  | HY | WAT |  | Conventional Hydro | 1958-08-01 |  | 1.4 | 1.4 | 1.4
Existing | US | WECC | PAUT |  |  |  |  | Boulder | 2 |  | HY | WAT |  | Conventional Hydro | 1958-08-01 |  | 1.4 | 1.4 | 1.4
Existing | US | WECC | PAUT |  |  |  |  | Boulder | 3 |  | HY | WAT |  | Conventional Hydro | 1961-09-01 |  | 1.4 | 1.4 | 1.4
Existing | US | WECC | PAUT |  |  |  |  | Buckhorn Solar, LLC | BSP1 |  | PV-T | SUN |  | Solar | 2000-10-31 |  | 3 | 3 | 3
Existing | US | WECC | PAUT |  |  |  |  | Cedar Valley Solar, LLC | CVSP1 |  | PV-T | SUN |  | Solar | 2000-10-31 |  | 3 | 3 | 3
Existing | US | WECC | PAUT |  |  |  |  | Craig | 1 |  | ST | SUB |  | Coal | 1980-07-01 |  | 84.4785 | 82.3248 | 82.3248
Existing | US | WECC | PAUT |  |  |  |  | Craig | 2 |  | ST | BIT |  | Coal | 1979-12-01 |  | 84.4785 | 81 | 81
Existing | US | WECC | PAUT |  |  |  |  | Currant Creek | CT1A |  | CT | NG |  | Natural Gas and Other Gases | 2005-06-22 | 2045-12-31 | 146.2 | 139 | 151.5
Existing | US | WECC | PAUT |  |  |  |  | Currant Creek | CT1B |  | CT | NG |  | Natural Gas and Other Gases | 2005-06-22 | 2045-12-31 | 146.2 | 139 | 151.5
Existing | US | WECC | PAUT |  |  |  |  | Currant Creek | ST1 |  | CA | NG |  | Natural Gas and Other Gases | 2005-06-22 | 2045-12-31 | 274.5 | 246.19 | 252.69
Existing | US | WECC | PAUT |  |  |  |  | Cutler | 1 |  | HY | WAT |  | Conventional Hydro | 1926-12-01 |  | 15 | 15 | 15
Existing | US | WECC | PAUT |  |  |  |  | Cutler | 2 |  | HY | WAT |  | Conventional Hydro | 1926-12-01 |  | 15 | 15 | 15
Existing | US | WECC | PAUT |  |  |  |  | Enterprise Solar LLC | ENTS1 |  | PV-T | SUN |  | Solar | 2016-08-01 |  | 80 | 80 | 80
Existing | US | WECC | PAUT |  |  |  |  | Escalante Solar I LLC | 1 |  | PV-T | SUN |  | Solar | 2016-08-01 |  | 80 | 80 | 80
Existing | US | WECC | PAUT |  |  |  |  | Escalante Solar II LLC | 2 |  | PV-T | SUN |  | Solar | 2016-08-01 |  | 80 | 80 | 80
Existing | US | WECC | PAUT |  |  |  |  | Escalante Solar III LLC | 3 |  | PV-T | SUN |  | Solar | 2016-08-01 |  | 80 | 80 | 80
Existing | US | WECC | PAUT |  |  |  |  | Gadsby | 1 |  | ST | NG |  | Natural Gas and Other Gases | 1951-09-01 | 2032-12-31 | 69 | 64 | 64
Existing | US | WECC | PAUT |  |  |  |  | Gadsby | 2 |  | ST | NG |  | Natural Gas and Other Gases | 1952-12-01 | 2032-12-31 | 69 | 69 | 69
Existing | US | WECC | PAUT |  |  |  |  | Gadsby | 3 |  | ST | NG |  | Natural Gas and Other Gases | 1955-06-01 | 2032-12-31 | 113.64 | 104.5 | 104.5
Existing | US | WECC | PAUT |  |  |  |  | Gadsby | 4 |  | GT | NG |  | Natural Gas and Other Gases | 2002-07-01 | 2032-12-31 | 60.35 | 39.6 | 40.7
Existing | US | WECC | PAUT |  |  |  |  | Gadsby | 5 |  | GT | NG |  | Natural Gas and Other Gases | 2002-07-01 | 2032-12-31 | 60.35 | 39.6 | 40.7
Existing | US | WECC | PAUT |  |  |  |  | Gadsby | 6 |  | GT | NG |  | Natural Gas and Other Gases | 2002-08-01 | 2032-12-31 | 60.35 | 39.6 | 40.7
Existing | US | WECC | PAUT |  |  |  |  | Granite | 1 |  | HY | WAT |  | Conventional Hydro | 1997-01-01 |  | 2 | 1.2 | 1.2
Existing | US | WECC | PAUT |  |  |  |  | Granite Mountain - East | 1 |  | PV-T | SUN |  | Solar | 2000-10-31 |  | 80 | 80 | 80
Existing | US | WECC | PAUT |  |  |  |  | Granite Mountain - West | 1 |  | PV-T | SUN |  | Solar | 2000-10-31 |  | 50.4 | 50.4 | 50.4
Existing | US | WECC | PAUT |  |  |  |  | Granite Peak Solar, LLC | 1 |  | PV-T | SUN |  | Solar | 2015-08-01 |  | 3 | 3 | 3
Existing | US | WECC | PAUT |  |  |  |  | Greenville Solar, LLC | 1 |  | PV-T | SUN |  | Solar | 2015-08-01 |  | 2.19 | 2.19 | 2.19
Existing | US | WECC | PAUT |  |  |  |  | Gunlock Hydro | 1 |  | HY | WAT |  | Conventional Hydro | 1987-07-01 |  | 0.75 | 0.8 | 0.8
Existing | US | WECC | PAUT |  |  |  |  | Hayden | 1 |  | ST | BIT |  | Coal | 1965-07-01 | 2028-12-31 | 47.5 | 44.75 | 44.75
Existing | US | WECC | PAUT |  |  |  |  | Hayden | 2 |  | ST | BIT |  | Coal | 1976-09-01 | 2027-12-31 | 35.7363 | 34 | 34
Existing | US | WECC | PAUT |  |  |  |  | Hill Air Force Base (AFB) | 1 |  | IC | LFG |  | Biomass | 2005-01-01 |  | 1.25 | 1.25 | 1.25
Existing | US | WECC | PAUT |  |  |  |  | Hill Air Force Base (AFB) | 2 |  | IC | LFG |  | Biomass | 2008-08-01 |  | 1.25 | 1.25 | 1.25
Existing | US | WECC | PAUT |  |  |  |  | Hunter | 1 |  | ST | BIT |  | Coal | 1978-06-01 | 2042-12-31 | 488.25 | 446 | 446
Existing | US | WECC | PAUT |  |  |  |  | Hunter | 2 |  | ST | BIT |  | Coal | 1980-06-01 | 2042-12-31 | 488.25 | 446 | 446
Existing | US | WECC | PAUT |  |  |  |  | Hunter | 3 |  | ST | BIT |  | Coal | 1983-06-01 | 2042-12-31 | 495.6 | 471 | 471
Existing | US | WECC | PAUT |  |  |  |  | Huntington | 1 |  | ST | BIT |  | Coal | 1977-06-01 | 2036-12-31 | 498 | 459 | 459
Existing | US | WECC | PAUT |  |  |  |  | Huntington | 2 |  | ST | BIT |  | Coal | 1974-07-01 | 2036-12-31 | 498 | 450 | 450
Existing | US | WECC | PAUT |  |  |  |  | Intermountain | 1 |  | ST | BIT |  | Coal | 1986-06-09 | 2025-06-30 | 205 | 225 | 225
Existing | US | WECC | PAUT |  |  |  |  | Intermountain | 2 |  | ST | BIT |  | Coal | 1987-04-30 | 2025-06-30 | 205 | 225 | 225
Existing | US | WECC | PAUT |  |  |  |  | IRC Generator Facility | 1 |  | IC | DFO |  | Petroleum | 1986-12-01 |  | 1.5 | 1.5 | 1.5
Existing | US | WECC | PAUT |  |  |  |  | IRC Generator Facility | 2 |  | IC | DFO |  | Petroleum | 1986-12-01 |  | 1.5 | 1.5 | 1.5
Existing | US | WECC | PAUT |  |  |  |  | Iron Springs | 1 |  | PV-T | SUN |  | Solar | 2000-10-31 |  | 80 | 80 | 80
Existing | US | WECC | PAUT |  |  |  |  | Kennecott Refinery | 1 |  | ST | NG |  | Natural Gas and Other Gases | 1906-01-01 |  | 7.54 | 7.54 | 7.54
Existing | US | WECC | PAUT |  |  |  |  | Kennecott Smelter | 1 |  | ST | WH |  | Other | 1906-01-01 |  | 31.8 | 31.8 | 31.8
Existing | US | WECC | PAUT |  |  |  |  | Laho Solar, LLC | 1 |  | PV-T | SUN |  | Solar | 2015-08-01 |  | 3 | 3 | 3
Existing | US | WECC | PAUT |  |  |  |  | Lake Side | CC1A |  | CT | NG |  | Natural Gas and Other Gases | 2007-06-01 | 2047-12-31 | 182.69 | 160 | 165
Existing | US | WECC | PAUT |  |  |  |  | Lake Side | CC1B |  | CT | NG |  | Natural Gas and Other Gases | 2007-06-01 | 2047-12-31 | 182.69 | 160 | 165
Existing | US | WECC | PAUT |  |  |  |  | Lake Side | CC1C |  | CA | NG |  | Natural Gas and Other Gases | 2007-06-01 | 2047-12-31 | 225.9 | 226.18 | 232.34
Existing | US | WECC | PAUT |  |  |  |  | Lake Side 2 | 1 |  | CT | NG |  | Natural Gas and Other Gases | 2014-05-30 | 2054-12-31 | 185.4 | 173.01 | 180.5
Existing | US | WECC | PAUT |  |  |  |  | Lake Side 2 | 2 |  | CT | NG |  | Natural Gas and Other Gases | 2014-05-30 | 2054-12-31 | 185.4 | 173.01 | 180.5
Existing | US | WECC | PAUT |  |  |  |  | Lake Side 2 | 3 |  | CA | NG |  | Natural Gas and Other Gases | 2014-05-30 | 2054-12-31 | 284.4 | 285.22 | 295.17
Existing | US | WECC | PAUT |  |  |  |  | Latigo Wind | 1 |  | WT | WND |  | Wind | 2016-03-01 |  | 60 | 60 | 60
Existing | US | WECC | PAUT |  |  |  |  | Lower Boulder | 1 |  | HY | WAT |  | Conventional Hydro | 1994-11-01 |  | 0.5 | 0.5 | 0.5
Existing | US | WECC | PAUT |  |  |  |  | Lower Boulder | 2 |  | HY | WAT |  | Conventional Hydro | 1994-11-01 |  | 0.5 | 0.5 | 0.5
Existing | US | WECC | PAUT |  |  |  |  | Mag Corp | 1 |  | GT | NG |  | Natural Gas and Other Gases | 1972-01-01 |  | 16 | 10 | 13
Existing | US | WECC | PAUT |  |  |  |  | Milford Flat Solar, LLC | 1 |  | PV-T | SUN |  | Solar | 2015-08-01 |  | 3 | 3 | 3
Existing | US | WECC | PAUT |  |  |  |  | Millcreek | 1 |  | GT | NG |  | Natural Gas and Other Gases | 2006-05-01 |  | 40 | 36.8 | 39
Existing | US | WECC | PAUT |  |  |  |  | Millcreek | 2 |  | GT | NG |  | Natural Gas and Other Gases | 2010-07-01 |  | 40 | 36.8 | 39
Existing | US | WECC | PAUT |  |  |  |  | Murray | 1 |  | GT | NG |  | Natural Gas and Other Gases | 2002-01-01 |  | 14 | 12 | 13
Existing | US | WECC | PAUT |  |  |  |  | Murray | 2 |  | GT | NG |  | Natural Gas and Other Gases | 2002-01-01 |  | 14 | 12 | 13
Existing | US | WECC | PAUT |  |  |  |  | Murray | 3 |  | GT | NG |  | Natural Gas and Other Gases | 2002-01-01 |  | 14 | 12 | 13
Existing | US | WECC | PAUT |  |  |  |  | Nebo | CC1A |  | CT | NG |  | Natural Gas and Other Gases | 2004-06-01 |  | 65 | 65 | 65
Existing | US | WECC | PAUT |  |  |  |  | Nebo | CC1B |  | CA | NG |  | Natural Gas and Other Gases | 2004-06-01 |  | 75 | 75 | 75
Existing | US | WECC | PAUT |  |  |  |  | Pavant Solar II LLC | 2 |  | PV-T | SUN |  | Solar | 2016-01-01 |  | 50 | 50 | 50
Existing | US | WECC | PAUT |  |  |  |  | Pavant Solar III LLC (Subscriber Solar Program in Utah) | 3 |  | PV-T | SUN |  | Solar | 2016-01-01 |  | 20 | 20 | 20
Existing | US | WECC | PAUT |  |  |  |  | Pavant Solar LLC | 1 |  | PV-T | SUN |  | Solar | 2016-01-01 |  | 50 | 50 | 50
Existing | US | WECC | PAUT |  |  |  |  | Peterson Hydro | 1 |  | HY | WAT |  | Conventional Hydro | 1969-03-01 |  | 0.1 | 0.1 | 0.1
Existing | US | WECC | PAUT |  |  |  |  | Pioneer | 3 |  | HY | WAT |  | Conventional Hydro | 1913-12-01 |  | 2.5 | 2 | 2
Existing | US | WECC | PAUT |  |  |  |  | Pioneer | 6 |  | HY | WAT |  | Conventional Hydro | 1913-12-01 |  | 2.5 | 2 | 2
Existing | US | WECC | PAUT |  |  |  |  | Quichapa Solar 1 | 1 |  | PV-T | SUN |  | Solar | 2017-01-01 |  | 3 | 3 | 3
Existing | US | WECC | PAUT |  |  |  |  | Quichapa Solar 2 | 2 |  | PV-T | SUN |  | Solar | 2017-01-01 |  | 3 | 3 | 3
Existing | US | WECC | PAUT |  |  |  |  | Quichapa Solar 3 | 3 |  | PV-T | SUN |  | Solar | 2017-01-01 |  | 3 | 3 | 3
Existing | US | WECC | PAUT |  |  |  |  | Salt Lake Energy Systems | 1 |  | IC | LFG |  | Biomass | 2006-06-01 |  | 0.8 | 0.8 | 0.8
Existing | US | WECC | PAUT |  |  |  |  | Salt Lake Energy Systems | 2 |  | IC | LFG |  | Biomass | 2006-06-01 |  | 0.8 | 0.8 | 0.8
Existing | US | WECC | PAUT |  |  |  |  | Salt Lake Energy Systems | 3 |  | IC | LFG |  | Biomass | 2006-06-01 |  | 1.6 | 1.5 | 1.5
Existing | US | WECC | PAUT |  |  |  |  | San Juan | 4 |  | ST | BIT |  | Coal | 1982-04-01 | 2022-06-30 | 39.3307 | 35.9291 | 36.2126
Existing | US | WECC | PAUT |  |  |  |  | Sand Cove | 1 |  | HY | WAT |  | Conventional Hydro | 1919-12-01 |  | 0.8 | 0.8 | 0.8
Existing | US | WECC | PAUT |  |  |  |  | Simplot Phosphates (SIMPLOT PPA QF) | GEN1 |  | ST | NG |  | Natural Gas and Other Gases | 2000-10-31 |  | 13 | 13 | 13
Existing | US | WECC | PAUT |  |  |  |  | Spanish Fork Wind Park 2 | 9 |  | WT | WND |  | Wind | 2000-10-31 |  | 18.9 | 18.9 | 18.9
Existing | US | WECC | PAUT |  |  |  |  | Stairs | 1 |  | HY | WAT |  | Conventional Hydro | 1913-12-01 |  | 1 | 1.2 | 1.2
Existing | US | WECC | PAUT |  |  |  |  | SunEdison DB 18 LLC - South Milford Solar | 1 |  | PV-T | SUN |  | Solar | 2000-10-31 |  | 2.97 | 2.97 | 2.97
Existing | US | WECC | PAUT |  |  |  |  | SunEdison DB24 LLC (REUT Origination - Milford Solar 2) | 2 |  | PV-T | SUN |  | Solar | 2000-10-31 |  | 2.97 | 2.97 | 2.97
Existing | US | WECC | PAUT |  |  |  |  | SunEdison Solar XVII Project 1 LLC (REUT Origination - Fiddler's Canyon Solar 1) | 2 |  | PV-T | SUN |  | Solar | 2000-10-31 |  | 3 | 3 | 3
Existing | US | WECC | PAUT |  |  |  |  | SunEdison Solar XVII Project 2 LLC (REUT Origination - Fiddler's Canyon Solar 2) | 3 |  | PV-T | SUN |  | Solar | 2000-10-31 |  | 3 | 3 | 3
Existing | US | WECC | PAUT |  |  |  |  | SunEdison Solar XVII Project 3 LLC (REUT Origination - Fiddler's Canyon Solar 3) | 1 |  | PV-T | SUN |  | Solar | 2000-10-31 |  | 3 | 3 | 3
Existing | US | WECC | PAUT |  |  |  |  | Sunnyside Cogeneration Associates | 1 |  | ST | WC |  | Coal | 2000-10-31 |  | 53 | 53 | 53
Existing | US | WECC | PAUT |  |  |  |  | Taylor Draw | 1 |  | HY | WAT |  | Conventional Hydro | 1993-04-01 |  | 2.3 | 2 | 2
Existing | US | WECC | PAUT |  |  |  |  | Tesoro Refining and Marketing | 1 |  | GT | NG |  | Natural Gas and Other Gases | 2000-10-31 |  | 12.5 | 12.5 | 12.5
Existing | US | WECC | PAUT |  |  |  |  | Tesoro Refining and Marketing | 2 |  | GT | NG |  | Natural Gas and Other Gases | 2000-10-31 |  | 12.5 | 12.5 | 12.5
Existing | US | WECC | PAUT |  |  |  |  | Thermo I | 1 |  | BT | GEO |  | Geothermal | 2009-04-01 |  | 14 | 14 | 14
Existing | US | WECC | PAUT |  |  |  |  | Three Peaks Power LLC | 1 |  | PV-T | SUN |  | Solar | 2000-10-31 |  | 80 | 80 | 80
Existing | US | WECC | PAUT |  |  |  |  | Tooele Army Depot | Tooele Army Depot (Wind 1) |  | WT | WND |  | Wind | 2000-10-31 |  | 1.5 | 1.5 | 1.5
Existing | US | WECC | PAUT |  |  |  |  | Tooele Army Depot (Wind 2) | 2 |  | WT | WND |  | Wind | 2000-10-31 |  | 1.7 | 1.7 | 1.7
Existing | US | WECC | PAUT |  |  |  |  | Trans-Jordan | 1 |  | IC | LFG |  | Biomass | 2009-03-01 |  | 1.6 | 1.5 | 1.5
Existing | US | WECC | PAUT |  |  |  |  | Trans-Jordan | 2 |  | IC | LFG |  | Biomass | 2009-03-01 |  | 1.6 | 1.5 | 1.5
Existing | US | WECC | PAUT |  |  |  |  | Trans-Jordan | 3 |  | IC | LFG |  | Biomass | 2009-03-01 |  | 1.6 | 1.5 | 1.5
Existing | US | WECC | PAUT |  |  |  |  | Uintah | 1 |  | HY | WAT |  | Conventional Hydro | 1919-12-01 |  | 0.6 | 0.6 | 0.6
Existing | US | WECC | PAUT |  |  |  |  | Uintah | 2 |  | HY | WAT |  | Conventional Hydro | 1939-12-01 |  | 0.6 | 0.6 | 0.6
Existing | US | WECC | PAUT |  |  |  |  | Upper-Unit | 1 |  | HY | WAT |  | Conventional Hydro | 1930-12-01 |  | 0.2 | 0.19 | 0.2
Existing | US | WECC | PAUT |  |  |  |  | US Magnesium (Mag Corp) | 2 |  | GT | NG |  | Natural Gas and Other Gases | 1972-01-02 |  | 16 | 10 | 13
Existing | US | WECC | PAUT |  |  |  |  | US Magnesium (Mag Corp) | 3 |  | GT | NG |  | Natural Gas and Other Gases | 1972-01-03 |  | 16 | 10 | 13
Existing | US | WECC | PAUT |  |  |  |  | Utah Red Hills Renewable Park | 1 |  | PV-T | SUN |  | Solar | 2000-10-31 |  | 80 | 80 | 80
Existing | US | WECC | PAUT |  |  |  |  | Utah State University | 1 |  | GT | NG |  | Natural Gas and Other Gases | 2004-08-01 |  | 5 | 4.4 | 4.6
Existing | US | WECC | PAUT |  |  |  |  | Veyo | 1 |  | HY | WAT |  | Conventional Hydro | 1919-12-01 |  | 0.5 | 0.5 | 0.5
Existing | US | WECC | PAUT |  |  |  |  | Veyo Waste Heat Generator | 1 |  | OT | WH |  | Other | 2000-10-31 |  | 9.5 | 8.4 | 8.6
Existing | US | WECC | PAUT |  |  |  |  | Wasatch Integrated Waste Manag | 1 |  | ST | MSW |  | Biomass | 2000-10-31 |  | 1.6 | 1.39 | 1.39
Existing | US | WECC | PAUT |  |  |  |  | Weber | 1 |  | HY | WAT |  | Conventional Hydro | 1948-12-01 |  | 3.85 | 2 | 2
Existing | US | WECC | PAUT |  |  |  |  | West Valley | 1 |  | GT | NG |  | Natural Gas and Other Gases | 2001-10-01 |  | 43.39 | 37 | 41
Existing | US | WECC | PAUT |  |  |  |  | West Valley | 2 |  | GT | NG |  | Natural Gas and Other Gases | 2001-10-01 |  | 43.39 | 37 | 41
Existing | US | WECC | PAUT |  |  |  |  | West Valley | 3 |  | GT | NG |  | Natural Gas and Other Gases | 2002-06-01 |  | 43.39 | 37 | 41
Existing | US | WECC | PAUT |  |  |  |  | West Valley | 4 |  | GT | NG |  | Natural Gas and Other Gases | 2002-06-01 |  | 43.39 | 37 | 41
Existing | US | WECC | PAUT |  |  |  |  | West Valley | 5 |  | GT | NG |  | Natural Gas and Other Gases | 2002-10-01 |  | 43.39 | 37 | 41
Existing | US | WECC | PAUT |  |  |  |  | Wolverine Creek | 43 |  | WT | WND |  | Wind | 2005-01-01 |  | 64.5 | 64.5 | 64.5
Existing | US | WECC | PAUT |  |  |  |  | Yellowstone | 1 |  | HY | WAT |  | Conventional Hydro | 1940-12-01 |  | 0.29 | 0.29 | 0.29
Existing | US | WECC | PAUT |  |  |  |  | Yellowstone | 2 |  | HY | WAT |  | Conventional Hydro | 1940-12-01 |  | 0.29 | 0.29 | 0.29
Existing | US | WECC | PAUT |  |  |  |  | Cove Mountain Solar 2, LLC | GEN01 |  | PV-T | SUN |  | Solar | 2020-10-31 |  | 122 | 122 | 122
Existing | US | WECC | PAUT |  |  |  |  | Cove Mountain Solar, LLC | GEN01 |  | PV-T | SUN |  | Solar | 2020-12-31 |  | 58 | 58 | 58
Existing | US | WECC | PAUT |  |  |  |  | Milford Solar I, LLC | 0 |  | PV-T | SUN |  | Solar | 2020-11-30 |  | 99 | 99 | 99
Existing | US | WECC | PAUT |  |  |  |  | Panguitch Solar Photovoltiac (wBattery Storage capability; 650 kW solar array w/ 1 MW/5 MWh battery) | 0 |  | PV | SUN |  | Solar | 2020-03-09 |  | 0.65 | 0.65 | 0.65
Existing | US | WECC | PAUT |  |  |  |  | Yellowstone | 3 |  | HY | WAT |  | Conventional Hydro | 1940-12-01 |  | 0.29 | 0.29 | 0.29
Existing | US | WECC | PAUT |  |  |  |  | Soda Lake Geothermal / Amor IX, LLC | 1 |  | BT | GEO |  | Geothermal | 2019-11-04 |  | 20 | 20 | 20
Tier 1 | US | WECC | PAUT |  |  |  |  | Appaloosa Solar I, LLC (Appaloosa I-A) (Utah Schedule 34 - Renewable Energy Contract) |  |  | PV-T | SUN |  | Solar | 2023-09-30 |  | 120 | 120 | 120
Tier 1 | US | WECC | PAUT |  |  |  |  | Appaloosa Solar I, LLC (Appaloosa I-B) (Utah Schedule 34 - Renewable Energy Contract) |  |  | PV-T | SUN |  | Solar | 2023-09-30 |  | 80 | 80 | 80
Tier 1 | US | WECC | PAUT |  |  |  |  | Castle Solar, LLC (Utah Schedule 32 - Renewable Energy Contract) |  |  | PV-T | SUN |  | Solar | 2021-12-31 |  | 20 | 20 | 20
Tier 1 | US | WECC | PAUT |  |  |  |  | Elektron Solar 20-Year (Utah Schedule 34 - Renewable Energy Contract) |  |  | PV-T | SUN |  | Solar | 2022-12-31 |  | 10.24 | 10.24 | 10.24
Tier 1 | US | WECC | PAUT |  |  |  |  | Elektron Solar 25-Year (Utah Schedule 34 - Renewable Energy Contract) |  |  | PV-T | SUN |  | Solar | 2022-12-31 |  | 69.76 | 69.76 | 69.76
Tier 1 | US | WECC | PAUT |  |  |  |  | Graphite Solar I, LLC |  |  | PV | SUN |  | Solar | 2021-12-31 |  | 80 | 80 | 80
Tier 1 | US | WECC | PAUT |  |  |  |  | Horseshoe Solar, LLC (Utah Schedule 34 - Renewable Energy Contract) |  |  | PV-T | SUN |  | Solar | 2022-10-31 |  | 75 | 75 | 75
Tier 1 | US | WECC | PAUT |  |  |  |  | Hunter Solar, LLC |  |  | PV-T | SUN |  | Solar | 2021-02-28 |  | 100 | 100 | 100
Tier 1 | US | WECC | PAUT |  |  |  |  | Rocket Solar, LLC (Utah Schedule 34 - Renewable Energy Contract) |  |  | PV-T | SUN |  | Solar | 2022-10-31 |  | 80 | 80 | 80
Tier 1 | US | WECC | PAUT |  |  |  |  | Sigurd Solar, LLC |  |  | PV-T | SUN |  | Solar | 2021-03-31 |  | 80 | 80 | 80
Tier 1 | US | WECC | PAUT |  |  |  |  | Pryor Mountain Wind | 1-114 |  | WT | WND |  | Wind | 2020-12-31 |  | 240 | 240 | 240
Tier 2 | US | WECC | PAUT |  |  |  |  | Steel Solar |  |  | PV-T | SUN |  | Solar | 2023-06-01 |  | 40 | 40 | 40
Tier 3 | US | WECC | PAUT |  |  |  |  | Utility Solar+Storage - PV - Utah-N | 0 |  | BA | MWH |  | Other | 2023-01-01 |  | 0.85 | 0.85 | 0.85
Tier 3 | US | WECC | PAUT |  |  |  |  | Utility Solar+Storage - PV - Utah-N | 0 |  | PV | SUN |  | Solar | 2023-01-01 |  | 3.4 | 3.4 | 3.4
Tier 3 | US | WECC | PAUT |  |  |  |  | Wind, UT | 0 |  | WT | WND |  | Wind | 2023-01-01 |  | 69.2 | 69.2 | 69.2
Tier 3 | US | WECC | PAUT |  |  |  |  | Utility Solar+Storage - PV - Utah-N | 0 |  | BA | MWH |  | Other | 2024-01-01 |  | 168.4 | 168.4 | 168.4
Tier 3 | US | WECC | PAUT |  |  |  |  | Utility Solar+Storage - PV - Utah-S | 0 |  | BA | MWH |  | Other | 2024-01-01 |  | 57.7 | 57.7 | 57.7
Tier 3 | US | WECC | PAUT |  |  |  |  | Utility Solar+Storage - PV - Utah-N | 0 |  | PV | SUN |  | Solar | 2024-01-01 |  | 673.6 | 673.6 | 673.6
Tier 3 | US | WECC | PAUT |  |  |  |  | Utility Solar+Storage - PV - Utah-S | 0 |  | PV | SUN |  | Solar | 2024-01-01 |  | 230.8 | 230.8 | 230.8
Tier 3 | US | WECC | PAUT |  |  |  |  | Utility Solar+Storage - PV - Utah-S | 0 |  | BA | MWH |  | Other | 2030-01-01 |  | 125 | 125 | 125
Tier 3 | US | WECC | PAUT |  |  |  |  | Utility Solar+Storage - PV - Utah-S | 0 |  | BA | MWH |  | Other | 2030-01-01 |  | 125 | 125 | 125
Tier 3 | US | WECC | PAUT |  |  |  |  | Utility Solar+Storage - PV - Utah-S | 0 |  | PV | SUN |  | Solar | 2030-01-01 |  | 500 | 500 | 500
Tier 3 | US | WECC | PAUT |  |  |  |  | Clover Creek Solar | 1 |  | PV-T | SUN |  | Solar | 2021-12-01 |  | 80 | 80 | 80
Tier 3 | US | WECC | PAUT |  |  |  |  | Red Mesa Tapaha Solar (McCracken) | 0 |  | PV-T | SUN |  | Solar | 2022-06-01 |  | 66 | 66 | 66
Tier 3 | US | WECC | PAUT |  |  |  |  | Shared Solar Project (BTM) | 1 |  | PV-T | SUN |  | Solar | 2021-06-01 |  | 4 | 4 | 4
Tier 3 | US | WECC | PAUT |  |  |  |  | Utility Solar+Storage - PV - Utah-N | 0 |  | BA | MWH |  | Other | 2022-01-01 |  | 15.95 | 15.95 | 15.95
Tier 3 | US | WECC | PAUT |  |  |  |  | Utility Solar+Storage - PV - Utah-N | 0 |  | PV | SUN |  | Solar | 2022-01-01 |  | 63.8 | 63.8 | 63.8
Existing | US | WECC | PAWY |  | 57093 | CWGT |  | Casper Wind | CWGT |  | WT | WND |  | Wind | 2009-01-01 |  | 17 | 17 | 17
Existing | US | WECC | PAWY |  | 4158 | 1 |  | Dave Johnston | 1 |  | ST | SUB |  | Coal | 1959-02-01 | 2027-12-31 | 113.64 | 93 | 99
Existing | US | WECC | PAWY |  | 4158 | 2 |  | Dave Johnston | 2 |  | ST | SUB |  | Coal | 1961-01-01 | 2027-12-31 | 113.64 | 102 | 106
Existing | US | WECC | PAWY |  | 4158 | 3 |  | Dave Johnston | 3 |  | ST | SUB |  | Coal | 1961-01-01 | 2027-12-31 | 229.5 | 220 | 220
Existing | US | WECC | PAWY |  | 4158 | 4 |  | Dave Johnston | 4 |  | ST | SUB |  | Coal | 1972-07-01 | 2027-12-31 | 360 | 330 | 330
Existing | US | WECC | PAWY |  | 57299 | 1 |  | Dunlap Ranch | 74 |  | WT | WND |  | Wind | 2020-09-07 | 2050-12-01 | 111 | 111 | 111
Existing | US | WECC | PAWY |  | 56312 | n/a |  | ExxonMobile Production Company (Shute Creek) | 1 |  | GT | NG |  | Natural Gas and Other Gases | 2000-10-31 |  | 35.78 | 35.78 | 35.78
Existing | US | WECC | PAWY |  | 56312 | n/a |  | ExxonMobile Production Company (Shute Creek) | 2 |  | GT | NG |  | Natural Gas and Other Gases | 2000-10-31 |  | 35.78 | 35.78 | 35.78
Existing | US | WECC | PAWY |  | 56312 | n/a |  | ExxonMobile Production Company (Shute Creek) | 3 |  | GT | NG |  | Natural Gas and Other Gases | 2000-10-31 |  | 35.78 | 35.78 | 35.78
Existing | US | WECC | PAWY |  | 55607 | GEN1 |  | Foote Creek 1 | 68 |  | WT | WND |  | Wind | 1999-04-01 | 2039-01-01 | 40.8 | 0 | 0
Existing | US | WECC | PAWY |  | 55608 | GEN1 |  | Foote Creek 2 | 3 |  | WT | WND |  | Wind | 1999-01-01 |  | 1.8 | 1.8 | 1.8
Existing | US | WECC | PAWY |  | 55609 | GEN1 |  | Foote Creek 3 | 33 |  | WT | WND |  | Wind | 1999-01-01 |  | 24.5 | 24.5 | 24.5
Existing | US | WECC | PAWY |  | 55610 | GEN1 |  | Foote Creek 4 | 28 |  | WT | WND |  | Wind | 2000-08-01 |  | 16.8 | 16.8 | 16.8
Existing | US | WECC | PAWY |  | 57551 | n/a |  | Garland Canal Proj. | 1 |  | HY | WAT |  | Conventional Hydro | 1983-09-01 |  | 2.9 | 2.6 | 2
Existing | US | WECC | PAWY |  | 56841 | 1 |  | Glenrock 1 | 58 |  | WT | WND |  | Wind | 2019-09-24 | 2049-10-01 | 99 | 99 | 99
Existing | US | WECC | PAWY |  | 56841 | 2 |  | Glenrock 3 | 20 |  | WT | WND |  | Wind | 2019-11-24 | 2049-10-01 | 39 | 39 | 39
Existing | US | WECC | PAWY |  | 57040 | 1 |  | High Plains | 66 |  | WT | WND |  | Wind | 2019-12-19 | 2049-11-01 | 99 | 99 | 99
Existing | US | WECC | PAWY |  | 6394 | 3 |  | Lower Valley Energy (Swift Cre | 3 |  | HY | WAT |  | Conventional Hydro | 2009-04-01 |  | 0.8 | 0.8 | 0.8
Existing | US | WECC | PAWY |  | 6394 | 4 |  | Lower Valley Energy (Swift Cre | 4 |  | HY | WAT |  | Conventional Hydro | 2010-02-01 |  | 0.59 | 0.59 | 0.59
Existing | US | WECC | PAWY |  | 6394 | 5 |  | Lower Valley Energy (Swift Cre | 5 |  | HY | WAT |  | Conventional Hydro | 2010-12-01 |  | 0.29 | 0.29 | 0.29
Existing | US | WECC | PAWY |  | 57039 | 1 |  | McFadden Ridge | 19 |  | WT | WND |  | Wind | 2019-11-17 | 2049-11-01 | 28.5 | 28.5 | 28.5
Existing | US | WECC | PAWY |  | 56752 | 1 |  | Mountain Wind I / Mountain Wind 1 | 29 |  | WT | WND |  | Wind | 2000-10-31 |  | 60.9 | 60.9 | 60.9
Existing | US | WECC | PAWY |  | 56753 | 1 |  | Mountain Wind II / Mountain Wind 2 | 38 |  | WT | WND |  | Wind | 2000-10-31 |  | 79.8 | 79.8 | 79.8
Existing | US | WECC | PAWY |  | 4162 | 1 |  | Naughton | 1 |  | ST | SUB |  | Coal | 1963-05-01 | 2025-12-31 | 163.19 | 156 | 156
Existing | US | WECC | PAWY |  | 4162 | 2 |  | Naughton | 2 |  | ST | SUB |  | Coal | 1968-10-01 | 2025-12-31 | 217.59 | 27 | 27
Existing | US | WECC | PAWY |  | 60259 | n/a |  | Pioneer Wind Park I LLC | 1 |  | WT | WND |  | Wind | 2000-10-31 |  | 80 | 80 | 80
Existing | US | WECC | PAWY |  | 56093 | GE15 |  | Pleasant Valley | 80 |  | WT | WND |  | Wind | 2003-12-01 |  | 144 | 144 | 144
Existing | US | WECC | PAWY |  | 55740 | n/a |  | Rock River I | 50 |  | WT | WND |  | Wind | 2000-10-31 |  | 49 | 49 | 49
Existing | US | WECC | PAWY |  | 56842 | 1 |  | Rolling Hills | 66 |  | WT | WND |  | Wind | 2019-10-17 | 2049-01-01 | 99 | 99 | 99
Existing | US | WECC | PAWY |  | 62399 | n/a |  | Sage Solar I, LLC | 1 |  | PV-T | SUN |  | Solar | 2019-10-01 |  | 20 | 20 | 20
Existing | US | WECC | PAWY |  | 62399 | n/a |  | Sage Solar II, LLC | 1 |  | PV-T | SUN |  | Solar | 2019-10-01 |  | 20 | 20 | 20
Existing | US | WECC | PAWY |  | 62399 | n/a |  | Sage Solar III, LLC | 1 |  | PV-T | SUN |  | Solar | 2019-10-01 |  | 17.6 | 17.6 | 17.6
Existing | US | WECC | PAWY |  | 56843 | 1 |  | Sevenmile Hill 1 | 48 |  | WT | WND |  | Wind | 2019-09-09 | 2049-07-01 | 99 | 99 | 99
Existing | US | WECC | PAWY |  | 56843 | 2 |  | Sevenmile Hill 2 | 13 |  | WT | WND |  | Wind | 2019-09-09 | 2049-07-01 | 19.5 | 19.5 | 19.5
Existing | US | WECC | PAWY |  | 54472 | GEN1 |  | SF Phosphates | 1 |  | ST | NG |  | Natural Gas and Other Gases | 1986-08-01 |  | 11.5 | 11.5 | 11.5
Existing | US | WECC | PAWY |  | 6393 | 1 |  | Strawberry Creek | 1 |  | HY | WAT |  | Conventional Hydro | 1951-01-01 |  | 0.5 | 0.5 | 0.5
Existing | US | WECC | PAWY |  | 6393 | 2 |  | Strawberry Creek | 2 |  | HY | WAT |  | Conventional Hydro | 1951-01-01 |  | 0.5 | 0.5 | 0.5
Existing | US | WECC | PAWY |  | 6393 | 3 |  | Strawberry Creek | 3 |  | HY | WAT |  | Conventional Hydro | 1951-01-01 |  | 0.5 | 0.5 | 0.5
Existing | US | WECC | PAWY |  | 61369 | n/a |  | Sweetwater Solar, LLC | 1 |  | PV-T | SUN |  | Solar | 2018-12-01 |  | 80 | 80 | 80
Existing | US | WECC | PAWY |  | 57090 | n/a |  | Three Buttes Windpower / Campbell Hill | 66 |  | WT | WND |  | Wind | 2010-01-01 |  | 99 | 99 | 99
Existing | US | WECC | PAWY |  | 57327 | n/a |  | Top of the World Wind LLC (Duke) | 110 |  | WT | WND |  | Wind | 2000-10-31 |  | 200.2 | 200.2 | 200.2
Existing | US | WECC | PAWY |  | 7050 | 2 |  | Viva Naughton | 1 |  | HY | WAT |  | Conventional Hydro | 1986-04-01 |  | 0.57 | 0.53 | 0.53
Existing | US | WECC | PAWY |  | 7050 | 2 |  | Viva Naughton | 2 |  | HY | WAT |  | Conventional Hydro | 1986-04-01 |  | 0.17 | 0.17 | 0.17
Existing | US | WECC | PAWY |  | 6101 | 1 |  | Wyodak | 1 |  | ST | SUB |  | Coal | 1978-09-01 | 2039-12-31 | 362.06 | 332 | 335
Existing | US | WECC | PAWY |  | 63915 | (N/A) |  | Cedar Springs Transmission, LLC (BTA) | 72 |  | WT | WND |  | Wind | 2020-12-08 | 2051-01-01 | 199.84 | 199.84 | 199.84
Existing | US | WECC | PAWY |  | 63914 | (N/A) |  | Cedar Springs Wind / NextEra | 0 |  | WT | WND |  | Wind | 2020-11-30 |  | 200.1 | 200.1 | 200.1
Existing | US | WECC | PAWY |  | 63916 | (N/A) |  | Cedar Springs Wind III, LLC/ NextEra | 0 |  | WT | WND |  | Wind | 2020-11-30 |  | 133.3 | 133.3 | 133.3
Existing | US | WECC | PAWY |  |  |  |  | 100B-Ekola Flats WD - 1 (P) | 0 |  | WT | WND |  | Wind | 2020-12-30 |  | 249.8 | 249.8 | 249.8
Tier 2 | US | WECC | PAWY |  |  |  |  | Muddy Creek (Lima 230 kV) | 0 |  | PV-T | SUN |  | Solar | 2023-06-01 |  | 20 | 20 | 20
Existing | US | WECC | PAWY |  |  |  |  | Naughton | 3 |  | ST | NG |  | Natural Gas and Other Gases | 2020-01-01 | 2029-12-31 | 247 | 247 | 247
Existing | US | WECC | PAWY |  |  |  |  | TB Flats Wind I | 0 |  | WT | WND |  | Wind | 2020-12-31 |  | 306 | 306 | 306
Existing | US | WECC | PAWY |  |  |  |  | TB Flats Wind II (Not Yet Used and Useful) | 0 |  | WT | WND |  | Wind | 2021-07-30 |  | 133.8 | 133.8 | 133.8
Existing | US | WECC | PAWY |  |  |  |  | TB Flats Wind II (Used and Useful) | 0 |  | WT | WND |  | Wind | 2021-01-31 |  | 60.2 | 60.2 | 60.2
Tier 3 | US | WECC | PAWY |  |  |  |  | Wind, WYAE #1 |  |  | WT | WND |  | Wind | 2024-01-01 |  | 600 | 600 | 600
Tier 3 | US | WECC | PAWY |  |  |  |  | Wind, WYAE #2 |  |  | WT | WND |  | Wind | 2024-01-01 |  | 75 | 45 | 75
Tier 3 | US | WECC | PAWY |  |  |  |  | Wind, WYAE #3 |  |  | WT | WND |  | Wind | 2024-01-01 |  | 109 | 109 | 109
Tier 3 | US | WECC | PAWY |  |  |  |  | Wind, WYAE #4 |  |  | WT | WND |  | Wind | 2024-01-01 |  | 420 | 420 | 420
Tier 3 | US | WECC | PAWY |  |  |  |  | Wind, WYAE #5 |  |  | WT | WND |  | Wind | 2024-01-01 |  | 80 | 80 | 80
Tier 3 | US | WECC | PAWY |  |  |  |  | Wind, WYAE #6 |  |  | WT | WND |  | Wind | 2024-01-01 |  | 208 | 208 | 208
Tier 3 | US | WECC | PAWY |  |  |  |  | Wind, WYAE #7 |  |  | WT | WND |  | Wind | 2024-01-01 |  | 173 | 173 | 173
Tier 3 | US | WECC | PAWY |  |  |  |  | Wind, WYAE #8 |  |  | WT | WND |  | Wind | 2024-01-01 |  | 75 | 75 | 75
Tier 3 | US | WECC | PAWY |  |  |  |  | Wind, WYAE #9 |  |  | WT | WND |  | Wind | 2024-01-01 |  | 180 | 180 | 180
Tier 3 | US | WECC | PAWY |  |  |  |  | SCCT Frame NTN |  |  | GT | NG |  | Natural Gas and Other Gases | 2026-01-01 |  | 184.9 | 184.9 | 184.9
Tier 3 | US | WECC | PAWY |  |  |  |  | SCCT Frame NTN |  |  | GT | NG |  | Natural Gas and Other Gases | 2030-01-01 |  | 369.8 | 369.8 | 369.8
Existing | US | WECC | PGE |  | 57882 |  |  | Baldock Solar Highway | BSH1 |  | PV-NT | SUN |  | Solar | 2012-01-01 |  | 1.7 | 1.7 | 1.7
Existing | US | WECC | PGE |  | 8073 | 1 |  | Beaver | 1 |  | CT | NG |  | Natural Gas and Other Gases | 1974-08-01 |  | 68.9 | 54 | 61
Existing | US | WECC | PGE |  | 8073 | 2 |  | Beaver | 2 |  | CT | NG |  | Natural Gas and Other Gases | 1974-08-01 |  | 68.9 | 54 | 61
Existing | US | WECC | PGE |  | 8073 | 3 |  | Beaver | 3 |  | CT | NG |  | Natural Gas and Other Gases | 1974-08-01 |  | 68.9 | 54 | 61
Existing | US | WECC | PGE |  | 8073 | 4 |  | Beaver | 4 |  | CT | NG |  | Natural Gas and Other Gases | 1974-08-01 |  | 68.9 | 54 | 61
Existing | US | WECC | PGE |  | 8073 | 6 |  | Beaver | 6 |  | CT | NG |  | Natural Gas and Other Gases | 1974-08-01 |  | 68.9 | 54 | 61
Existing | US | WECC | PGE |  | 8073 | 7 |  | Beaver | 7 |  | CA | NG |  | Natural Gas and Other Gases | 1977-11-01 |  | 168.36 | 145 | 149
Existing | US | WECC | PGE |  | 8073 | 8 |  | Beaver | 8 |  | GT | NG |  | Natural Gas and Other Gases | 1999-09-01 |  | 24.5 | 24 | 24
Existing | US | WECC | PGE |  | 56485 | 1 |  | Biglow Canyon 1 | 76 |  | WT | WND |  | Wind | 2008-01-01 |  | 125.4 | 125.4 | 125.4
Existing | US | WECC | PGE |  | 56485 | 3 |  | Biglow Canyon 2 | 76 |  | WT | WND |  | Wind | 2011-01-01 |  | 174.8 | 174.8 | 174.8
Existing | US | WECC | PGE |  | 56485 | 2 |  | Biglow Canyon 3 | 65 |  | WT | WND |  | Wind | 2009-09-01 |  | 149.5 | 149.5 | 149.5
Existing | US | WECC | PGE |  | 58503 | 1 |  | Carty | 1 |  | CT | NG |  | Natural Gas and Other Gases | 2016-07-29 |  | 338 | 338 | 338
Existing | US | WECC | PGE |  | 58503 | 2 |  | Carty | 2 |  | CA | NG |  | Natural Gas and Other Gases | 2016-07-29 |  | 221 | 221 | 221
Existing | US | WECC | PGE |  | 6076 | 3 |  | Colstrip | 3 |  | ST | SUB |  | Coal | 1984-01-01 |  | 148 | 148 | 148
Existing | US | WECC | PGE |  | 6076 | 4 |  | Colstrip | 4 |  | ST | SUB |  | Coal | 1986-04-01 |  | 148 | 148 | 148
Existing | US | WECC | PGE |  | 50630 |  |  | Covanta Energy | 1 |  | ST | MSW |  | Biomass | 1985-12-01 |  | 10 | 10 | 10
Existing | US | WECC | PGE |  | 7350 | 1 |  | Coyote Springs 1 | 1 |  | CT | NG |  | Natural Gas and Other Gases | 1995-11-01 |  | 185.69 | 173.9 | 179.2
Existing | US | WECC | PGE |  | 7350 | 2 |  | Coyote Springs 1 | 2 |  | CA | NG |  | Natural Gas and Other Gases | 1995-11-01 |  | 80.59 | 79.7 | 76.7
Existing | US | WECC | PGE |  | 6505 | 1 |  | Harriet Lake | 1 |  | HY | WAT |  | Conventional Hydro | 2016-02-01 |  | 0.58 | 0.58 | 0.58
Existing | US | WECC | PGE |  | 3047 | 1 |  | North Fork | 1 |  | HY | WAT |  | Conventional Hydro | 1958-12-01 |  | 19.19 | 27 | 27
Existing | US | WECC | PGE |  | 3047 | 2 |  | North Fork | 2 |  | HY | WAT |  | Conventional Hydro | 1958-11-01 |  | 21.6 | 31 | 31
Existing | US | WECC | PGE |  | 3048 | 1 |  | Pelton | 1 |  | HY | WAT |  | Conventional Hydro | 1957-12-01 |  | 45 | 38 | 38
Existing | US | WECC | PGE |  | 3048 | 2 |  | Pelton | 2 |  | HY | WAT |  | Conventional Hydro | 1958-03-01 |  | 32.39 | 36 | 36
Existing | US | WECC | PGE |  | 3048 | 3 |  | Pelton | 3 |  | HY | WAT |  | Conventional Hydro | 1958-04-01 |  | 32.39 | 36 | 36
Existing | US | WECC | PGE |  | 56227 | 1 |  | Port Westward | 1 |  | CT | NG |  | Natural Gas and Other Gases | 2007-07-01 |  | 312.3 | 241.84 | 259.99
Existing | US | WECC | PGE |  | 56227 | 2 |  | Port Westward | 1 |  | CA | NG |  | Natural Gas and Other Gases | 2007-07-01 |  | 171 | 151.75 | 154.89
Existing | US | WECC | PGE |  | 58266 | 1 |  | Port Westward II | 1 |  | IC | NG |  | Natural Gas and Other Gases | 2015-12-01 |  | 18.8 | 18.73 | 18.73
Existing | US | WECC | PGE |  | 58266 | 2 |  | Port Westward II | 2 |  | IC | NG |  | Natural Gas and Other Gases | 2015-12-01 |  | 18.8 | 18.73 | 18.73
Existing | US | WECC | PGE |  | 58266 | 3 |  | Port Westward II | 3 |  | IC | NG |  | Natural Gas and Other Gases | 2015-12-01 |  | 18.8 | 18.73 | 18.73
Existing | US | WECC | PGE |  | 58266 | 4 |  | Port Westward II | 4 |  | IC | NG |  | Natural Gas and Other Gases | 2015-12-01 |  | 18.8 | 18.73 | 18.73
Existing | US | WECC | PGE |  | 58266 | 5 |  | Port Westward II | 5 |  | IC | NG |  | Natural Gas and Other Gases | 2015-12-01 |  | 18.8 | 18.73 | 18.73
Existing | US | WECC | PGE |  | 58266 | 6 |  | Port Westward II | 6 |  | IC | NG |  | Natural Gas and Other Gases | 2015-12-01 |  | 18.8 | 18.73 | 18.73
Existing | US | WECC | PGE |  | 58266 | 7 |  | Port Westward II | 7 |  | IC | NG |  | Natural Gas and Other Gases | 2015-12-01 |  | 18.8 | 18.73 | 18.73
Existing | US | WECC | PGE |  | 58266 | 8 |  | Port Westward II | 8 |  | IC | NG |  | Natural Gas and Other Gases | 2015-12-01 |  | 18.8 | 18.73 | 18.73
Existing | US | WECC | PGE |  | 58266 | 9 |  | Port Westward II | 9 |  | IC | NG |  | Natural Gas and Other Gases | 2015-12-01 |  | 18.8 | 18.73 | 18.73
Existing | US | WECC | PGE |  | 58266 | 10 |  | Port Westward II | 10 |  | IC | NG |  | Natural Gas and Other Gases | 2015-12-01 |  | 18.8 | 18.73 | 18.73
Existing | US | WECC | PGE |  | 58266 | 11 |  | Port Westward II | 11 |  | IC | NG |  | Natural Gas and Other Gases | 2015-12-01 |  | 18.8 | 18.73 | 18.73
Existing | US | WECC | PGE |  | 58266 | 12 |  | Port Westward II | 12 |  | IC | NG |  | Natural Gas and Other Gases | 2015-12-01 |  | 18.8 | 18.73 | 18.73
Existing | US | WECC | PGE |  | 4213 | 1 |  | Portland Hydro | 1 |  | HY | WAT |  | Conventional Hydro | 1982-02-01 |  | 14 | 24 | 24
Existing | US | WECC | PGE |  | 4214 | 2 |  | Portland Hydro | 2 |  | HY | WAT |  | Conventional Hydro | 1982-02-01 |  | 14 | 13.5 | 13.5
Existing | US | WECC | PGE |  | 3049 | 1 |  | River Mill | 1 |  | HY | WAT |  | Conventional Hydro | 1911-11-01 |  | 3.29 | 4.29 | 4.29
Existing | US | WECC | PGE |  | 3049 | 2 |  | River Mill | 2 |  | HY | WAT |  | Conventional Hydro | 1911-12-01 |  | 3.29 | 4.29 | 4.29
Existing | US | WECC | PGE |  | 3049 | 3 |  | River Mill | 3 |  | HY | WAT |  | Conventional Hydro | 1912-01-01 |  | 3.29 | 4.29 | 4.29
Existing | US | WECC | PGE |  | 3049 | 4 |  | River Mill | 4 |  | HY | WAT |  | Conventional Hydro | 1927-12-01 |  | 3.89 | 5.2 | 5.2
Existing | US | WECC | PGE |  | 3049 | 5 |  | River Mill | 5 |  | HY | WAT |  | Conventional Hydro | 1952-05-01 |  | 5 | 6.59 | 6.59
Existing | US | WECC | PGE |  | 3050 | 1 |  | Round Butte | 1 |  | HY | WAT |  | Conventional Hydro | 1964-08-01 |  | 112.5 | 110 | 110
Existing | US | WECC | PGE |  | 3050 | 2 |  | Round Butte | 2 |  | HY | WAT |  | Conventional Hydro | 1964-11-01 |  | 130 | 121.5 | 121.5
Existing | US | WECC | PGE |  | 3050 | 3 |  | Round Butte | 3 |  | HY | WAT |  | Conventional Hydro | 1964-10-01 |  | 130 | 121.5 | 121.5
Existing | US | WECC | PGE |  | 60441 |  |  | Salem Smart Power Center | SSPC |  | BA | MWH |  | Other | 2013-08-01 |  | 5 | 5 | 5
Existing | US | WECC | PGE |  | 7508 | 1 |  | Stone Creek | 1 |  | HY | WAT |  | Conventional Hydro | 1994-01-01 |  | 12 | 10 | 10
Existing | US | WECC | PGE |  | 3053 | 1 |  | Sullivan | 1 |  | HY | WAT |  | Conventional Hydro | 1952-12-01 |  | 1.2 | 1.39 | 1.39
Existing | US | WECC | PGE |  | 3053 | 2 |  | Sullivan | 2 |  | HY | WAT |  | Conventional Hydro | 1952-12-01 |  | 1.2 | 1.5 | 1.5
Existing | US | WECC | PGE |  | 3053 | 3 |  | Sullivan | 3 |  | HY | WAT |  | Conventional Hydro | 1952-12-01 |  | 1.2 | 1.5 | 1.5
Existing | US | WECC | PGE |  | 3053 | 4 |  | Sullivan | 4 |  | HY | WAT |  | Conventional Hydro | 1952-12-01 |  | 1.2 | 1.5 | 1.5
Existing | US | WECC | PGE |  | 3053 | 5 |  | Sullivan | 5 |  | HY | WAT |  | Conventional Hydro | 1952-12-01 |  | 1.2 | 1.5 | 1.5
Existing | US | WECC | PGE |  | 3053 | 6 |  | Sullivan | 6 |  | HY | WAT |  | Conventional Hydro | 1952-12-01 |  | 1.2 | 1.5 | 1.5
Existing | US | WECC | PGE |  | 3053 | 7 |  | Sullivan | 7 |  | HY | WAT |  | Conventional Hydro | 1952-12-01 |  | 1.2 | 1.5 | 1.5
Existing | US | WECC | PGE |  | 3053 | 8 |  | Sullivan | 8 |  | HY | WAT |  | Conventional Hydro | 1952-12-01 |  | 1.2 | 1.39 | 1.39
Existing | US | WECC | PGE |  | 3053 | 9 |  | Sullivan | 9 |  | HY | WAT |  | Conventional Hydro | 1924-05-01 |  | 1 | 1 | 1
Existing | US | WECC | PGE |  | 3053 | 10 |  | Sullivan | 10 |  | HY | WAT |  | Conventional Hydro | 1952-12-01 |  | 1.2 | 1.39 | 1.5
Existing | US | WECC | PGE |  | 3053 | 11 |  | Sullivan | 11 |  | HY | WAT |  | Conventional Hydro | 1952-12-01 |  | 1.2 | 1.39 | 1.39
Existing | US | WECC | PGE |  | 3053 | 12 |  | Sullivan | 12 |  | HY | WAT |  | Conventional Hydro | 1952-12-01 |  | 1.2 | 1.39 | 1.39
Existing | US | WECC | PGE |  | 3053 | 13 |  | Sullivan | 13 |  | HY | WAT |  | Conventional Hydro | 1952-12-01 |  | 1.2 | 1.2 | 1.2
Existing | US | WECC | PGE |  | 60868 |  |  | Timothy Lake Powerhouse | 1 |  | HY | WAT |  | Conventional Hydro | 2018-12-01 |  | 1.2 | 1.1 | 1.1
Existing | US | WECC | PGE |  | 58571 | 1 |  | Tucannon River Wind | 116 |  | WT | WND |  | Wind | 2014-12-16 |  | 267 | 267 | 267
Tier 1 | US | WECC | PGE |  |  |  |  | River Mill | 3 |  | HY | WAT |  | Conventional Hydro | 2021-04-01 |  | 1.71 | 0.71 | 0.71
Tier 1 | US | WECC | PGE |  |  |  |  | Wheatridge | 40 |  | WT | WND |  | Wind | 2021-04-01 |  | 100 | 100 | 100
Tier 1 | US | WECC | PGE |  |  |  |  | Faraday | 7 |  | HY | WAT |  | Conventional Hydro | 2021-10-01 |  | 9.45 | 9 | 9
Tier 1 | US | WECC | PGE |  |  |  |  | Faraday | 8 |  | HY | WAT |  | Conventional Hydro | 2021-10-01 |  | 9.45 | 9 | 9
Tier 1 | US | WECC | PGE |  |  |  |  | Pelton | 2 |  | HY | WAT |  | Conventional Hydro | 2022-12-31 |  | 12.61 | 2 | 2
Tier 1 | US | WECC | PGE |  |  |  |  | Pelton | 3 |  | HY | WAT |  | Conventional Hydro | 2022-12-31 |  | 12.61 | 2 | 2
Tier 1 | US | WECC | PGE |  |  |  |  | Pelton | 1 |  | HY | WAT |  | Conventional Hydro | 2022-12-31 |  | 0 | 7 | 7
Tier 1 | US | WECC | PGE |  |  |  |  | River Mill | 2 |  | HY | WAT |  | Conventional Hydro | 2025-12-31 |  | 1.71 | 0.71 | 0.71
Tier 1 | US | WECC | PGE |  |  |  |  | River Mill | 1 |  | HY | WAT |  | Conventional Hydro | 2026-12-31 |  | 1.71 | 0.71 | 0.71
Existing | US | WECC | PSCO |  | 7995 | IC1 |  | Airport IP | 1 |  | IC | DFO |  | Petroleum | 2001-12-01 |  | 2.5 | 2.5 | 2.5
Existing | US | WECC | PSCO |  | 7995 | IC2 |  | Airport IP | 2 |  | IC | DFO |  | Petroleum | 2001-12-01 |  | 2.5 | 2.5 | 2.5
Existing | US | WECC | PSCO |  | 7995 | IC3 |  | Airport IP | 3 |  | IC | DFO |  | Petroleum | 2001-12-01 |  | 2.5 | 2.5 | 2.5
Existing | US | WECC | PSCO |  | 7995 | IC4 |  | Airport IP | 4 |  | IC | DFO |  | Petroleum | 2001-12-01 |  | 2.5 | 2.5 | 2.5
Existing | US | WECC | PSCO |  | 464 | CT1 |  | Alamosa | 1 |  | GT | NG |  | Natural Gas and Other Gases | 1972-12-01 | 2026-12-31 | 26.6 | 17 | 17
Existing | US | WECC | PSCO |  | 56481 | 1 |  | Alamosa | 1 |  | PV-NT | SUN |  | Solar | 2007-12-01 |  | 6.95 | 6.95 | 6.95
Existing | US | WECC | PSCO |  | 464 | CT2 |  | Alamosa | 2 |  | GT | NG |  | Natural Gas and Other Gases | 1976-12-01 | 2026-12-31 | 26.6 | 18.2 | 18.2
Existing | US | WECC | PSCO |  | 6207 | 1 |  | Ames | 1 |  | HY | WAT |  | Conventional Hydro | 1905-12-01 | 2050-12-31 | 2.8 | 2.8 | 2.8
Existing | US | WECC | PSCO |  | 55200 | UN5 |  | Arapahoe | 5 |  | CT | NG |  | Natural Gas and Other Gases | 2000-06-01 |  | 71.09 | 39 | 39
Existing | US | WECC | PSCO |  | 55200 | UN6 |  | Arapahoe | 6 |  | CT | NG |  | Natural Gas and Other Gases | 2000-06-01 |  | 71.09 | 39 | 39
Existing | US | WECC | PSCO |  | 55200 | UN7 |  | Arapahoe | 7 |  | CA | NG |  | Natural Gas and Other Gases | 2002-07-01 |  | 51.78 | 44.5 | 48.6
Existing | US | WECC | PSCO |  | 54680 | 1 |  | Betasso Hydro | 1 |  | HY | WAT |  | Conventional Hydro | 1987-12-01 |  | 3 | 3 | 3
Existing | US | WECC | PSCO |  | 55645 | CT01 |  | Blue Spruce | 1 |  | GT | NG |  | Natural Gas and Other Gases | 2003-04-01 |  | 198.9 | 130 | 144
Existing | US | WECC | PSCO |  | 55645 | CT02 |  | Blue Spruce | 2 |  | GT | NG |  | Natural Gas and Other Gases | 2003-04-01 |  | 198.9 | 134 | 148
Existing | US | WECC | PSCO |  | 466 | 1A |  | Boulder Canyon | 1 |  | HY | WAT |  | Conventional Hydro | 1910-12-01 |  | 2.5 | 2.5 | 2.5
Existing | US | WECC | PSCO |  | 466 | 1A |  | Boulder Canyon | 2 |  | HY | WAT |  | Conventional Hydro | 1910-12-01 |  | 2.5 | 2.49 | 2.49
Existing | US | WECC | PSCO |  |  |  |  | Bronco Plains | 1 |  | WT | WND |  | Wind | 2020-09-30 |  | 300.5 | 300.5 | 300.5
Existing | US | WECC | PSCO |  | 10682 | ST2 |  | Brush Cogen Partners | 2 |  | CA | NG |  | Natural Gas and Other Gases | 1994-01-01 |  | 37 | 40 | 40
Existing | US | WECC | PSCO |  | 10682 | GT3 |  | Brush Cogen Partners | 3 |  | CT | NG |  | Natural Gas and Other Gases | 1994-01-01 |  | 37 | 32 | 38
Existing | US | WECC | PSCO |  | 10682 | GT4 |  | Brush IV | 1 |  | CT | NG |  | Natural Gas and Other Gases | 1990-10-31 |  | 23.8 | 25 | 30
Existing | US | WECC | PSCO |  | 10682 | GT5 |  | Brush IV | 2 |  | CT | NG |  | Natural Gas and Other Gases | 1995-04-30 |  | 23.8 | 25 | 30
Existing | US | WECC | PSCO |  | 10682 | ST4 |  | Brush IV | 3 |  | CA | NG |  | Natural Gas and Other Gases | 1990-10-31 |  | 90 | 90 | 90
Existing | US | WECC | PSCO |  | 62445 | WT |  | Busch Ranch Ph 2 Wind Generation | 2 |  | WT | WND |  | Wind | 2019-11-26 |  | 59.4 | 59.4 | 59.4
Existing | US | WECC | PSCO |  | 57980 | WTG |  | Busch Ranch Wind Generation | 1 |  | WT | WND |  | Wind | 2012-10-16 |  | 29 | 29.04 | 29.04
Existing | US | WECC | PSCO |  | 467 | B |  | Cabin Creek | 2 |  | PS | WAT |  | Pumped Storage | 1966-12-01 | 2021-02-18 | 150.45 | 161.59 | 161.59
Existing | US | WECC | PSCO |  | 99999 |  |  | Cascade | 1 |  | HY | WAT |  | Conventional Hydro | 2010-03-01 |  | 0.83 | 0.75 | 0.75
Existing | US | WECC | PSCO |  | 56371 | 1 |  | Cedar Creek | 1 |  | WT | WND |  | Wind | 2007-11-01 |  | 300.5 | 300.5 | 300.5
Existing | US | WECC | PSCO |  | 57210 | 1 |  | Cedar Creek II Wind | 2 |  | WT | WND |  | Wind | 2011-05-31 |  | 250.8 | 250.8 | 250.8
Existing | US | WECC | PSCO |  | 57315 | 1-139 |  | Cedar Point | 1 |  | WT | WND |  | Wind | 2011-11-01 |  | 252 | 252 | 252
Existing | US | WECC | PSCO |  | 469 | 4 |  | Cherokee | 4 |  | ST | NG |  | Natural Gas and Other Gases | 2017-08-13 | 2027-12-31 | 380.8 | 310 | 310
Existing | US | WECC | PSCO |  | 469 | 5 |  | Cherokee | 5 |  | CT | NG |  | Natural Gas and Other Gases | 2015-08-20 |  | 182 | 168 | 176
Existing | US | WECC | PSCO |  | 469 | 6 |  | Cherokee | 6 |  | CT | NG |  | Natural Gas and Other Gases | 2015-08-20 |  | 182 | 168 | 176
Existing | US | WECC | PSCO |  | 469 | 7 |  | Cherokee | 7 |  | CA | NG |  | Natural Gas and Other Gases | 2015-08-20 |  | 248 | 240 | 248
Existing | US | WECC | PSCO |  |  |  |  | Cheyenne Ridge | 1 |  | WT | WND |  | Wind | 2020-08-26 | 2045-12-31 | 500 | 500 | 500
Existing | US | WECC | PSCO |  | 60511 | PV1 |  | Clear Spring Ranch Solar Array | 1 |  | PV-T | SUN |  | Solar | 2016-11-01 |  | 10 | 10 | 10
Existing | US | WECC | PSCO |  | 57368 | 1 |  | Cogentrix | 1 |  | PV-T | SUN |  | Solar | 2012-04-01 |  | 30 | 30 | 30
Existing | US | WECC | PSCO |  | 10682 | ST1 |  | Colo. Power Partners | 1 |  | CA | NG |  | Natural Gas and Other Gases | 1990-10-01 |  | 38 | 30 | 30
Existing | US | WECC | PSCO |  | 10682 | GT1 |  | Colo. Power Partners | 1 |  | CT | NG |  | Natural Gas and Other Gases | 1990-10-01 |  | 25 | 25 | 30
Existing | US | WECC | PSCO |  | 10682 | GT2 |  | Colo. Power Partners | 2 |  | CT | NG |  | Natural Gas and Other Gases | 1990-10-01 |  | 25 | 25 | 30
Existing | US | WECC | PSCO |  | 56173 | CG |  | Colorado Green | 1 |  | WT | WND |  | Wind | 2003-12-01 |  | 162 | 162 | 162
Existing | US | WECC | PSCO |  | 99999 |  |  | Colorado Springs Solar Garden | 1 |  | PV-T | SUN |  | Solar | 2015-08-03 |  | 0.5 | 0.5 | 0.5
Existing | US | WECC | PSCO |  | 470 | 1 |  | Comanche | 1 |  | ST | BIT |  | Coal | 1972-12-01 | 2022-12-31 | 382.5 | 325 | 352
Existing | US | WECC | PSCO |  | 470 | 2 |  | Comanche | 2 |  | ST | BIT |  | Coal | 1974-12-01 | 2025-12-31 | 396 | 335 | 335
Existing | US | WECC | PSCO |  | 470 | 3 |  | Comanche | 3 |  | ST | BIT |  | Coal | 2010-05-01 | 2069-12-31 | 856.78 | 750 | 766
Existing | US | WECC | PSCO |  | 59656 | COMCH |  | Comanche Solar | 1 |  | PV-T | SUN |  | Solar | 2016-07-01 |  | 120 | 120 | 120
Existing | US | WECC | PSCO |  | 10421 | GEN1 |  | Dillon | 1 |  | HY | WAT |  | Conventional Hydro | 1987-10-01 |  | 1.9 | 1.9 | 1.9
Existing | US | WECC | PSCO |  | 10070 | GEN1 |  | Foothills | 1 |  | HY | WAT |  | Conventional Hydro | 1985-05-01 |  | 2 | 2.3 | 2.3
Existing | US | WECC | PSCO |  | 8067 | 1 |  | Fort Lupton | 1 |  | GT | NG |  | Natural Gas and Other Gases | 1971-12-01 | 2026-12-31 | 50.39 | 44 | 50
Existing | US | WECC | PSCO |  | 8067 | 2 |  | Fort Lupton | 2 |  | GT | NG |  | Natural Gas and Other Gases | 1971-12-01 | 2026-12-31 | 50.39 | 44 | 50
Existing | US | WECC | PSCO |  | 6112 | 1 |  | Fort St Vrain | 1 |  | CA | NG |  | Natural Gas and Other Gases | 1998-07-01 | 2041-12-31 | 342.6 | 301 | 304
Existing | US | WECC | PSCO |  | 6112 | 2 |  | Fort St Vrain | 2 |  | CT | NG |  | Natural Gas and Other Gases | 1996-05-01 | 2041-12-31 | 175.09 | 123 | 134
Existing | US | WECC | PSCO |  | 6112 | 3 |  | Fort St Vrain | 3 |  | CT | NG |  | Natural Gas and Other Gases | 1999-05-01 | 2041-12-31 | 175.09 | 128 | 139
Existing | US | WECC | PSCO |  | 6112 | 4 |  | Fort St Vrain | 4 |  | CT | NG |  | Natural Gas and Other Gases | 2001-06-01 | 2041-12-31 | 175.09 | 146.5 | 163
Existing | US | WECC | PSCO |  | 6112 | 5 |  | Fort St Vrain | 5 |  | CT | NG |  | Natural Gas and Other Gases | 2009-05-01 | 2049-12-31 | 140.3 | 144 | 159
Existing | US | WECC | PSCO |  | 6112 | 6 |  | Fort St Vrain | 6 |  | CT | NG |  | Natural Gas and Other Gases | 2009-05-01 | 2049-12-31 | 140.3 | 144 | 159
Existing | US | WECC | PSCO |  | 55453 | S1 |  | Fountain Valley | 1 |  | GT | NG |  | Natural Gas and Other Gases | 2001-09-01 |  | 38 | 39 | 42
Existing | US | WECC | PSCO |  | 55453 | S2 |  | Fountain Valley | 2 |  | GT | NG |  | Natural Gas and Other Gases | 2001-09-01 |  | 38 | 39 | 42
Existing | US | WECC | PSCO |  | 55453 | S3 |  | Fountain Valley | 3 |  | GT | NG |  | Natural Gas and Other Gases | 2001-09-01 |  | 38 | 39 | 42
Existing | US | WECC | PSCO |  | 55453 | S4 |  | Fountain Valley | 4 |  | GT | NG |  | Natural Gas and Other Gases | 2001-09-01 |  | 38 | 39 | 42
Existing | US | WECC | PSCO |  | 55453 | S5 |  | Fountain Valley | 5 |  | GT | NG |  | Natural Gas and Other Gases | 2001-09-01 |  | 38 | 39 | 42
Existing | US | WECC | PSCO |  | 55453 | S6 |  | Fountain Valley | 6 |  | GT | NG |  | Natural Gas and Other Gases | 2001-09-01 |  | 38 | 39 | 42
Existing | US | WECC | PSCO |  | 55505 | BR1 |  | Frank Knutson | 1 |  | GT | NG |  | Natural Gas and Other Gases | 2002-06-01 |  | 77.09 | 67 | 75
Existing | US | WECC | PSCO |  | 55505 | BR2 |  | Frank Knutson | 2 |  | GT | NG |  | Natural Gas and Other Gases | 2002-06-01 |  | 77.09 | 67 | 75
Existing | US | WECC | PSCO |  | 55283 | 1 |  | Front Range | 1 |  | CT | NG |  | Natural Gas and Other Gases | 2003-04-01 |  | 154 | 135 | 140
Existing | US | WECC | PSCO |  | 55283 | 2 |  | Front Range | 2 |  | CT | NG |  | Natural Gas and Other Gases | 2003-04-01 |  | 154 | 135 | 140
Existing | US | WECC | PSCO |  | 55283 | 3 |  | Front Range | 3 |  | CA | NG |  | Natural Gas and Other Gases | 2003-04-01 |  | 233 | 190 | 200
Existing | US | WECC | PSCO |  | 471 | 1 |  | Fruita | 1 |  | GT | NG |  | Natural Gas and Other Gases | 1972-12-01 | 2026-12-31 | 14 | 14 | 18
Existing | US | WECC | PSCO |  | 493 | 1 |  | George Birdsall | 1 |  | ST | NG |  | Natural Gas and Other Gases | 1953-08-01 |  | 17.3 | 16 | 16
Existing | US | WECC | PSCO |  | 493 | 2 |  | George Birdsall | 2 |  | ST | NG |  | Natural Gas and Other Gases | 1954-03-01 |  | 18.8 | 16 | 16
Existing | US | WECC | PSCO |  | 493 | 3 |  | George Birdsall | 3 |  | ST | NG |  | Natural Gas and Other Gases | 1957-03-01 |  | 23.5 | 23 | 23
Existing | US | WECC | PSCO |  | 472 | 1 |  | Georgetown | 1 |  | HY | WAT |  | Conventional Hydro | 1905-12-01 | 2036-12-31 | 0.58 | 0.8 | 0.58
Existing | US | WECC | PSCO |  | 472 | 2 |  | Georgetown | 2 |  | HY | WAT |  | Conventional Hydro | 1907-12-01 | 2036-12-31 | 0.58 | 0.8 | 0.58
Existing | US | WECC | PSCO |  | 59974 | GW1 |  | Golden West | 1 |  | WT | WND |  | Wind | 2015-10-12 |  | 250 | 250 | 250
Existing | US | WECC | PSCO |  | 99999 |  |  | Good Shepherd Community Solar | 1 |  | PV-NT | SUN |  | Solar | 2012-10-09 |  | 0.5 | 0.5 | 0.5
Existing | US | WECC | PSCO |  | 62376 | PV1 |  | Grazing Yak | 1 |  | PV-T | SUN |  | Solar | 2019-12-01 |  | 35 | 35 | 35
Existing | US | WECC | PSCO |  | 57377 | GS-P1 |  | Greater Sandhill | 1 |  | PV-T | SUN |  | Solar | 2010-09-01 |  | 10 | 10 | 10
Existing | US | WECC | PSCO |  | 57377 | GS-P2 |  | Greater Sandhill | 2 |  | PV-T | SUN |  | Solar | 2010-12-01 |  | 9 | 9 | 9
Existing | US | WECC | PSCO |  | 10424 | GEN1 |  | Gross | 1 |  | HY | WAT |  | Conventional Hydro | 2006-06-01 |  | 8.1 | 8.1 | 8.1
Existing | US | WECC | PSCO |  | 525 | 1 |  | Hayden | 1 |  | ST | BIT |  | Coal | 1965-07-01 | 2028-12-31 | 142.5 | 134.25 | 134.25
Existing | US | WECC | PSCO |  | 525 | 2 |  | Hayden | 2 |  | ST | BIT |  | Coal | 1976-09-01 | 2027-12-31 | 101.9537 | 97 | 97
Existing | US | WECC | PSCO |  | 54142 | GEN1 |  | Hillcrest | 1 |  | HY | WAT |  | Conventional Hydro | 1993-06-01 |  | 2 | 2.3 | 2.3
Existing | US | WECC | PSCO |  | 502 | EMD |  | Holly | 1 |  | IC | DFO |  | Petroleum | 1990-12-01 |  | 0.68 | 0.75 | 0.75
Existing | US | WECC | PSCO |  | 502 | 5 |  | Holly | 2 |  | IC | DFO |  | Petroleum | 1987-03-01 |  | 0.4 | 0.33 | 0.33
Existing | US | WECC | PSCO |  | 502 | CAT |  | Holly | 3 |  | IC | DFO |  | Petroleum | 2002-09-01 |  | 1.8 | 2 | 2
Existing | US | WECC | PSCO |  | 60008 | SCCO3 |  | Hooper Solar | 1 |  | PV-T | SUN |  | Solar | 2015-12-23 |  | 50 | 50 | 50
Existing | US | WECC | PSCO |  | 57317 | 1 |  | Iberdrola- San Luis Solar | 1 |  | PV-T | SUN |  | Solar | 2011-12-01 |  | 35 | 30 | 30
Existing | US | WECC | PSCO |  | 50707 | LMA |  | JM Shafer Generating Station | 1 |  | CT | NG |  | Natural Gas and Other Gases | 1994-06-01 |  | 58.5 | 31.8 | 34.78
Existing | US | WECC | PSCO |  | 50707 | LMB |  | JM Shafer Generating Station | 2 |  | CT | NG |  | Natural Gas and Other Gases | 1994-06-01 |  | 58.5 | 31.8 | 34.78
Existing | US | WECC | PSCO |  | 50707 | STA |  | JM Shafer Generating Station | 3 |  | CA | NG |  | Natural Gas and Other Gases | 1994-06-01 |  | 52.2 | 52 | 52
Existing | US | WECC | PSCO |  | 50707 | LMC |  | JM Shafer Generating Station | 4 |  | CT | NG |  | Natural Gas and Other Gases | 1994-07-01 |  | 58.5 | 31.8 | 34.78
Existing | US | WECC | PSCO |  | 50707 | LMD |  | JM Shafer Generating Station | 5 |  | CT | NG |  | Natural Gas and Other Gases | 1994-07-01 |  | 58.5 | 31.8 | 34.78
Existing | US | WECC | PSCO |  | 50707 | LME |  | JM Shafer Generating Station | 6 |  | CT | NG |  | Natural Gas and Other Gases | 1994-07-01 |  | 58.5 | 31.8 | 34.78
Existing | US | WECC | PSCO |  | 50707 | STB |  | JM Shafer Generating Station | 7 |  | CA | NG |  | Natural Gas and Other Gases | 1994-07-01 |  | 52.2 | 52 | 52
Existing | US | WECC | PSCO |  | 4510 | 1 |  | Kohler Hydro | 1 |  | HY | WAT |  | Conventional Hydro | 1986-10-01 |  | 0.075 | 0.075 | 0.075
Existing | US | WECC | PSCO |  | 4511 | 2 |  | Kohler Hydro | 2 |  | HY | WAT |  | Conventional Hydro | 1986-10-01 |  | 0.075 | 0.075 | 0.075
Existing | US | WECC | PSCO |  | 54679 | 1 |  | Lakewood Hydro | 1 |  | HY | WAT |  | Conventional Hydro | 1998-07-01 |  | 3.5 | 3 | 3
Existing | US | WECC | PSCO |  | 508 | T1-T3 |  | Lamar | 1 |  | WT | WND |  | Wind | 2004-02-01 |  | 4.5 | 4 | 4
Existing | US | WECC | PSCO |  | 508 | T4 |  | Lamar | 4 |  | WT | WND |  | Wind | 2004-02-01 |  | 1.5 | 1.5 | 1.5
Existing | US | WECC | PSCO |  | 507 | 4 |  | Las Animas | 5 |  | IC | NG |  | Natural Gas and Other Gases | 1950-12-01 |  | 1 | 1 | 1
Existing | US | WECC | PSCO |  | 507 | 5 |  | Las Animas | 6 |  | IC | NG |  | Natural Gas and Other Gases | 1950-12-01 |  | 1 | 1 | 1
Existing | US | WECC | PSCO |  | 507 | 6 |  | Las Animas | 7 |  | IC | NG |  | Natural Gas and Other Gases | 1967-03-01 |  | 3 | 3 | 3
Existing | US | WECC | PSCO |  | 58126 | 1 |  | Limon I | 1 |  | WT | WND |  | Wind | 2012-12-31 |  | 200 | 200 | 200
Existing | US | WECC | PSCO |  | 58127 | 1 |  | Limon II | 1 |  | WT | WND |  | Wind | 2012-12-31 |  | 200 | 200 | 200
Existing | US | WECC | PSCO |  | 59083 | WT1 |  | Limon III | 1 |  | WT | WND |  | Wind | 2014-10-01 |  | 200 | 200 | 200
Existing | US | WECC | PSCO |  | 56613 | 1 |  | Logan County | 1 |  | WT | WND |  | Wind | 2008-01-01 |  | 201 | 201 | 201
Existing | US | WECC | PSCO |  | 509 | 1 |  | Longmont | 1 |  | HY | WAT |  | Conventional Hydro | 1911-12-01 |  | 0.28 | 0.28 | 0.28
Existing | US | WECC | PSCO |  | 509 | 2 |  | Longmont | 2 |  | HY | WAT |  | Conventional Hydro | 1911-12-01 |  | 0.28 | 0.28 | 0.28
Existing | US | WECC | PSCO |  | 55127 | UN1 |  | Manchief | 1 |  | GT | NG |  | Natural Gas and Other Gases | 2000-05-01 | 2038-12-31 | 150 | 127.4475 | 143.753
Existing | US | WECC | PSCO |  | 55127 | UN2 |  | Manchief | 2 |  | GT | NG |  | Natural Gas and Other Gases | 2000-05-01 | 2038-12-31 | 150 | 127.4475 | 143.753
Existing | US | WECC | PSCO |  | 494 | 1 |  | Manitou | 1 |  | HY | WAT |  | Conventional Hydro | 1939-01-01 |  | 2.5 | 2.5 | 2.5
Existing | US | WECC | PSCO |  | 494 | 2 |  | Manitou | 2 |  | HY | WAT |  | Conventional Hydro | 1927-01-01 |  | 2.5 | 2.6 | 2.6
Existing | US | WECC | PSCO |  | 494 | 3 |  | Manitou | 3 |  | HY | WAT |  | Conventional Hydro | 2006-12-01 |  | 1 | 0.5 | 0.5
Existing | US | WECC | PSCO |  | 99999 | PCK |  | Maroon Creek | 1 |  | HY | WAT |  | Conventional Hydro | 1999-12-01 |  | 0.45 | 0.43 | 0.15
Existing | US | WECC | PSCO |  | 492 | 6 |  | Martin Drake | 6 |  | ST | SUB |  | Coal | 1968-10-01 | 2022-04-01 | 75 | 77 | 77
Existing | US | WECC | PSCO |  | 492 | 7 |  | Martin Drake | 7 |  | ST | NG |  | Natural Gas and Other Gases | 1974-07-01 | 2022-05-01 | 132 | 131 | 131
Existing | US | WECC | PSCO |  | 4512 | 1 |  | Maxwell Hydro | 1 |  | HY | WAT |  | Conventional Hydro | 1985-04-01 |  | 0.095 | 0.095 | 0.095
Existing | US | WECC | PSCO |  | 692 | 1-10 |  | Medicine Bow | MB1 |  | WT | WND |  | Wind | 1998-04-01 |  | 6.27 | 6.27 | 6.27
Existing | US | WECC | PSCO |  |  |  |  | Mountain Breeze | 1 |  | WT | WND |  | Wind | 2020-10-28 |  | 171.72 | 171.72 | 171.72
Existing | US | WECC | PSCO |  | 57290 | SIEM |  | Northern Colorado Wind | 1 |  | WT | WND |  | Wind | 2009-08-25 |  | 151.8 | 151.8 | 151.8
Existing | US | WECC | PSCO |  | 57290 | GE |  | Northern Colorado Wind II | 2 |  | WT | WND |  | Wind | 2009-09-29 |  | 22.5 | 22.5 | 22.5
Existing | US | WECC | PSCO |  | 57693 | GEDOE |  | NREL NWTC Wind | 1 |  | WT | WND |  | Wind | 2010-01-01 |  | 4 | 0 | 0
Existing | US | WECC | PSCO |  | 57693 | SIEM |  | NREL NWTC Wind | 2 |  | WT | WND |  | Wind | 2010-01-01 |  | 2.3 | 0 | 0
Existing | US | WECC | PSCO |  | 57693 | GAMES |  | NREL NWTC Wind | 4 |  | WT | WND |  | Wind | 2011-10-01 |  | 2 | 0 | 0
Existing | US | WECC | PSCO |  | 4513 | 1 |  | Orodell Hydro | 1 |  | HY | WAT |  | Conventional Hydro | 1987-09-01 |  | 0.225 | 0.225 | 0.225
Existing | US | WECC | PSCO |  | 473 | 1 |  | Palisade | 1 |  | HY | WAT |  | Conventional Hydro | 1931-12-01 | 2023-03-31 | 1.5 | 1.6 | 1.6
Existing | US | WECC | PSCO |  | 62495 | 20181 |  | Palmer Solar | 1 |  | PV-T | SUN |  | Solar | 2020-04-01 |  | 60 | 60 | 60
Existing | US | WECC | PSCO |  | 6248 | 1 |  | Pawnee | 1 |  | ST | BIT |  | Coal | 1981-11-01 | 2041-12-31 | 552.28 | 505 | 505
Existing | US | WECC | PSCO |  | 60143 | WTG |  | Peak View Wind Generation | 1 |  | WT | WND |  | Wind | 2016-11-07 |  | 60.8 | 60.8 | 60.8
Existing | US | WECC | PSCO |  | 56563 | GE |  | Peetz Table | 1 |  | WT | WND |  | Wind | 2008-01-01 |  | 199.5 | 199.5 | 199.5
Existing | US | WECC | PSCO |  | 61439 | PANPV |  | Pena Station | 1 |  | PV-T | SUN |  | Solar | 2017-03-27 | 2037-03-27 | 1.3 | 1.3 | 1.3
Existing | US | WECC | PSCO |  | 59848 |  |  | Pikes Peak Solar Garden | PPSG1 |  | PV-T | SUN |  | Solar | 2015-07-13 |  | 2 | 2 | 2
Existing | US | WECC | PSCO |  | 55650 | GEN1 |  | Plains End | 1 |  | IC | NG |  | Natural Gas and Other Gases | 2002-05-01 |  | 5.7 | 5.5939 | 5.6894
Existing | US | WECC | PSCO |  | 55650 | GEN2 |  | Plains End | 2 |  | IC | NG |  | Natural Gas and Other Gases | 2002-05-01 |  | 5.7 | 5.5939 | 5.6894
Existing | US | WECC | PSCO |  | 55650 | GEN3 |  | Plains End | 3 |  | IC | NG |  | Natural Gas and Other Gases | 2002-05-01 |  | 5.7 | 5.5939 | 5.6894
Existing | US | WECC | PSCO |  | 55650 | GEN4 |  | Plains End | 4 |  | IC | NG |  | Natural Gas and Other Gases | 2002-05-01 |  | 5.7 | 5.5939 | 5.6894
Existing | US | WECC | PSCO |  | 55650 | GEN5 |  | Plains End | 5 |  | IC | NG |  | Natural Gas and Other Gases | 2002-05-01 |  | 5.7 | 5.5939 | 5.6894
Existing | US | WECC | PSCO |  | 55650 | GEN6 |  | Plains End | 6 |  | IC | NG |  | Natural Gas and Other Gases | 2002-05-01 |  | 5.7 | 5.5939 | 5.6894
Existing | US | WECC | PSCO |  | 55650 | GEN7 |  | Plains End | 7 |  | IC | NG |  | Natural Gas and Other Gases | 2002-05-01 |  | 5.7 | 5.5939 | 5.6894
Existing | US | WECC | PSCO |  | 55650 | GEN8 |  | Plains End | 8 |  | IC | NG |  | Natural Gas and Other Gases | 2002-05-01 |  | 5.7 | 5.5939 | 5.6894
Existing | US | WECC | PSCO |  | 55650 | GEN9 |  | Plains End | 9 |  | IC | NG |  | Natural Gas and Other Gases | 2002-05-01 |  | 5.7 | 5.5939 | 5.6894
Existing | US | WECC | PSCO |  | 55650 | GE10 |  | Plains End | 10 |  | IC | NG |  | Natural Gas and Other Gases | 2002-05-01 |  | 5.7 | 5.5939 | 5.6894
Existing | US | WECC | PSCO |  | 55650 | GE11 |  | Plains End | 11 |  | IC | NG |  | Natural Gas and Other Gases | 2002-05-01 |  | 5.7 | 5.5939 | 5.6894
Existing | US | WECC | PSCO |  | 55650 | GE12 |  | Plains End | 12 |  | IC | NG |  | Natural Gas and Other Gases | 2002-05-01 |  | 5.7 | 5.5939 | 5.6894
Existing | US | WECC | PSCO |  | 55650 | GE13 |  | Plains End | 13 |  | IC | NG |  | Natural Gas and Other Gases | 2002-05-01 |  | 5.7 | 5.5939 | 5.6894
Existing | US | WECC | PSCO |  | 55650 | GE14 |  | Plains End | 14 |  | IC | NG |  | Natural Gas and Other Gases | 2002-05-01 |  | 5.7 | 5.5939 | 5.6894
Existing | US | WECC | PSCO |  | 55650 | GE15 |  | Plains End | 15 |  | IC | NG |  | Natural Gas and Other Gases | 2002-05-01 |  | 5.7 | 5.5939 | 5.6894
Existing | US | WECC | PSCO |  | 55650 | GE16 |  | Plains End | 16 |  | IC | NG |  | Natural Gas and Other Gases | 2002-05-01 |  | 5.7 | 5.5939 | 5.6894
Existing | US | WECC | PSCO |  | 55650 | GE17 |  | Plains End | 17 |  | IC | NG |  | Natural Gas and Other Gases | 2002-05-01 |  | 5.7 | 5.5939 | 5.6894
Existing | US | WECC | PSCO |  | 55650 | GE18 |  | Plains End | 18 |  | IC | NG |  | Natural Gas and Other Gases | 2002-05-01 |  | 5.7 | 5.5939 | 5.6894
Existing | US | WECC | PSCO |  | 55650 | GE19 |  | Plains End | 19 |  | IC | NG |  | Natural Gas and Other Gases | 2002-05-01 |  | 5.7 | 5.5939 | 5.6894
Existing | US | WECC | PSCO |  | 55650 | GE20 |  | Plains End | 20 |  | IC | NG |  | Natural Gas and Other Gases | 2002-05-01 |  | 5.7 | 5.5939 | 5.6894
Existing | US | WECC | PSCO |  | 56516 | 2G01 |  | Plains End II | 21 |  | IC | NG |  | Natural Gas and Other Gases | 2008-05-01 |  | 8.4 | 7.8452 | 8.3755
Existing | US | WECC | PSCO |  | 56516 | 2G02 |  | Plains End II | 22 |  | IC | NG |  | Natural Gas and Other Gases | 2008-05-01 |  | 8.4 | 7.8452 | 8.3755
Existing | US | WECC | PSCO |  | 56516 | 2G03 |  | Plains End II | 23 |  | IC | NG |  | Natural Gas and Other Gases | 2008-05-01 |  | 8.4 | 7.8452 | 8.3755
Existing | US | WECC | PSCO |  | 56516 | 2G04 |  | Plains End II | 24 |  | IC | NG |  | Natural Gas and Other Gases | 2008-05-01 |  | 8.4 | 7.8452 | 8.3755
Existing | US | WECC | PSCO |  | 56516 | 2G05 |  | Plains End II | 25 |  | IC | NG |  | Natural Gas and Other Gases | 2008-05-01 |  | 8.4 | 7.8452 | 8.3755
Existing | US | WECC | PSCO |  | 56516 | 2G06 |  | Plains End II | 26 |  | IC | NG |  | Natural Gas and Other Gases | 2008-05-01 |  | 8.4 | 7.8452 | 8.3755
Existing | US | WECC | PSCO |  | 56516 | 2G07 |  | Plains End II | 27 |  | IC | NG |  | Natural Gas and Other Gases | 2008-05-01 |  | 8.4 | 7.8452 | 8.3755
Existing | US | WECC | PSCO |  | 56516 | 2G08 |  | Plains End II | 28 |  | IC | NG |  | Natural Gas and Other Gases | 2008-05-01 |  | 8.4 | 7.8452 | 8.3755
Existing | US | WECC | PSCO |  | 56516 | 2G09 |  | Plains End II | 29 |  | IC | NG |  | Natural Gas and Other Gases | 2008-05-01 |  | 8.4 | 7.8452 | 8.3755
Existing | US | WECC | PSCO |  | 56516 | 2G10 |  | Plains End II | 30 |  | IC | NG |  | Natural Gas and Other Gases | 2008-05-01 |  | 8.4 | 7.8452 | 8.3755
Existing | US | WECC | PSCO |  | 56516 | 2G11 |  | Plains End II | 31 |  | IC | NG |  | Natural Gas and Other Gases | 2008-05-01 |  | 8.4 | 7.8452 | 8.3755
Existing | US | WECC | PSCO |  | 56516 | 2G12 |  | Plains End II | 32 |  | IC | NG |  | Natural Gas and Other Gases | 2008-05-01 |  | 8.4 | 7.8452 | 8.3755
Existing | US | WECC | PSCO |  | 56516 | 2G13 |  | Plains End II | 33 |  | IC | NG |  | Natural Gas and Other Gases | 2008-05-01 |  | 8.4 | 7.8452 | 8.3755
Existing | US | WECC | PSCO |  | 56516 | 2G14 |  | Plains End II | 34 |  | IC | NG |  | Natural Gas and Other Gases | 2008-05-01 |  | 8.4 | 7.8452 | 8.3755
Existing | US | WECC | PSCO |  | 460 | IC1 |  | Pueblo | 1 |  | IC | DFO |  | Petroleum | 1964-12-01 |  | 2 | 2 | 2
Existing | US | WECC | PSCO |  | 460 | IC3 |  | Pueblo | 3 |  | IC | DFO |  | Petroleum | 1964-12-01 |  | 2 | 2 | 2
Existing | US | WECC | PSCO |  | 460 | IC4 |  | Pueblo | 4 |  | IC | DFO |  | Petroleum | 1964-12-01 |  | 2 | 2 | 2
Existing | US | WECC | PSCO |  | 460 | IC5 |  | Pueblo | 5 |  | IC | DFO |  | Petroleum | 1964-12-01 |  | 2 | 2 | 2
Existing | US | WECC | PSCO |  | 56998 | GT1 |  | Pueblo Airport Generating Station 1 | 1 |  | GT | NG |  | Natural Gas and Other Gases | 2012-01-01 |  | 100 | 90 | 90
Existing | US | WECC | PSCO |  | 56998 | GT2 |  | Pueblo Airport Generating Station 2 | 2 |  | GT | NG |  | Natural Gas and Other Gases | 2012-01-01 |  | 100 | 90 | 90
Existing | US | WECC | PSCO |  | 56998 | 4 |  | Pueblo Airport Generating Station 4 | 41 |  | CT | NG |  | Natural Gas and Other Gases | 2012-01-01 |  | 40 | 40 | 40
Existing | US | WECC | PSCO |  | 56998 | 5 |  | Pueblo Airport Generating Station 4 | 42 |  | CT | NG |  | Natural Gas and Other Gases | 2012-01-01 |  | 40 | 40 | 40
Existing | US | WECC | PSCO |  | 56998 | 43 |  | Pueblo Airport Generating Station 4 | 43 |  | CA | WH |  | Other | 2012-01-01 |  | 20 | 20 | 20
Existing | US | WECC | PSCO |  | 56998 | 6 |  | Pueblo Airport Generating Station 5 | 51 |  | CT | NG |  | Natural Gas and Other Gases | 2012-01-01 |  | 40 | 40 | 40
Existing | US | WECC | PSCO |  | 56998 | 7 |  | Pueblo Airport Generating Station 5 | 52 |  | CT | NG |  | Natural Gas and Other Gases | 2012-01-01 |  | 40 | 40 | 40
Existing | US | WECC | PSCO |  | 56998 | 53 |  | Pueblo Airport Generating Station 5 | 53 |  | CA | WH |  | Other | 2012-01-01 |  | 20 | 20 | 20
Existing | US | WECC | PSCO |  | 56998 | CT08 |  | Pueblo Airport Generating Station 6 | 6 |  | GT | NG |  | Natural Gas and Other Gases | 2016-12-29 |  | 40 | 40 | 40
Existing | US | WECC | PSCO |  | 6761 | 1 |  | Rawhide | RH1 |  | ST | SUB |  | Coal | 1984-04-01 | 2029-12-31 | 280 | 280 | 280
Existing | US | WECC | PSCO |  | 6761 | A |  | Rawhide | RHGT1 |  | GT | NG |  | Natural Gas and Other Gases | 2002-06-01 |  | 65 | 65 | 65
Existing | US | WECC | PSCO |  | 6761 | B |  | Rawhide | RHGT2 |  | GT | NG |  | Natural Gas and Other Gases | 2002-08-01 |  | 65 | 65 | 65
Existing | US | WECC | PSCO |  | 6761 | C |  | Rawhide | RHGT3 |  | GT | NG |  | Natural Gas and Other Gases | 2002-10-01 |  | 65 | 65 | 65
Existing | US | WECC | PSCO |  | 6761 | D |  | Rawhide | RHGT4 |  | GT | NG |  | Natural Gas and Other Gases | 2004-06-01 |  | 65 | 65 | 65
Existing | US | WECC | PSCO |  | 6761 | F |  | Rawhide | RHGT5 |  | GT | NG |  | Natural Gas and Other Gases | 2008-06-01 |  | 128 | 128 | 128
Existing | US | WECC | PSCO |  | 60351 | BSPV1 |  | Rawhide Flats | 1 |  | PV-T | SUN |  | Solar | 2016-10-01 |  | 30 | 30 | 30
Existing | US | WECC | PSCO |  | 8219 | 1 |  | Ray D Nixon | 1 |  | ST | SUB |  | Coal | 1980-04-01 |  | 207 | 208 | 208
Existing | US | WECC | PSCO |  | 8219 |  |  | Ray D Nixon | GT1 |  | GT | NG |  | Natural Gas and Other Gases | 1999-07-01 |  | 37.79 | 30 | 32
Existing | US | WECC | PSCO |  | 8219 |  |  | Ray D Nixon | GT2 |  | GT | NG |  | Natural Gas and Other Gases | 1999-07-01 |  | 37.79 | 30 | 32
Existing | US | WECC | PSCO |  | 50267 | RED1 |  | Redlands | 1 |  | HY | WAT |  | Conventional Hydro | 1931-08-01 |  | 1.38 | 1.38 | 1.38
Existing | US | WECC | PSCO |  | 55741 | A1 |  | Ridge Crest | 1 |  | WT | WND |  | Wind | 2001-11-01 |  | 29.69 | 29.69 | 29.69
Existing | US | WECC | PSCO |  | 10423 | GEN1 |  | Roberts Tunnel | 1 |  | HY | WAT |  | Conventional Hydro | 1988-01-01 |  | 6.1 | 6.1 | 6.1
Existing | US | WECC | PSCO |  | 6516 | IC2 |  | Rocky Ford | 2 |  | IC | DFO |  | Petroleum | 1964-06-01 |  | 2 | 2 | 2
Existing | US | WECC | PSCO |  | 6516 | IC3 |  | Rocky Ford | 3 |  | IC | DFO |  | Petroleum | 1964-06-01 |  | 2 | 2 | 2
Existing | US | WECC | PSCO |  | 6516 | IC4 |  | Rocky Ford | 4 |  | IC | DFO |  | Petroleum | 1964-06-01 |  | 2 | 2 | 2
Existing | US | WECC | PSCO |  | 6516 | IC5 |  | Rocky Ford | 5 |  | IC | DFO |  | Petroleum | 1964-06-01 |  | 2 | 2 | 2
Existing | US | WECC | PSCO |  | 6516 | IC1A |  | Rocky Ford | 1A |  | IC | DFO |  | Petroleum | 2018-10-11 |  | 2 | 2 | 2
Existing | US | WECC | PSCO |  | 55835 | CTG1 |  | Rocky Mountain | 1 |  | CT | NG |  | Natural Gas and Other Gases | 2004-06-01 | 2049-12-31 | 175.09 | 145 | 157
Existing | US | WECC | PSCO |  | 55835 | CTG2 |  | Rocky Mountain | 2 |  | CT | NG |  | Natural Gas and Other Gases | 2004-06-01 | 2049-12-31 | 175.09 | 145 | 157
Existing | US | WECC | PSCO |  | 55835 | STG1 |  | Rocky Mountain | 3 |  | CA | NG |  | Natural Gas and Other Gases | 2004-06-01 | 2049-12-31 | 334.88 | 290 | 301
Existing | US | WECC | PSCO |  |  |  |  | Roundhouse | 1 |  | WT | WND |  | Wind | 2020-06-01 |  | 225 | 225 | 225
Existing | US | WECC | PSCO |  | 7458 | 1 |  | Ruedi | 1 |  | HY | WAT |  | Conventional Hydro | 1985-09-01 |  | 5 | 3.69 | 3.16
Existing | US | WECC | PSCO |  | 60619 | GEN1 |  | Rush Creek I | 1 |  | WT | WND |  | Wind | 2018-10-01 |  | 400 | 400 | 400
Existing | US | WECC | PSCO |  | 60619 | GEN1 |  | Rush Creek II | 1 |  | WT | WND |  | Wind | 2018-10-01 |  | 200 | 200 | 200
Existing | US | WECC | PSCO |  | 495 | 1 |  | Ruxton | 1 |  | HY | WAT |  | Conventional Hydro | 1925-01-01 |  | 1.2 | 1 | 1
Existing | US | WECC | PSCO |  | 474 | 2 |  | Salida 2 | 2 |  | HY | WAT |  | Conventional Hydro | 1907-12-01 | 2027-12-31 | 0.58 | 0.58 | 0.58
Existing | US | WECC | PSCO |  | 60304 | SISPV |  | San Isabel | 1 |  | PV-T | SUN |  | Solar | 2016-12-01 |  | 30 | 30 | 30
Existing | US | WECC | PSCO |  | 476 | A |  | Shoshone | 1 |  | HY | WAT |  | Conventional Hydro | 1908-12-01 | 2058-12-31 | 7.2 | 7.5 | 4
Existing | US | WECC | PSCO |  | 476 | B |  | Shoshone | 2 |  | HY | WAT |  | Conventional Hydro | 1908-12-01 | 2058-12-31 | 7.2 | 7.5 | 4
Existing | US | WECC | PSCO |  | 55931 | 1 |  | Silver Lake | 1 |  | HY | WAT |  | Conventional Hydro | 1998-04-01 |  | 3.29 | 3 | 3
Existing | US | WECC | PSCO |  | 99999 |  |  | South I-25 Solar Array 1 | 1 |  | PV-NT | SUN |  | Solar | 2012-12-07 |  | 0.44 | 0.5 | 0.5
Existing | US | WECC | PSCO |  | 56445 | GEN1 |  | Spindle Hill | 1 |  | GT | NG |  | Natural Gas and Other Gases | 2007-06-01 |  | 197 | 135 | 150
Existing | US | WECC | PSCO |  | 56445 | GEN2 |  | Spindle Hill | 2 |  | GT | NG |  | Natural Gas and Other Gases | 2007-06-01 |  | 197 | 135 | 158
Existing | US | WECC | PSCO |  | 56320 | 1 |  | Spring Canyon | 1 |  | WT | WND |  | Wind | 2006-02-01 |  | 60 | 60 | 60
Existing | US | WECC | PSCO |  | 58769 | 1 |  | Spring Canyon | 2 |  | WT | WND |  | Wind | 2014-10-01 |  | 32 | 32 | 32
Existing | US | WECC | PSCO |  | 56789 | SCIII |  | Spring Canyon | 3 |  | WT | WND |  | Wind | 2014-12-01 |  | 28 | 28 | 28
Existing | US | WECC | PSCO |  | 8100 | 1 |  | Springfield | 1 |  | IC | DFO |  | Petroleum | 1966-12-01 |  | 1.2 | 1.25 | 1.25
Existing | US | WECC | PSCO |  | 99999 | PCA |  | Springfield | 1 |  | WT | WND |  | Wind | 2004-02-01 |  | 1.5 | 1.5 | 1.5
Existing | US | WECC | PSCO |  | 8100 | 2 |  | Springfield | 2 |  | IC | DFO |  | Petroleum | 1945-12-01 |  | 0.2 | 0.2 | 0.2
Existing | US | WECC | PSCO |  | 8100 | IC4 |  | Springfield | 3 |  | IC | DFO |  | Petroleum | 1953-12-01 |  | 0.5 | 0.58 | 0.58
Existing | US | WECC | PSCO |  | 8100 | IC5 |  | Springfield | 4 |  | IC | DFO |  | Petroleum | 1962-12-01 |  | 0.8 | 0.8 | 0.8
Existing | US | WECC | PSCO |  | 10081 | GEN1 |  | Strontia Springs | 1 |  | HY | WAT |  | Conventional Hydro | 1986-07-01 |  | 1 | 1.2 | 1.2
Existing | US | WECC | PSCO |  | 50435 | SUG1 |  | Sugarloaf Hydro | 1 |  | HY | WAT |  | Conventional Hydro | 1985-12-01 |  | 2.5 | 0 | 0
Existing | US | WECC | PSCO |  | 4514 | 1 |  | Sunshine Hydro | 1 |  | HY | WAT |  | Conventional Hydro | 1987-09-01 |  | 0.8 | 0.8 | 0.8
Existing | US | WECC | PSCO |  | 6206 | 1 |  | Tacoma | 1 |  | HY | WAT |  | Conventional Hydro | 1905-12-01 | 2050-12-31 | 2.29 | 2.25 | 2.25
Existing | US | WECC | PSCO |  | 6206 | 2 |  | Tacoma | 2 |  | HY | WAT |  | Conventional Hydro | 1904-12-01 | 2050-12-31 | 2.29 | 2.25 | 2.25
Existing | US | WECC | PSCO |  | 7233 | 1 |  | Tesla | 1 |  | HY | WAT |  | Conventional Hydro | 1997-04-01 |  | 27.6 | 28 | 28
Existing | US | WECC | PSCO |  | 61811 | PCEC |  | Titan | 1 |  | PV-T | SUN |  | Solar | 2018-12-21 |  | 50 | 50 | 50
Existing | US | WECC | PSCO |  | 511 | 5 |  | Trinidad | 5 |  | IC | DFO |  | Petroleum | 1999-01-01 |  | 1.8 | 1.87 | 1.87
Existing | US | WECC | PSCO |  | 511 | 6 |  | Trinidad | 6 |  | IC | DFO |  | Petroleum | 1999-01-01 |  | 1.8 | 1.87 | 1.87
Existing | US | WECC | PSCO |  | 511 | 7 |  | Trinidad | 7 |  | IC | DFO |  | Petroleum | 1999-01-01 |  | 1.8 | 1.87 | 1.87
Existing | US | WECC | PSCO |  | 56460 | WT1 |  | Twin Buttes | 1 |  | WT | WND |  | Wind | 2007-10-01 |  | 75 | 75 | 75
Existing | US | WECC | PSCO |  | 61040 | WT1 |  | Twin Buttes | 2 |  | WT | WND |  | Wind | 2017-12-28 |  | 75 | 75 | 75
Existing | US | WECC | PSCO |  | 57554 |  |  | USAFA PV | 1 |  | PV-T | SUN |  | Solar | 2011-07-01 |  | 5.5 | 5.5 | 5.5
Existing | US | WECC | PSCO |  | 477 | 6 |  | Valmont | 6 |  | GT | NG |  | Natural Gas and Other Gases | 1972-12-01 | 2026-12-31 | 59.28 | 43 | 51
Existing | US | WECC | PSCO |  | 55207 | UN7 |  | Valmont | 7 |  | GT | NG |  | Natural Gas and Other Gases | 2000-06-01 |  | 43 | 41 | 43
Existing | US | WECC | PSCO |  | 55207 | UN8 |  | Valmont | 8 |  | GT | NG |  | Natural Gas and Other Gases | 2001-07-01 |  | 43 | 41 | 43
Existing | US | WECC | PSCO |  | 99999 |  |  | Venetucci Farm Community Solar | 1 |  | PV-NT | SUN |  | Solar | 2011-12-22 |  | 0.5 | 0.55 | 0.55
Existing | US | WECC | PSCO |  | 60764 | PV1 |  | Victory Solar | 1 |  | PV-T | SUN |  | Solar | 2016-12-01 |  | 12.83 | 12.83 | 12.83
Existing | US | WECC | PSCO |  | 56530 | GEN1 |  | WM Landfill | 1 |  | IC | LFG |  | Biomass | 2008-07-31 |  | 0.8 | 0.8 | 0.8
Existing | US | WECC | PSCO |  | 56530 | GEN2 |  | WM Landfill | 2 |  | IC | LFG |  | Biomass | 2008-07-31 |  | 0.8 | 0.8 | 0.8
Existing | US | WECC | PSCO |  | 56530 | GEN3 |  | WM Landfill | 3 |  | IC | LFG |  | Biomass | 2008-07-31 |  | 0.8 | 0.8 | 0.8
Existing | US | WECC | PSCO |  | 56530 | GEN4 |  | WM Landfill | 4 |  | IC | LFG |  | Biomass | 2008-07-31 |  | 0.8 | 0.8 | 0.8
Existing | US | WECC | PSCO |  | 99999 | PCP |  | Solar Community Gardens (net) | 1 |  | PV-NT | SUN |  | Solar | 2013-04-24 |  | 115.5 | 115.5 | 115.5
Tier 1 | US | WECC | PSCO |  |  |  |  | Cabin Creek | 1 |  | PS | WAT |  | Pumped Storage | 2021-02-21 | 2054-12-31 | 150.45 | 150.45 | 150.45
Tier 1 | US | WECC | PSCO |  |  |  |  | Pioneer Solar | 1 |  | PV-T | SUN |  | Solar | 2021-03-01 |  | 80 | 80 | 80
Tier 1 | US | WECC | PSCO |  |  |  |  | Rawhide Prairie | 2 |  | PV-T | SUN |  | Solar | 2021-06-01 |  | 22 | 22 | 22
Tier 1 | US | WECC | PSCO |  |  |  |  | Pitkin Solar | 1 |  | PV-T | SUN |  | Solar | 2021-09-01 |  | 5 | 5 | 5
Tier 1 | US | WECC | PSCO |  |  |  |  | Solar Community Garden (2020) | 1 |  | PV-NT | SUN |  | Solar | 2021-12-31 |  | 2.5 | 2.5 | 2.5
Tier 1 | US | WECC | PSCO |  |  |  |  | Ameresco HCE Solar | 1 |  | PV-T | SUN |  | Solar | 2022-03-30 |  | 4.5 | 4.5 | 4.5
Tier 1 | US | WECC | PSCO |  |  |  |  | Hunter Solar | 1 |  | PV-T | SUN |  | Solar | 2022-07-01 |  | 75 | 75 | 75
Tier 1 | US | WECC | PSCO |  |  |  |  | Kiowa Solar | 1 |  | PV-T | SUN |  | Solar | 2022-12-01 |  | 54.5 | 54.9 | 54.9
Tier 1 | US | WECC | PSCO |  |  |  |  | High Mesa Solar | 1 |  | PV-T | SUN |  | Solar | 2022-12-31 |  | 10 | 10 | 10
Tier 1 | US | WECC | PSCO |  |  |  |  | Peace Bear Ranch Solar | 1 |  | PV-T | SUN |  | Solar | 2022-12-31 |  | 10 | 10 | 10
Tier 1 | US | WECC | PSCO |  |  |  |  | Solar Community Garden (2021) | 2 |  | PV-NT | SUN |  | Solar | 2022-12-31 |  | 2.5 | 2.5 | 2.5
Tier 1 | US | WECC | PSCO |  |  |  |  | Spanish Peaks Solar | 1 |  | PV-T | SUN |  | Solar | 2023-11-01 |  | 100 | 100 | 100
Tier 1 | US | WECC | PSCO |  |  |  |  | Solar Community Garden (2022) | 3 |  | PV-NT | SUN |  | Solar | 2023-12-31 |  | 2.5 | 2.5 | 2.5
Tier 1 | US | WECC | PSCO |  |  |  |  | Solar Community Garden (2023) | 4 |  | PV-NT | SUN |  | Solar | 2024-12-31 |  | 5 | 5 | 5
Tier 2 | US | WECC | PSCO |  |  |  |  | TNGG #1 | 1 |  | GT | NG |  | Natural Gas and Other Gases | 2022-05-01 |  | 29.7 | 27.2 | 27.2
Tier 2 | US | WECC | PSCO |  |  |  |  | TNGG #2 | 2 |  | GT | NG |  | Natural Gas and Other Gases | 2022-05-01 |  | 29.7 | 27.2 | 27.2
Tier 2 | US | WECC | PSCO |  |  |  |  | Cabin Creek | 2 |  | PS | WAT |  | Pumped Storage | 2022-05-09 | 2054-12-31 | 150.45 | 150.45 | 150.45
Tier 2 | US | WECC | PSCO |  |  |  |  | TNGG #3 | 3 |  | GT | NG |  | Natural Gas and Other Gases | 2022-06-01 |  | 29.7 | 27.2 | 27.2
Tier 2 | US | WECC | PSCO |  |  |  |  | TNGG #4 | 4 |  | GT | NG |  | Natural Gas and Other Gases | 2022-06-01 |  | 29.7 | 27.2 | 27.2
Tier 2 | US | WECC | PSCO |  |  |  |  | TNGG #5 | 5 |  | GT | NG |  | Natural Gas and Other Gases | 2022-07-01 |  | 29.7 | 27.2 | 27.2
Tier 2 | US | WECC | PSCO |  |  |  |  | TNGG #6 | 6 |  | GT | NG |  | Natural Gas and Other Gases | 2022-07-01 |  | 29.7 | 27.2 | 27.2
Tier 2 | US | WECC | PSCO |  |  |  |  | Sun Mountain | 1 |  | PV-T | SUN |  | Solar | 2022-10-02 |  | 200 | 200 | 200
Tier 2 | US | WECC | PSCO |  |  |  |  | Front Range-Midway | 1 |  | PV-T | SUN |  | Solar | 2022-12-01 |  | 100 | 100 | 100
Tier 2 | US | WECC | PSCO |  |  |  |  | Neptune | 1 |  | PV-T | SUN |  | Solar | 2022-12-01 |  | 250 | 250 | 250
Tier 2 | US | WECC | PSCO |  |  |  |  | Thunder Wolf | 1 |  | PV-T | SUN |  | Solar | 2022-12-01 |  | 200 | 200 | 200
Tier 2 | US | WECC | PSCO |  |  |  |  | Hartsel | 1 |  | PV-T | SUN |  | Solar | 2022-12-31 |  | 72 | 72 | 72
Tier 2 | US | WECC | PSCO |  |  |  |  | Hunter Mesa | 1 |  | PV-T | SUN |  | Solar | 2023-03-31 |  | 52 | 52 | 52
Tier 2 | US | WECC | PSCO |  |  |  |  | Pike BESS | 1 |  | BA | MWH |  | Other | 2023-04-01 |  | 25 | 25 | 25
Tier 2 | US | WECC | PSCO |  |  |  |  | Pike Solar | 1 |  | PV-T | SUN |  | Solar | 2023-04-01 |  | 175 | 175 | 175
Tier 2 | US | WECC | PSCO |  |  |  |  | Arriba Wind Project | 1 |  | WT | WND |  | Wind | 2021-12-31 |  | 100 | 100 | 100
Tier 3 | US | WECC | PSCO |  |  |  |  | Turkey Creek Solar | 1 |  | PV-T | SUN |  | Solar | 2023-09-30 | 2038-09-30 | 200 | 200 | 200
Existing | US | WECC | PSEI |  | 54860 | GEN1 |  | Black Creek | 1 |  | HY | WAT |  | Conventional Hydro | 1994-02-01 |  | 3.7 | 1 | 1
Existing | US | WECC | PSEI |  | 60418 | 1 |  | Calligan | 1 |  | HY | WAT |  | Conventional Hydro | 2017-11-01 |  | 6 | 6 | 6
Existing | US | WECC | PSEI |  | 3853 | 1 |  | Crystal Mountain | 1 |  | IC | DFO |  | Petroleum | 1969-12-01 |  | 2.75 | 2.75 | 2.75
Existing | US | WECC | PSEI |  | 3854 | 1 |  | Electron | 1 |  | HY | WAT |  | Conventional Hydro | 1903-12-01 |  | 5.09 | 5.7 | 5.7
Existing | US | WECC | PSEI |  | 3854 | 2 |  | Electron | 2 |  | HY | WAT |  | Conventional Hydro | 1903-12-01 |  | 5.09 | 5.9 | 5.9
Existing | US | WECC | PSEI |  | 3854 | 3 |  | Electron | 3 |  | HY | WAT |  | Conventional Hydro | 1903-12-01 |  | 5.09 | 6.29 | 6.29
Existing | US | WECC | PSEI |  | 3854 | 4 |  | Electron | 4 |  | HY | WAT |  | Conventional Hydro | 1928-12-01 |  | 7.5 | 7.9 | 7.9
Existing | US | WECC | PSEI |  | 7870 | CTG1 |  | Encogen | 1 |  | CT | NG |  | Natural Gas and Other Gases | 1993-03-01 |  | 39.44 | 34.5 | 44.5
Existing | US | WECC | PSEI |  | 7870 | CTG2 |  | Encogen | 2 |  | CT | NG |  | Natural Gas and Other Gases | 1993-03-01 |  | 39.44 | 34.5 | 44.5
Existing | US | WECC | PSEI |  | 7870 | CTG3 |  | Encogen | 3 |  | CT | NG |  | Natural Gas and Other Gases | 1993-03-01 |  | 39.44 | 34.5 | 44.5
Existing | US | WECC | PSEI |  | 7870 | STG |  | Encogen | L |  | CA | NG |  | Natural Gas and Other Gases | 1993-04-01 |  | 49.14 | 55.89 | 55.89
Existing | US | WECC | PSEI |  | 99 | 1 |  | Frederickson | 1 |  | GT | NG |  | Natural Gas and Other Gases | 1981-11-01 |  | 84.59 | 67 | 87.7
Existing | US | WECC | PSEI |  | 99 | 2 |  | Frederickson | 2 |  | GT | NG |  | Natural Gas and Other Gases | 1981-11-01 |  | 84.59 | 67 | 87.7
Existing | US | WECC | PSEI |  | 607 | 1 |  | Fredonia | 1 |  | GT | NG |  | Natural Gas and Other Gases | 1984-05-01 |  | 129.1 | 101.5 | 123
Existing | US | WECC | PSEI |  | 607 | 2 |  | Fredonia | 2 |  | GT | NG |  | Natural Gas and Other Gases | 1984-05-01 |  | 129.1 | 101.5 | 123
Existing | US | WECC | PSEI |  | 607 | 3 |  | Fredonia | 3 |  | GT | NG |  | Natural Gas and Other Gases | 2001-07-01 |  | 58.9 | 47 | 60.5
Existing | US | WECC | PSEI |  | 607 | 4 |  | Fredonia | 4 |  | GT | NG |  | Natural Gas and Other Gases | 2001-07-01 |  | 58.9 | 47 | 60.5
Existing | US | WECC | PSEI |  | 60444 | 1 |  | Glacier | 1 |  | BA | MWH |  | Other | 2016-06-01 |  | 2 | 2 | 2
Existing | US | WECC | PSEI |  | 55482 | G1 |  | Goldendale | G1 |  | CT | NG |  | Natural Gas and Other Gases | 2004-08-01 |  | 172 | 146.09 | 171.09
Existing | US | WECC | PSEI |  | 55482 | G2 |  | Goldendale | S1 |  | CA | NG |  | Natural Gas and Other Gases | 2004-08-01 |  | 114 | 110.59 | 110.59
Existing | US | WECC | PSEI |  | 60517 | 1 |  | Hancock | 1 |  | HY | WAT |  | Conventional Hydro | 2017-02-14 |  | 6 | 6 | 6
Existing | US | WECC | PSEI |  | 54652 | GEN4 |  | Hutchinson Creek | 4 |  | HY | WAT |  | Conventional Hydro | 1983-01-01 |  | 1 | 0 | 0
Existing | US | WECC | PSEI |  | 54652 | GEN1 |  | Hutchinson Creek | 1 |  | HY | WAT |  | Conventional Hydro | 1983-01-01 |  | 1 | 1 | 1
Existing | US | WECC | PSEI |  | 54652 | GEN2 |  | Hutchinson Creek | 2 |  | HY | WAT |  | Conventional Hydro | 1983-01-01 |  | 1 | 0 | 0
Existing | US | WECC | PSEI |  | 54652 | GEN3 |  | Hutchinson Creek | 3 |  | HY | WAT |  | Conventional Hydro | 1983-01-01 |  | 1 | 0 | 0
Existing | US | WECC | PSEI |  | 54267 | GEN1 |  | Koma Kulshan | 1 |  | HY | WAT |  | Conventional Hydro | 1990-10-01 |  | 12 | 12 | 12
Existing | US | WECC | PSEI |  | 3855 | 3 |  | Lower Baker | 3 |  | HY | WAT |  | Conventional Hydro | 1959-12-01 |  | 80.75 | 86.7 | 86.7
Existing | US | WECC | PSEI |  | 3855 | 4 |  | Lower Baker | 4 |  | HY | WAT |  | Conventional Hydro | 2013-08-01 |  | 30.4 | 31 | 31
Existing | US | WECC | PSEI |  | 54268 | GTG1 |  | March Point | 1 |  | CT | NG |  | Natural Gas and Other Gases | 1991-09-01 |  | 46.68 | 40 | 40
Existing | US | WECC | PSEI |  | 54268 | GTG2 |  | March Point | 2 |  | CT | NG |  | Natural Gas and Other Gases | 1991-10-01 |  | 46.68 | 40 | 40
Existing | US | WECC | PSEI |  | 54268 | GTG3 |  | March Point | 3 |  | CT | NG |  | Natural Gas and Other Gases | 1993-01-01 |  | 46.68 | 40 | 40
Existing | US | WECC | PSEI |  | 54268 | STG1 |  | March Point | L |  | CA | NG |  | Natural Gas and Other Gases | 1993-01-01 |  | 27 | 20 | 20
Existing | US | WECC | PSEI |  | 55700 | CTG1 |  | Mint Farm | G |  | CT | NG |  | Natural Gas and Other Gases | 2008-01-01 |  | 186 | 155.4 | 182
Existing | US | WECC | PSEI |  | 55700 | 1STG |  | Mint Farm | S |  | CA | NG |  | Natural Gas and Other Gases | 2008-01-01 |  | 133.9 | 120.5 | 120.5
Existing | US | WECC | PSEI |  | 3856 | 1 |  | Nooksack | 1 |  | HY | WAT |  | Conventional Hydro | 1905-12-01 |  | 1.5 | 1.75 | 1.75
Existing | US | WECC | PSEI |  | 56406 | GEN1 |  | Sierra Pacific | 1 |  | ST | WDS |  | Biomass | 2007-04-01 |  | 28.3 | 29.14 | 29.14
Existing | US | WECC | PSEI |  | 1915 | 1 |  | Skagit Co. Waste | 1 |  | ST | MSW |  | Biomass | 1987-12-01 |  | 2.5 | 0 | 0
Existing | US | WECC | PSEI |  | 3860 | 1 |  | Snoqualmie | 1 |  | HY | WAT |  | Conventional Hydro | 2013-06-01 |  | 1.8 | 1.8 | 1.8
Existing | US | WECC | PSEI |  | 3860 | 2 |  | Snoqualmie | 2 |  | HY | WAT |  | Conventional Hydro | 2013-06-01 |  | 1.8 | 1.8 | 1.8
Existing | US | WECC | PSEI |  | 3860 | 3 |  | Snoqualmie | 3 |  | HY | WAT |  | Conventional Hydro | 2013-06-01 |  | 1.8 | 1.8 | 1.8
Existing | US | WECC | PSEI |  | 3860 | 4 |  | Snoqualmie | 4 |  | HY | WAT |  | Conventional Hydro | 2013-06-01 |  | 1.8 | 1.8 | 1.8
Existing | US | WECC | PSEI |  | 3860 | 5 |  | Snoqualmie | 5 |  | HY | WAT |  | Conventional Hydro | 2013-06-01 |  | 6.5 | 6.7 | 6.7
Existing | US | WECC | PSEI |  | 7867 | 6 |  | Snoqualmie | 6 |  | HY | WAT |  | Conventional Hydro | 2013-06-01 |  | 13.7 | 13.69 | 13.69
Existing | US | WECC | PSEI |  | 7867 | 7 |  | Snoqualmie | 7 |  | HY | WAT |  | Conventional Hydro | 2013-06-01 |  | 24.3 | 27 | 27
Existing | US | WECC | PSEI |  | 54476 | GEN1 |  | Sumas Energy | 1 |  | CT | NG |  | Natural Gas and Other Gases | 1993-03-01 |  | 101.5 | 82.4 | 96.5
Existing | US | WECC | PSEI |  | 54476 | GEN2 |  | Sumas Energy | L |  | CA | NG |  | Natural Gas and Other Gases | 1993-03-01 |  | 43.6 | 40.79 | 40.79
Existing | US | WECC | PSEI |  | 54537 | CT1A |  | Tenaska Ferndale | 1 |  | CT | NG |  | Natural Gas and Other Gases | 1994-04-01 |  | 90.79 | 88 | 102.9
Existing | US | WECC | PSEI |  | 54537 | CT1B |  | Tenaska Ferndale | 2 |  | CT | NG |  | Natural Gas and Other Gases | 1994-04-01 |  | 90.79 | 88 | 102.9
Existing | US | WECC | PSEI |  | 54537 | ST1 |  | Tenaska Ferndale | L |  | CA | NG |  | Natural Gas and Other Gases | 1994-04-01 |  | 71.86 | 95 | 95
Existing | US | WECC | PSEI |  | 50827 | UNI1 |  | Twin Falls | 1 |  | HY | WAT |  | Conventional Hydro | 1989-12-01 |  | 12 | 10 | 10
Existing | US | WECC | PSEI |  | 50827 | UNI2 |  | Twin Falls | 2 |  | HY | WAT |  | Conventional Hydro | 1989-12-01 |  | 12 | 10 | 10
Existing | US | WECC | PSEI |  | 3861 | 1 |  | Upper Baker | 1 |  | HY | WAT |  | Conventional Hydro | 1958-12-01 |  | 52.39 | 58.79 | 58.79
Existing | US | WECC | PSEI |  | 3861 | 2 |  | Upper Baker | 2 |  | HY | WAT |  | Conventional Hydro | 1958-12-01 |  | 52.39 | 52.6 | 52.6
Existing | US | WECC | PSEI |  | 57188 | 1 |  | Vantage Wind | 1 |  | WT | WND |  | Wind | 2010-10-01 |  | 96 | 96 | 96
Existing | US | WECC | PSEI |  | 54387 | GEN1 |  | Weeks Falls | 1 |  | HY | WAT |  | Conventional Hydro | 1990-06-01 |  | 4.29 | 1 | 0
Existing | US | WECC | PSEI |  | 6120 | 2 |  | Whitehorn | 2 |  | GT | NG |  | Natural Gas and Other Gases | 1981-10-01 |  | 84.59 | 72.5 | 87.7
Existing | US | WECC | PSEI |  | 6120 | 3 |  | Whitehorn | 3 |  | GT | NG |  | Natural Gas and Other Gases | 1981-10-01 |  | 84.59 | 72.5 | 87.7
Existing | US | WECC | PSEI |  | 56322 | 1 |  | Wild Horse | 1 |  | WT | WND |  | Wind | 2006-09-01 |  | 228.59 | 228.59 | 228.59
Existing | US | WECC | PSEI |  | 56322 | WH2 |  | Wild Horse Expansion | 1 |  | WT | WND |  | Wind | 2009-11-01 |  | 44 | 44 | 44
Existing | US | WECC | PSEI |  |  |  |  | Thurston Wind | 1 |  | WT | WND |  | Wind | 2020-04-01 |  | 158.7 | 158.7 | 158.7
Existing | US | WECC | PSEI |  | 6076 | 3 |  | Colstrip | 3 |  | ST | SUB |  | Coal | 1984-01-01 |  | 185 | 185 | 185
Existing | US | WECC | PSEI |  | 6076 | 4 |  | Colstrip | 4 |  | ST | SUB |  | Coal | 1986-04-01 |  | 185 | 185 | 185
Existing | US | WECC | SCL |  | 6433 | 51 |  | Boundary | 1 |  | HY | WAT |  | Conventional Hydro | 1967-10-01 | 2050-12-31 | 158.4 | 158.4 | 158.4
Existing | US | WECC | SCL |  | 6433 | 52 |  | Boundary | 2 |  | HY | WAT |  | Conventional Hydro | 1967-08-01 | 2050-12-31 | 161.5 | 161.5 | 161.5
Existing | US | WECC | SCL |  | 6433 | 53 |  | Boundary | 3 |  | HY | WAT |  | Conventional Hydro | 1967-09-01 | 2050-12-31 | 158.4 | 158.4 | 158.4
Existing | US | WECC | SCL |  | 6433 | 54 |  | Boundary | 4 |  | HY | WAT |  | Conventional Hydro | 1967-08-01 | 2050-12-31 | 161.5 | 161.5 | 161.5
Existing | US | WECC | SCL |  | 6433 | 55 |  | Boundary | 5 |  | HY | WAT |  | Conventional Hydro | 1985-11-01 | 2050-12-31 | 239.4 | 232 | 232
Existing | US | WECC | SCL |  | 6433 | 56 |  | Boundary | 6 |  | HY | WAT |  | Conventional Hydro | 1986-05-01 | 2050-12-31 | 239.4 | 232 | 232
Existing | US | WECC | SCL |  | 6430 | 5 |  | Cedar Falls | 1 |  | HY | WAT |  | Conventional Hydro | 1921-11-01 |  | 15 | 15 | 15
Existing | US | WECC | SCL |  | 6430 | 6 |  | Cedar Falls | 2 |  | HY | WAT |  | Conventional Hydro | 1929-11-01 |  | 15 | 15 | 15
Existing | US | WECC | SCL |  | 6432 | 31 |  | Diablo | 1 |  | HY | WAT |  | Conventional Hydro | 1937-04-01 | 2050-12-31 | 90 | 90 | 90
Existing | US | WECC | SCL |  | 6432 | 32 |  | Diablo | 2 |  | HY | WAT |  | Conventional Hydro | 1936-10-01 | 2050-12-31 | 90 | 83 | 83
Existing | US | WECC | SCL |  | 6432 | 35 |  | Diablo | 3 |  | HY | WAT |  | Conventional Hydro | 1936-10-01 |  | 1.2 | 1.2 | 1.2
Existing | US | WECC | SCL |  | 6432 | 36 |  | Diablo | 4 |  | HY | WAT |  | Conventional Hydro | 1936-10-01 |  | 1.2 | 1.2 | 1.2
Existing | US | WECC | SCL |  | 6431 | 21 |  | Gorge | 1 |  | HY | WAT |  | Conventional Hydro | 1924-09-01 | 2050-12-31 | 36.8 | 32 | 32
Existing | US | WECC | SCL |  | 6431 | 22 |  | Gorge | 2 |  | HY | WAT |  | Conventional Hydro | 1924-09-01 | 2050-12-31 | 36.8 | 32 | 32
Existing | US | WECC | SCL |  | 6431 | 23 |  | Gorge | 3 |  | HY | WAT |  | Conventional Hydro | 1929-05-01 | 2050-12-31 | 36.8 | 32 | 32
Existing | US | WECC | SCL |  | 6431 | 24 |  | Gorge | 4 |  | HY | WAT |  | Conventional Hydro | 1951-06-01 | 2050-12-31 | 96.9 | 97 | 97
Existing | US | WECC | SCL |  | 6202 | 41 |  | Ross | 1 |  | HY | WAT |  | Conventional Hydro | 1956-11-01 | 2050-12-31 | 112.5 | 112.5 | 112.5
Existing | US | WECC | SCL |  | 6202 | 42 |  | Ross | 2 |  | HY | WAT |  | Conventional Hydro | 1954-01-01 | 2050-12-31 | 112.5 | 112.5 | 112.5
Existing | US | WECC | SCL |  | 6202 | 43 |  | Ross | 3 |  | HY | WAT |  | Conventional Hydro | 1953-04-01 | 2050-12-31 | 112.5 | 112.5 | 112.5
Existing | US | WECC | SCL |  | 6202 | 44 |  | Ross | 4 |  | HY | WAT |  | Conventional Hydro | 1952-12-01 | 2050-12-31 | 112.5 | 112.5 | 112.5
Existing | US | WECC | SCL |  | 622 | 1 |  | South Fork Tolt | 1 |  | HY | WAT |  | Conventional Hydro | 1995-11-01 |  | 16.8 | 16.8 | 16.8
Existing | US | WECC | SPPC |  | 55991 | OEC |  | Brady Hot Springs | OEC |  | ST | GEO |  | Geothermal | 2002-08-01 |  | 6.5 | 5.5 | 6.5
Existing | US | WECC | SPPC |  | 55991 | TG-1 |  | Brady Hot Springs | TG-1 |  | ST | GEO |  | Geothermal | 1992-06-01 |  | 9.19 | 7.5 | 9
Existing | US | WECC | SPPC |  | 55991 | TG-2 |  | Brady Hot Springs | TG-2 |  | ST | GEO |  | Geothermal | 1992-06-01 |  | 9.19 | 7.5 | 9
Existing | US | WECC | SPPC |  | 55991 | TG-3 |  | Brady Hot Springs | TG-3 |  | ST | GEO |  | Geothermal | 1992-06-01 |  | 8 | 6.29 | 7.79
Existing | US | WECC | SPPC |  | 6510 | 1 |  | Brunswick | 1 |  | IC | DFO |  | Petroleum | 1959-12-01 |  | 2 | 2 | 2
Existing | US | WECC | SPPC |  | 6510 | 2 |  | Brunswick | 2 |  | IC | DFO |  | Petroleum | 1959-12-01 |  | 2 | 2 | 2
Existing | US | WECC | SPPC |  | 6510 | 3 |  | Brunswick | 3 |  | IC | DFO |  | Petroleum | 1959-12-01 |  | 2 | 2 | 2
Existing | US | WECC | SPPC |  | 2330 | 2 |  | Fort Churchill | 2 |  | ST | NG |  | Natural Gas and Other Gases | 1971-09-01 | 2021-12-31 | 115 | 113 | 113
Existing | US | WECC | SPPC |  | 56540 | GEN1 |  | Galena 2 | 1 |  | BT | GEO |  | Geothermal | 2007-05-01 |  | 13.5 | 9.19 | 10.4
Existing | US | WECC | SPPC |  | 56541 | GEN1 |  | Galena 3 | 2 |  | BT | GEO |  | Geothermal | 2008-02-01 |  | 15 | 7.9 | 11.19
Existing | US | WECC | SPPC |  | 6521 | 1 |  | Lahontan | 1 |  | HY | WAT |  | Conventional Hydro | 1910-12-01 |  | 0.59 | 0.59 | 0.59
Existing | US | WECC | SPPC |  | 6521 | 2 |  | Lahontan | 2 |  | HY | WAT |  | Conventional Hydro | 1910-12-01 |  | 0.59 | 0.59 | 0.59
Existing | US | WECC | SPPC |  | 6521 | 3 |  | Lahontan | 3 |  | HY | WAT |  | Conventional Hydro | 1910-12-01 |  | 0.59 | 0.59 | 0.59
Existing | US | WECC | SPPC |  |  |  |  | Turquoise Solar | 1 |  | PV | SUN |  | Solar | 2019-01-18 |  | 10 | 10 | 10
Existing | US | WECC | SPPC |  | 50261 | GEN1 |  | New Lahontan | 1 |  | HY | WAT |  | Conventional Hydro | 1989-04-01 |  | 4 | 3.79 | 3.7
Existing | US | WECC | SPPC |  | 56321 | 1 |  | Richard Burdette Geothermal | 1 |  | BT | GEO |  | Geothermal | 2005-11-01 |  | 15 | 7.79 | 11
Existing | US | WECC | SPPC |  | 56321 | OEC2 |  | Richard Burdette Geothermal | OEC2 |  | BT | GEO |  | Geothermal | 2005-11-01 |  | 15 | 7.79 | 11
Existing | US | WECC | SPPC |  |  |  |  | Soda Lake | 1 |  | ST | GEO |  | Geothermal | 2019-10-01 |  | 20.9 | 20.9 | 20.9
Existing | US | WECC | SPPC |  | 7066 | 2 |  | Stampede | 1 |  | HY | WAT |  | Conventional Hydro | 1988-01-01 |  | 0.59 | 0.59 | 0.59
Existing | US | WECC | SPPC |  | 7066 | 1 |  | Stampede | 2 |  | HY | WAT |  | Conventional Hydro | 1988-01-01 |  | 3 | 3 | 3
Existing | US | WECC | SPPC |  | 52138 | DE31 |  | Steamboat 1A | DE31 |  | BT | GEO |  | Geothermal | 1988-12-01 |  | 1.2 | 0.9 | 1.1
Existing | US | WECC | SPPC |  | 52138 | DE32 |  | Steamboat 1A | DE32 |  | BT | GEO |  | Geothermal | 1988-12-01 |  | 1.2 | 0.9 | 1.1
Existing | US | WECC | SPPC |  | 50654 | GEN1 |  | Steamboat Hills | GEN1 |  | ST | GEO |  | Geothermal | 1988-02-01 |  | 14.6 | 5.5 | 7.29
Existing | US | WECC | SPPC |  | 50654 | OEC41 |  | Steamboat Hills | OEC41 |  | BT | GEO |  | Geothermal | 2007-04-01 |  | 5.5 | 2.1 | 2.7
Existing | US | WECC | SPPC |  | 54665 | T201 |  | Steamboat II | T201 |  | BT | GEO |  | Geothermal | 1992-09-01 |  | 9.09 | 5.4 | 8.09
Existing | US | WECC | SPPC |  | 54665 | T202 |  | Steamboat II | T202 |  | BT | GEO |  | Geothermal | 1992-09-01 |  | 9.09 | 5.4 | 8.09
Existing | US | WECC | SPPC |  | 54666 | T301 |  | Steamboat III | T301 |  | BT | GEO |  | Geothermal | 1992-10-01 |  | 9.09 | 5.4 | 8.09
Existing | US | WECC | SPPC |  | 54666 | T302 |  | Steamboat III | T302 |  | BT | GEO |  | Geothermal | 1992-10-01 |  | 9.09 | 5.4 | 8.09
Existing | US | WECC | SPPC |  |  |  |  | Techren 1-2 | 44198 |  | PV | SUN |  | Solar | 2019-11-13 |  | 300 | 300 | 300
Existing | US | WECC | SPPC |  | 2336 | 3 |  | Tracy | 3 |  | ST | NG |  | Natural Gas and Other Gases | 1974-10-01 | 2024-12-31 | 119.8 | 108 | 108
Existing | US | WECC | SPPC |  | 2336 | GT1 |  | Tracy | GT1 |  | GT | DFO |  | Petroleum | 1960-12-01 |  | 12.5 | 10 | 10
Existing | US | WECC | SPPC |  | 2336 | GT2 |  | Tracy | GT2 |  | GT | DFO |  | Petroleum | 1961-12-01 |  | 12.5 | 10 | 10
Existing | US | WECC | SPPC |  | 2336 | GT3 |  | Tracy | GT3 |  | GT | NG |  | Natural Gas and Other Gases | 1994-07-01 |  | 85 | 66.29 | 76.4
Existing | US | WECC | SPPC |  | 2336 | GT4 |  | Tracy | GT4 |  | GT | NG |  | Natural Gas and Other Gases | 1994-07-01 |  | 85 | 66.29 | 76.4
Existing | US | WECC | SPPC |  | 2336 | 8 |  | Tracy CC | CT1 |  | CT | NG |  | Natural Gas and Other Gases | 2008-07-01 | 2043-12-31 | 155.59 | 153 | 178
Existing | US | WECC | SPPC |  | 2336 | 9 |  | Tracy CC | CT2 |  | CT | NG |  | Natural Gas and Other Gases | 2008-07-01 | 2043-12-31 | 155.59 | 155.59 | 155.59
Existing | US | WECC | SPPC |  | 2336 | 10 |  | Tracy CC | ST |  | ST | NG |  | Natural Gas and Other Gases | 2008-07-01 | 2043-12-31 | 312 | 312 | 312
Existing | US | WECC | SPPC |  | 2336 | 4 |  | Tracy G240 | 4 |  | CT | NG |  | Natural Gas and Other Gases | 1997-03-01 | 2024-12-31 | 69.7 | 104 | 108
Existing | US | WECC | SPPC |  | 2336 | 5 |  | Tracy G240 | 5 |  | CA | NG |  | Natural Gas and Other Gases | 1996-12-01 |  | 50.2 | 50.2 | 50.2
Existing | US | WECC | SPPC |  | 6531 | 1 |  | Verdi | 1 |  | HY | WAT |  | Conventional Hydro | 1910-12-01 |  | 2.39 | 2.1 | 2.1
Existing | US | WECC | SPPC |  | 55988 | 1 |  | Wabuska | 1 |  | ST | GEO |  | Geothermal | 1984-03-01 |  | 0.59 | 0.4 | 0.4
Existing | US | WECC | SPPC |  | 55988 | 2 |  | Wabuska | 2 |  | ST | GEO |  | Geothermal | 1987-05-01 |  | 0.8 | 0.4 | 0.5
Existing | US | WECC | SPPC |  | 55988 | 3 |  | Wabuska | 3 |  | ST | GEO |  | Geothermal | 2002-07-01 |  | 0.8 | 0.1 | 0.59
Existing | US | WECC | SPPC |  | 6532 | 1 |  | Washoe | 1 |  | HY | WAT |  | Conventional Hydro | 1903-12-01 |  | 1.3 | 0.9 | 0.69
Existing | US | WECC | SPPC |  | 6532 | 2 |  | Washoe | 2 |  | HY | WAT |  | Conventional Hydro | 1903-12-01 |  | 1.3 | 0.9 | 0.69
Existing | US | WECC | SPPC |  | 99999 | SPB |  | Frank Hooper | 1 |  | HY | WAT |  | Conventional Hydro | 1982-12-01 |  | 0.1 | 0.17 | 0
Existing | US | WECC | SPPC |  | 6518 | KB1 |  | Kings Beach | 1 |  | IC | DFO |  | Petroleum | 2008-10-01 |  | 2.5 | 2 | 2
Existing | US | WECC | SPPC |  | 6518 | KB2 |  | Kings Beach | 2 |  | IC | DFO |  | Petroleum | 2008-10-01 |  | 2.5 | 2 | 2
Existing | US | WECC | SPPC |  | 6518 | KB3 |  | Kings Beach | 3 |  | IC | DFO |  | Petroleum | 2008-10-01 |  | 2.5 | 2 | 2
Existing | US | WECC | SPPC |  | 6518 | KB4 |  | Kings Beach | 4 |  | IC | DFO |  | Petroleum | 2008-10-01 |  | 2.5 | 2 | 2
Existing | US | WECC | SPPC |  | 6518 | KB5 |  | Kings Beach | 5 |  | IC | DFO |  | Petroleum | 2008-10-01 |  | 2.5 | 2 | 2
Existing | US | WECC | SPPC |  | 6518 | KB6 |  | Kings Beach | 6 |  | IC | DFO |  | Petroleum | 2008-10-01 |  | 2.5 | 2 | 2
Existing | US | WECC | SPPC |  | 6513 | 1 |  | Fleish | 1 |  | HY | WAT |  | Conventional Hydro | 1913-12-01 |  | 2 | 2.5 | 2.2
Existing | US | WECC | SPPC |  | 55494 | CT3 |  | Tri Center Naniwa Energy | 3 |  | GT | NG |  | Natural Gas and Other Gases | 2001-06-01 |  | 64 | 50 | 60
Existing | US | WECC | SPPC |  | 55494 | CT4 |  | Tri Center Naniwa Energy | 4 |  | GT | NG |  | Natural Gas and Other Gases | 2001-06-01 |  | 64 | 50 | 60
Existing | US | WECC | SPPC |  | 55494 | CT5 |  | Tri Center Naniwa Energy | 5 |  | GT | NG |  | Natural Gas and Other Gases | 2001-07-01 |  | 62 | 50 | 60
Existing | US | WECC | SPPC |  | 55494 | CT6 |  | Tri Center Naniwa Energy | 6 |  | GT | NG |  | Natural Gas and Other Gases | 2001-07-01 |  | 62 | 50 | 60
Existing | US | WECC | SPPC |  | 56224 | 1 |  | TS Power | 1 |  | ST | SUB |  | Coal | 2008-05-01 |  | 242 | 226.8 | 227.5
Existing | US | WECC | SPPC |  | 57451 | G9200 |  | Tuscarora | 1 |  | BT | GEO |  | Geothermal | 2012-01-11 |  | 12 | 9 | 9
Existing | US | WECC | SPPC |  | 57451 | G9250 |  | Tuscarora | 2 |  | BT | GEO |  | Geothermal | 2012-01-11 |  | 12 | 9 | 9
Existing | US | WECC | SPPC |  | 58319 | 1 |  | Vulcan-Patua1 | 1 |  | BT | GEO |  | Geothermal | 2013-12-31 |  | 30 | 30 | 30
Existing | US | WECC | SPPC |  | 57166 | GEN1 |  | Waste Management Lockwood LFGT | 1 |  | IC | LFG |  | Biomass | 2012-04-01 |  | 1.6 | 1.6 | 1.6
Existing | US | WECC | SPPC |  | 57166 | GEN2 |  | Waste Management Lockwood LFGT | 2 |  | IC | LFG |  | Biomass | 2012-04-01 |  | 1.6 | 1.6 | 1.6
Existing | US | WECC | SPPC |  | 56500 | A101 |  | Western 102 | 1 |  | IC | NG |  | Natural Gas and Other Gases | 2005-11-01 |  | 8.4 | 7.9 | 8.4
Existing | US | WECC | SPPC |  | 56500 | PV1 |  | Western 102 | 1 |  | PV-NT | SUN |  | Solar | 2007-12-01 |  | 1 | 1 | 1
Existing | US | WECC | SPPC |  | 56500 | B102 |  | Western 102 | 2 |  | IC | NG |  | Natural Gas and Other Gases | 2005-11-01 |  | 8.4 | 7.9 | 8.4
Existing | US | WECC | SPPC |  | 56500 | B202 |  | Western 102 | 3 |  | IC | NG |  | Natural Gas and Other Gases | 2005-11-01 |  | 8.4 | 7.9 | 8.4
Existing | US | WECC | SPPC |  | 56500 | C102 |  | Western 102 | 4 |  | IC | NG |  | Natural Gas and Other Gases | 2005-11-01 |  | 8.4 | 7.9 | 8.4
Existing | US | WECC | SPPC |  | 56500 | C202 |  | Western 102 | 5 |  | IC | NG |  | Natural Gas and Other Gases | 2005-11-01 |  | 8.4 | 7.9 | 8.4
Existing | US | WECC | SPPC |  | 56500 | D101 |  | Western 102 | 6 |  | IC | NG |  | Natural Gas and Other Gases | 2005-11-01 |  | 8.4 | 7.9 | 8.4
Existing | US | WECC | SPPC |  | 56500 | E102 |  | Western 102 | 7 |  | IC | NG |  | Natural Gas and Other Gases | 2005-11-01 |  | 8.4 | 7.9 | 8.4
Existing | US | WECC | SPPC |  | 56500 | E202 |  | Western 102 | 8 |  | IC | NG |  | Natural Gas and Other Gases | 2005-11-01 |  | 8.4 | 7.9 | 8.4
Existing | US | WECC | SPPC |  | 56500 | F102 |  | Western 102 | 9 |  | IC | NG |  | Natural Gas and Other Gases | 2005-11-01 |  | 8.4 | 7.9 | 8.4
Existing | US | WECC | SPPC |  | 56500 | F202 |  | Western 102 | 10 |  | IC | NG |  | Natural Gas and Other Gases | 2005-11-01 |  | 8.4 | 7.9 | 8.4
Existing | US | WECC | SPPC |  | 56500 | G102 |  | Western 102 | 11 |  | IC | NG |  | Natural Gas and Other Gases | 2005-11-01 |  | 8.4 | 7.9 | 8.4
Existing | US | WECC | SPPC |  | 56500 | G202 |  | Western 102 | 12 |  | IC | NG |  | Natural Gas and Other Gases | 2005-11-01 |  | 8.4 | 7.9 | 8.4
Existing | US | WECC | SPPC |  | 56500 | H102 |  | Western 102 | 13 |  | IC | NG |  | Natural Gas and Other Gases | 2005-11-01 |  | 8.4 | 7.9 | 8.4
Existing | US | WECC | SPPC |  | 56500 | H202 |  | Western 102 | 14 |  | IC | NG |  | Natural Gas and Other Gases | 2005-11-01 |  | 8.4 | 7.9 | 8.4
Existing | US | WECC | SPPC |  | 10287 | GEN1 |  | Beowawe | 1 |  | ST | GEO |  | Geothermal | 2006-01-01 |  | 17 | 12.8 | 13.1
Existing | US | WECC | SPPC |  | 10287 | GEN2 |  | Beowawe | 2 |  | ST | GEO |  | Geothermal | 2011-02-01 |  | 3.6 | 1.3 | 2
Existing | US | WECC | SPPC |  | 10018 | OEC2 |  | Desert Peak | 2 |  | BT | GEO |  | Geothermal | 1985-12-01 |  | 11 | 7.5 | 8
Existing | US | WECC | SPPC |  | 10018 | GEN2 |  | Desert Peak | 3 |  | ST | GEO |  | Geothermal | 2007-05-01 |  | 15 | 10 | 15
Existing | US | WECC | SPPC |  | 57213 | 101 |  | Saltwells | 1 |  | BT | GEO |  | Geothermal | 2009-09-01 |  | 11.8 | 10.1 | 14.3
Existing | US | WECC | SPPC |  | 57213 | 201 |  | Saltwells | 1 |  | BT | GEO |  | Geothermal | 2009-09-01 |  | 11.8 | 10.1 | 14.3
Existing | US | WECC | SPPC |  | 52174 | OE11 |  | Soda Lake | OE11 |  | ST | GEO |  | Geothermal | 1987-12-01 |  | 1.2 | 0.69 | 0.8
Existing | US | WECC | SPPC |  | 52174 | OE12 |  | Soda Lake | OE12 |  | ST | GEO |  | Geothermal | 1987-12-01 |  | 1.2 | 0.59 | 0.69
Existing | US | WECC | SPPC |  | 52174 | OE13 |  | Soda Lake | OE13 |  | ST | GEO |  | Geothermal | 1987-12-01 |  | 1.2 | 0.69 | 0.69
Existing | US | WECC | SPPC |  | 52174 | OE21 |  | Soda Lake | OE21 |  | ST | GEO |  | Geothermal | 1990-10-01 |  | 1.5 | 0.59 | 0.69
Existing | US | WECC | SPPC |  | 52174 | OEC1 |  | Soda Lake | OEC1 |  | ST | GEO |  | Geothermal | 1990-10-01 |  | 3.5 | 1.1 | 1.7
Existing | US | WECC | SPPC |  | 52174 | OEC2 |  | Soda Lake | OEC2 |  | ST | GEO |  | Geothermal | 1990-10-01 |  | 3.5 | 1.3 | 1.8
Existing | US | WECC | SPPC |  | 52174 | OEC3 |  | Soda Lake | OEC3 |  | ST | GEO |  | Geothermal | 1990-10-01 |  | 3.5 | 1.39 | 1.89
Existing | US | WECC | SPPC |  | 52174 | OEC4 |  | Soda Lake | OEC4 |  | ST | GEO |  | Geothermal | 1990-10-01 |  | 3.5 | 1.5 | 2
Existing | US | WECC | SPPC |  | 52174 | OEC5 |  | Soda Lake | OEC5 |  | ST | GEO |  | Geothermal | 1990-10-01 |  | 3.5 | 1.7 | 1.89
Existing | US | WECC | SPPC |  | 52174 | OEC6 |  | Soda Lake | OEC6 |  | ST | GEO |  | Geothermal | 1990-10-01 |  | 3.5 | 1.3 | 1.39
Existing | US | WECC | SPPC |  | 57192 | WTG |  | Spring Valley 1 | 1 |  | WT | WND |  | Wind | 2012-08-16 |  | 149 | 149 | 149
Existing | US | WECC | SPPC |  | 50765 | 1 |  | Stillwater Enel | 1 |  | PV-NT | SUN |  | Solar | 2012-03-12 |  | 20 | 19.8 | 19.8
Existing | US | WECC | SPPC |  | 50765 | 1-1 |  | Stillwater Facility | 1 |  | BT | GEO |  | Geothermal | 2009-09-01 |  | 11.8 | 10.1 | 14.3
Existing | US | WECC | SPPC |  | 50765 | 1-2 |  | Stillwater Facility | 2 |  | BT | GEO |  | Geothermal | 2009-09-01 |  | 11.8 | 10.1 | 14.3
Existing | US | WECC | SPPC |  | 50765 | 2-1 |  | Stillwater Facility | 3 |  | BT | GEO |  | Geothermal | 2009-09-01 |  | 11.8 | 10.1 | 14.3
Existing | US | WECC | SPPC |  | 50765 | 2-2 |  | Stillwater Facility | 4 |  | BT | GEO |  | Geothermal | 2009-09-01 |  | 11.8 | 10.1 | 14.3
Existing | US | WECC | SPPC |  |  |  |  | Brady Geothermal | 1 |  | ST | GEO |  | Geothermal | 2018-02-01 |  | 18.7 | 18.7 | 18.7
Existing | US | WECC | SPPC |  |  |  |  | McGinness 3 | 1 |  | ST | GEO |  | Geothermal | 2018-12-08 |  | 48 | 48 | 48
Existing | US | WECC | SPPC |  |  |  |  | Turquoise Solar | 2 |  | PV | SUN |  | Solar | 2020-09-11 |  | 50 | 50 | 50
Existing | US | WECC | SPPC |  | 8224 | 1 |  | North Valmy | 1 |  | ST | BIT |  | Coal | 1981-12-01 | 2021-12-31 | 138.595 | 127 | 127
Existing | US | WECC | SPPC |  | 8224 | 2 |  | North Valmy | 2 |  | ST | BIT |  | Coal | 1985-05-01 | 2025-12-31 | 144.9 | 134 | 134
Tier 1 | US | WECC | SPPC |  |  |  |  | Battle Mountain Solar | 1 |  | PV | SUN |  | Solar | 2021-04-06 |  | 101 | 101 | 101
Tier 1 | US | WECC | SPPC |  |  |  |  | Dodge Flat | 1 |  | PV | SUN |  | Solar | 2021-08-01 |  | 200 | 200 | 200
Tier 1 | US | WECC | SPPC |  |  |  |  | Bannock PV | 1 |  | PV | SUN |  | Solar | 2023-08-12 |  | 35 | 35 | 35
Tier 1 | US | WECC | SPPC |  |  |  |  | Alpha Solar | 1 |  | PV | SUN |  | Solar | 2023-05-31 |  | 80 | 80 | 80
Tier 1 | US | WECC | SPPC |  |  |  |  | Brunswick | 1 |  | BA | MWH |  | Other | 2023-09-30 |  | 125 | 125 | 125
Tier 1 | US | WECC | SPPC |  |  |  |  | Carson Lakes | 1 |  | ST | GEO |  | Geothermal | 2022-12-31 |  | 20 | 20 | 20
Tier 1 | US | WECC | SPPC |  |  |  |  | Dixie Comstock | 1 |  | ST | GEO |  | Geothermal | 2023-01-14 |  | 38.5 | 38.5 | 38.5
Tier 1 | US | WECC | SPPC |  |  |  |  | Dodge Flat 2 | 2 |  | PV-BA | SUN |  | Solar | 2026-12-01 |  | 200 | 200 | 200
Tier 1 | US | WECC | SPPC |  |  |  |  | Dodge Flat 5 | 2 |  | PV-BA | SUN |  | Solar | 2023-12-31 |  | 200 | 200 | 200
Tier 1 | US | WECC | SPPC |  |  |  |  | Fish Springs Ranch | 1 |  | PV | SUN |  | Solar | 2021-08-01 |  | 100 | 100 | 100
Tier 1 | US | WECC | SPPC |  |  |  |  | Hot Pot Solar | 1 |  | PV-BA | SUN |  | Solar | 2026-12-01 |  | 350 | 350 | 350
Tier 1 | US | WECC | SPPC |  |  |  |  | Iron Point | 1 |  | PV-BA | SUN |  | Solar | 2023-09-01 |  | 100 | 100 | 100
Tier 1 | US | WECC | SPPC |  |  |  |  | Iron Point 2 | 2 |  | PV-BA | SUN |  | Solar | 2023-09-01 |  | 150 | 150 | 150
Tier 1 | US | WECC | SPPC |  |  |  |  | McGinness 3 | 3 |  | ST | GEO |  | Geothermal | 2021-08-01 |  | 60 | 60 | 60
Tier 1 | US | WECC | SPPC |  |  |  |  | McGinness 4 | 4 |  | ST | GEO |  | Geothermal | 2027-10-01 |  | 70 | 70 | 70
Tier 1 | US | WECC | SPPC |  |  |  |  | New York Canyon | 1 |  | ST | GEO |  | Geothermal | 2022-12-15 |  | 38.5 | 38.5 | 38.5
Tier 1 | US | WECC | SPPC |  |  |  |  | Pershing Solar | 1 |  | PV | SUN |  | Solar | 2021-12-01 |  | 240 | 240 | 240
Tier 1 | US | WECC | SPPC |  |  |  |  | Rock Springs | 1 |  | PV | SUN |  | Solar | 2024-06-03 |  | 120 | 120 | 120
Tier 1 | US | WECC | SPPC |  |  |  |  | San Emidio 2 | 2 |  | ST | GEO |  | Geothermal | 2024-05-31 |  | 45 | 45 | 45
Tier 1 | US | WECC | SPPC |  |  |  |  | Star Peak 2 | 1 |  | ST | GEO |  | Geothermal | 2021-12-01 |  | 14 | 14 | 14
Tier 1 | US | WECC | SPPC |  |  |  |  | Tungsten 2 | 1 |  | ST | GEO |  | Geothermal | 2021-12-01 |  | 38.5 | 38.5 | 38.5
Tier 1 | US | WECC | SPPC |  |  |  |  | White Pine Pumped Storage | 1 |  | HY | WAT |  | Conventional Hydro | 2026-10-31 |  | 750 | 750 | 750
Existing | US | WECC | TPWR |  | 3913 | 11 |  | Alder | 11 |  | HY | WAT |  | Conventional Hydro | 1947-05-01 |  | 25 | 25 | 21
Existing | US | WECC | TPWR |  | 3913 | 12 |  | Alder | 12 |  | HY | WAT |  | Conventional Hydro | 1945-12-01 |  | 25 | 25 | 21
Existing | US | WECC | TPWR |  | 3914 | 21 |  | Cushman 1 | 21 |  | HY | WAT |  | Conventional Hydro | 1926-06-01 |  | 25 | 25 | 19
Existing | US | WECC | TPWR |  | 3914 | 22 |  | Cushman 1 | 22 |  | HY | WAT |  | Conventional Hydro | 1926-07-01 |  | 25 | 25 | 19
Existing | US | WECC | TPWR |  | 3915 | 31 |  | Cushman 2 | 31 |  | HY | WAT |  | Conventional Hydro | 1930-12-01 |  | 27 | 30 | 30
Existing | US | WECC | TPWR |  | 3915 | 32 |  | Cushman 2 | 32 |  | HY | WAT |  | Conventional Hydro | 1931-08-01 |  | 27 | 30 | 30
Existing | US | WECC | TPWR |  | 3915 | 33 |  | Cushman 2 | 33 |  | HY | WAT |  | Conventional Hydro | 1952-12-01 |  | 27 | 30 | 30
Existing | US | WECC | TPWR |  | 3915 | 34 |  | Cushman 2 | 34 |  | HY | WAT |  | Conventional Hydro | 2013-03-01 |  | 1.8 | 1.8 | 1.8
Existing | US | WECC | TPWR |  | 3915 | 35 |  | Cushman 2 | 35 |  | HY | WAT |  | Conventional Hydro | 2013-03-01 |  | 1.8 | 1.8 | 1.8
Existing | US | WECC | TPWR |  | 56696 | 1 |  | E.B.C. 4.6 | 1 |  | HY | WAT |  | Conventional Hydro | 1983-05-01 |  | 2.2 | 2.2 | 0
Existing | US | WECC | TPWR |  | 3916 | 1 |  | LaGrande | 1 |  | HY | WAT |  | Conventional Hydro | 1912-11-01 |  | 6 | 6 | 6
Existing | US | WECC | TPWR |  | 3916 | 2 |  | LaGrande | 2 |  | HY | WAT |  | Conventional Hydro | 1912-11-01 |  | 6 | 6 | 6
Existing | US | WECC | TPWR |  | 3916 | 3 |  | LaGrande | 3 |  | HY | WAT |  | Conventional Hydro | 1912-11-01 |  | 6 | 6 | 6
Existing | US | WECC | TPWR |  | 3916 | 4 |  | LaGrande | 4 |  | HY | WAT |  | Conventional Hydro | 1912-11-01 |  | 6 | 6 | 6
Existing | US | WECC | TPWR |  | 3916 | 5 |  | LaGrande | 5 |  | HY | WAT |  | Conventional Hydro | 1945-09-01 |  | 41 | 41 | 41
Existing | US | WECC | TPWR |  | 3916 | 6 |  | LaGrande | 6 |  | HY | WAT |  | Conventional Hydro | 2002-08-01 |  | 0.45 | 0.45 | 0.45
Existing | US | WECC | TPWR |  | 56698 | 1 |  | Main Canal #160 | 1 |  | HY | WAT |  | Conventional Hydro | 1987-01-01 |  | 26.8 | 26.8 | 0
Existing | US | WECC | TPWR |  | 3917 | 41 |  | Mayfield | 41 |  | HY | WAT |  | Conventional Hydro | 1963-05-01 |  | 40.5 | 47 | 47
Existing | US | WECC | TPWR |  | 3917 | 42 |  | Mayfield | 42 |  | HY | WAT |  | Conventional Hydro | 1963-03-01 |  | 40.5 | 45 | 45
Existing | US | WECC | TPWR |  | 3917 | 43 |  | Mayfield | 43 |  | HY | WAT |  | Conventional Hydro | 1963-04-01 |  | 40.5 | 45 | 45
Existing | US | WECC | TPWR |  | 3917 | 44 |  | Mayfield | 44 |  | HY | WAT |  | Conventional Hydro | 1963-06-01 |  | 40.5 | 45 | 45
Existing | US | WECC | TPWR |  | 3918 | 51 |  | Mossyrock | 51 |  | HY | WAT |  | Conventional Hydro | 1968-11-01 |  | 150 | 188 | 168
Existing | US | WECC | TPWR |  | 3918 | 52 |  | Mossyrock | 52 |  | HY | WAT |  | Conventional Hydro | 1968-10-01 |  | 150 | 159 | 147
Existing | US | WECC | TPWR |  | 56697 | 1 |  | P.E.C. 66.0 | 1 |  | HY | WAT |  | Conventional Hydro | 1985-03-01 |  | 2.29 | 2.29 | 0
Existing | US | WECC | TPWR |  | 56694 | 1 |  | Russell D. Smith | 1 |  | HY | WAT |  | Conventional Hydro | 1982-09-01 |  | 6.09 | 6.09 | 0
Existing | US | WECC | TPWR |  | 56695 | 1 |  | Summer Falls #161 | 1 |  | HY | WAT |  | Conventional Hydro | 1985-01-01 |  | 47 | 47 | 0
Existing | US | WECC | TPWR |  | 56695 | 2 |  | Summer Falls #162 | 2 |  | HY | WAT |  | Conventional Hydro | 1985-01-01 |  | 47 | 47 | 0
Existing | US | WECC | TPWR |  | 7127 | 1 |  | Wynoochee | 71 |  | HY | WAT |  | Conventional Hydro | 1994-01-01 |  | 12.8 | 15.5 | 12.8
Existing | US | WECC | WACO |  | 2465 |  |  | Animas | 1 |  | HY | WAT |  | Conventional Hydro | 1926-12-01 |  | 0.2 | 0.2 | 0.2
Existing | US | WECC | WACO |  | 515 | 1 |  | Big Thompson | 1 |  | HY | WAT |  | Conventional Hydro | 1959-04-01 |  | 4.5 | 5.2 | 4.08
Existing | US | WECC | WACO |  | 512 | 1 |  | Blue Mesa | 1 |  | HY | WAT |  | Conventional Hydro | 1967-09-01 |  | 43.2 | 43.2 | 43.2
Existing | US | WECC | WACO |  | 512 | 2 |  | Blue Mesa | 2 |  | HY | WAT |  | Conventional Hydro | 1967-11-01 |  | 43.2 | 43.2 | 43.2
Existing | US | WECC | WACO |  | 55977 |  |  | Bluffview | 1 |  | CT | NG |  | Natural Gas and Other Gases | 2005-04-01 |  | 38 | 38 | 38
Existing | US | WECC | WACO |  | 55977 |  |  | Bluffview | 2 |  | CA | NG |  | Natural Gas and Other Gases | 2005-04-01 |  | 26 | 26 | 26
Existing | US | WECC | WACO |  | 6619 | 1 |  | Burlington | 1 |  | GT | DFO |  | Petroleum | 1977-06-01 |  | 46.28 | 50 | 60
Existing | US | WECC | WACO |  | 6619 | 2 |  | Burlington | 2 |  | GT | DFO |  | Petroleum | 1977-07-01 |  | 46.28 | 50 | 60
Existing | US | WECC | WACO |  |  |  |  | Carousel | 1 |  | WT | WND |  | Wind | 2016-06-01 |  | 150 | 150 | 150
Existing | US | WECC | WACO |  | 57174 |  |  | Colorado Highlands Wind | 42 |  | WT | WND |  | Wind | 2012-12-01 |  | 91 | 91 | 91
Existing | US | WECC | WACO |  | 6021 | 3 |  | Craig | 3 |  | ST | BIT |  | Coal | 1984-10-01 |  | 446.38 | 448 | 448
Existing | US | WECC | WACO |  | 6021 | 1 |  | Craig | 1 |  | ST | SUB |  | Coal | 1980-07-01 |  | 232.5765 | 226.6472 | 226.6472
Existing | US | WECC | WACO |  | 6021 | 2 |  | Craig | 2 |  | ST | BIT |  | Coal | 1979-12-01 |  | 232.5765 | 223 | 223
Existing | US | WECC | WACO |  |  |  |  | Crossing Trails Wind Farm | 1 |  | WT | WND |  | Wind | 2020-12-21 |  | 104 | 104 | 104
Existing | US | WECC | WACO |  | 6159 | 1 |  | Crystal | 1 |  | HY | WAT |  | Conventional Hydro | 1978-08-01 |  | 31.5 | 30 | 30
Existing | US | WECC | WACO |  |  |  |  | Drop 4 | 1 |  | HY | WAT |  | Conventional Hydro | 2000-10-31 |  | 4.8 | 4.29 | 3.89
Existing | US | WECC | WACO |  | 513 | 1 |  | Estes | 1 |  | HY | WAT |  | Conventional Hydro | 1950-09-01 |  | 15 | 17.19 | 17.19
Existing | US | WECC | WACO |  | 513 | 2 |  | Estes | 2 |  | HY | WAT |  | Conventional Hydro | 1950-12-01 |  | 15 | 17.19 | 17.19
Existing | US | WECC | WACO |  | 513 | 3 |  | Estes | 3 |  | HY | WAT |  | Conventional Hydro | 1950-12-01 |  | 15 | 17.19 | 17.19
Existing | US | WECC | WACO |  | 518 | 1 |  | Flatiron | 1 |  | HY | WAT |  | Conventional Hydro | 1954-01-01 |  | 43 | 43 | 43
Existing | US | WECC | WACO |  | 518 | 2 |  | Flatiron | 2 |  | HY | WAT |  | Conventional Hydro | 1954-01-01 |  | 43 | 43 | 43
Existing | US | WECC | WACO |  | 518 | 3 |  | Flatiron | 3 |  | HY | WAT |  | Conventional Hydro | 1954-05-01 |  | 8.5 | 8.5 | 8.5
Existing | US | WECC | WACO |  | 57509 | 1 |  | Fort Carson Solar | 1 |  | PV-NT | SUN |  | Solar | 2007-12-01 |  | 2 | 2 | 2
Existing | US | WECC | WACO |  | 153 | 1 |  | Glen Canyon | 1 |  | HY | WAT |  | Conventional Hydro | 1964-09-01 |  | 165 | 130 | 130
Existing | US | WECC | WACO |  | 153 | 2 |  | Glen Canyon | 2 |  | HY | WAT |  | Conventional Hydro | 1964-09-01 |  | 157 | 135 | 135
Existing | US | WECC | WACO |  | 153 | 3 |  | Glen Canyon | 3 |  | HY | WAT |  | Conventional Hydro | 1964-12-01 |  | 165 | 130 | 130
Existing | US | WECC | WACO |  | 153 | 4 |  | Glen Canyon | 4 |  | HY | WAT |  | Conventional Hydro | 1965-02-01 |  | 157 | 132 | 132
Existing | US | WECC | WACO |  | 153 | 5 |  | Glen Canyon | 5 |  | HY | WAT |  | Conventional Hydro | 1965-07-01 |  | 165 | 136 | 136
Existing | US | WECC | WACO |  | 153 | 6 |  | Glen Canyon | 6 |  | HY | WAT |  | Conventional Hydro | 1965-10-01 |  | 165 | 125 | 125
Existing | US | WECC | WACO |  | 153 | 7 |  | Glen Canyon | 7 |  | HY | WAT |  | Conventional Hydro | 1966-01-01 |  | 157 | 131 | 131
Existing | US | WECC | WACO |  | 153 | 8 |  | Glen Canyon | 8 |  | HY | WAT |  | Conventional Hydro | 1966-02-01 |  | 165 | 134 | 134
Existing | US | WECC | WACO |  | 516 | 1 |  | Green Mountain | 1 |  | HY | WAT |  | Conventional Hydro | 1943-05-01 |  | 13 | 13 | 13
Existing | US | WECC | WACO |  | 516 | 2 |  | Green Mountain | 2 |  | HY | WAT |  | Conventional Hydro | 1943-05-01 |  | 13 | 13 | 13
Existing | US | WECC | WACO |  | 2248 | 6 |  | Kimball | 6 |  | IC | NG |  | Natural Gas and Other Gases | 1973-12-01 |  | 3.9 | 3.4 | 3.4
Existing | US | WECC | WACO |  | 56106 |  |  | Kimball Wind Farm | 1 |  | WT | WND |  | Wind | 2018-06-29 |  | 30 | 30 | 30
Existing | US | WECC | WACO |  | 57244 |  |  | Kit Carson Wind Farm | 1 |  | WT | WND |  | Wind | 2010-11-20 |  | 51 | 51 | 51
Existing | US | WECC | WACO |  | 55504 |  |  | Limon | 1 |  | GT | NG |  | Natural Gas and Other Gases | 2002-01-01 |  | 67.2 | 64 | 77
Existing | US | WECC | WACO |  | 55504 |  |  | Limon | 2 |  | GT | NG |  | Natural Gas and Other Gases | 2002-01-01 |  | 67.2 | 64 | 77
Existing | US | WECC | WACO |  | 520 | 1 |  | Lower Molina | 1 |  | HY | WAT |  | Conventional Hydro | 1962-12-01 |  | 4.86 | 5 | 5
Existing | US | WECC | WACO |  | 517 | 1 |  | Marys Lake | 1 |  | HY | WAT |  | Conventional Hydro | 1951-05-01 |  | 8.08 | 9.3 | 9.3
Existing | US | WECC | WACO |  | 7372 | 1 |  | McPhee | 1 |  | HY | WAT |  | Conventional Hydro | 1992-12-01 |  | 1.28 | 1 | 1
Existing | US | WECC | WACO |  | 54814 |  |  | Milagro GT | 1 |  | GT | NG |  | Natural Gas and Other Gases | 1996-01-01 |  | 30.39 | 31 | 32
Existing | US | WECC | WACO |  | 54814 |  |  | Milagro GT | 2 |  | GT | NG |  | Natural Gas and Other Gases | 1996-01-01 |  | 30.39 | 31 | 32
Existing | US | WECC | WACO |  | 514 | 1 |  | Morrow Point | 1 |  | HY | WAT |  | Conventional Hydro | 1970-12-01 |  | 86.67 | 78 | 78
Existing | US | WECC | WACO |  | 514 | 2 |  | Morrow Point | 2 |  | HY | WAT |  | Conventional Hydro | 1971-01-01 |  | 86.67 | 78 | 78
Existing | US | WECC | WACO |  | 6208 | 1 |  | Mount Elbert | 1 |  | PS | WAT |  | Pumped Storage | 1983-07-01 |  | 100 | 115 | 115
Existing | US | WECC | WACO |  | 6208 | 2 |  | Mount Elbert | 2 |  | PS | WAT |  | Pumped Storage | 1984-09-01 |  | 100 | 115 | 115
Existing | US | WECC | WACO |  | 584 | 1 |  | Navajo Dam | 1 |  | HY | WAT |  | Conventional Hydro | 1989-01-01 |  | 15 | 16 | 16
Existing | US | WECC | WACO |  | 584 | 2 |  | Navajo Dam | 2 |  | HY | WAT |  | Conventional Hydro | 1989-01-01 |  | 15 | 16 | 16
Existing | US | WECC | WACO |  | 527 | 1 |  | Nucla | 1 |  | ST | BIT |  | Coal | 1959-12-01 |  | 11.5 | 12 | 12
Existing | US | WECC | WACO |  | 527 | 2 |  | Nucla | 2 |  | ST | BIT |  | Coal | 1959-12-01 |  | 11.5 | 12 | 12
Existing | US | WECC | WACO |  | 527 | 3 |  | Nucla | 3 |  | ST | BIT |  | Coal | 1959-11-01 |  | 11.5 | 12 | 12
Existing | US | WECC | WACO |  | 527 |  |  | Nucla | 4 |  | ST | BIT |  | Coal | 1986-12-01 |  | 79.37 | 64 | 64
Existing | US | WECC | WACO |  | 57134 | 1 |  | Ormat REG @ Peetz | 1 |  | OT | WH |  | Other | 2009-03-01 |  | 3.7 | 3.7 | 3.7
Existing | US | WECC | WACO |  | 519 | 1 |  | Pole Hill | 1 |  | HY | WAT |  | Conventional Hydro | 1954-01-01 |  | 38.2 | 38.2 | 38.2
Existing | US | WECC | WACO |  | 58901 |  |  | Ridgway | 1 |  | HY | WAT |  | Conventional Hydro | 2014-06-06 |  | 7.2 | 7.2 | 0
Existing | US | WECC | WACO |  | 58901 |  |  | Ridgway | 2 |  | HY | WAT |  | Conventional Hydro | 2014-06-06 |  | 0.8 | 0.8 | 0.8
Existing | US | WECC | WACO |  | 10755 |  |  | Rifle | 1 |  | CT | NG |  | Natural Gas and Other Gases | 1987-08-01 |  | 15.3 | 12 | 13
Existing | US | WECC | WACO |  | 10755 |  |  | Rifle | 2 |  | CT | NG |  | Natural Gas and Other Gases | 1987-08-01 |  | 15.3 | 12 | 13
Existing | US | WECC | WACO |  | 10755 |  |  | Rifle | 3 |  | CT | NG |  | Natural Gas and Other Gases | 1987-08-01 |  | 15.3 | 12 | 13
Existing | US | WECC | WACO |  | 10755 |  |  | Rifle | 4 |  | CA | NG |  | Natural Gas and Other Gases | 1987-08-01 |  | 39.1 | 34 | 36
Existing | US | WECC | WACO |  | 99999 |  |  | San Miguel Community Solar Arr | 1 |  | PV-NT | SUN |  | Solar | 2012-12-13 |  | 1 | 1 | 1
Existing | US | WECC | WACO |  |  |  |  | Shavano Falls | 1 |  | HY | WAT |  | Conventional Hydro | 2015-01-01 |  | 2.8 | 2.39 | 2.2
Existing | US | WECC | WACO |  | 8223 | 3 |  | Springerville | 3 |  | ST | SUB |  | Coal | 2006-07-01 | 2050-12-31 | 416 | 418 | 418
Existing | US | WECC | WACO |  | 7373 | 1 |  | Towaoc | 1 |  | HY | WAT |  | Conventional Hydro | 1993-05-01 |  | 11.5 | 11 | 0
Existing | US | WECC | WACO |  | 521 | 1 |  | Upper Molina | 1 |  | HY | WAT |  | Conventional Hydro | 1962-12-01 |  | 8.64 | 9 | 9
Existing | US | WECC | WACO |  | 10422 |  |  | Williams Fork | 1 |  | HY | WAT |  | Conventional Hydro | 1959-07-01 |  | 3 | 3 | 1
Existing | US | WECC | WACO |  | 10422 |  |  | Williams Fork | 2 |  | HY | WAT |  | Conventional Hydro | 2012-09-01 |  | 0.5 | 0 | 0
Tier 1 | US | WECC | WACO |  |  |  |  | NewTSresource | 1 |  | WT | WND |  | Wind | 2021-01-01 |  | 50 | 50 | 50
Tier 1 | US | WECC | WACO |  |  |  |  | NewTSresource | 2 |  | WT | WND |  | Wind | 2021-01-01 |  | 50 | 50 | 50
Tier 1 | US | WECC | WACO |  |  |  |  | Totten Lake Solar | 1 |  | PV-T | SUN |  | Solar | 2021-12-01 |  | 2.2 | 2.2 | 2.2
Existing | US | WECC | WAUW |  | 6623 | 1 |  | Fort Peck | 1 |  | HY | WAT |  | Conventional Hydro | 1943-07-01 |  | 43.5 | 45 | 45
Existing | US | WECC | WAUW |  | 6623 | 2 |  | Fort Peck | 2 |  | HY | WAT |  | Conventional Hydro | 1948-02-01 |  | 18.3 | 18 | 18
Existing | US | WECC | WAUW |  | 6623 | 3 |  | Fort Peck | 3 |  | HY | WAT |  | Conventional Hydro | 1951-12-01 |  | 43.5 | 44 | 42
Existing | US | WECC | WAUW |  | 56499 |  |  | Tiber | 1 |  | HY | WAT |  | Conventional Hydro | 2005-06-26 |  | 7.5 | 7 | 6
Existing | US | WECC | WAWY |  | 6409 | 1 |  | Alcova | 1 |  | HY | WAT |  | Conventional Hydro | 1955-07-01 |  | 20.69 | 20.69 | 20.69
Existing | US | WECC | WAWY |  | 6409 | 2 |  | Alcova | 2 |  | HY | WAT |  | Conventional Hydro | 1955-07-01 |  | 20.69 | 20.69 | 20.69
Existing | US | WECC | WAWY |  | 8028 | 1 |  | Arvada | 1 |  | GT | NG |  | Natural Gas and Other Gases | 2002-09-01 |  | 7.2 | 5 | 6
Existing | US | WECC | WAWY |  | 8028 | 2 |  | Arvada | 2 |  | GT | NG |  | Natural Gas and Other Gases | 2002-09-01 |  | 7.2 | 5 | 6
Existing | US | WECC | WAWY |  | 8028 | 3 |  | Arvada | 3 |  | GT | NG |  | Natural Gas and Other Gases | 2002-09-01 |  | 7.2 | 5 | 6
Existing | US | WECC | WAWY |  | 8030 | 1 |  | Barber Creek | 1 |  | GT | NG |  | Natural Gas and Other Gases | 2002-09-01 |  | 7.2 | 5 | 6
Existing | US | WECC | WAWY |  | 8030 | 2 |  | Barber Creek | 2 |  | GT | NG |  | Natural Gas and Other Gases | 2002-09-01 |  | 7.2 | 5 | 6
Existing | US | WECC | WAWY |  | 8030 | 3 |  | Barber Creek | 3 |  | GT | NG |  | Natural Gas and Other Gases | 2002-09-01 |  | 7.2 | 5 | 6
Existing | US | WECC | WAWY |  | 55278 | 1 |  | Beaver Creek Gas Plant | 1 |  | GT | NG |  | Natural Gas and Other Gases | 1983-12-01 |  | 2.5 | 2.5 | 2.5
Existing | US | WECC | WAWY |  | 55278 | 2 |  | Beaver Creek Gas Plant | 2 |  | GT | NG |  | Natural Gas and Other Gases | 1992-11-01 |  | 2.5 | 2.5 | 2.5
Existing | US | WECC | WAWY |  | 3325 | 1 |  | Ben French | 1 |  | IC | DFO |  | Petroleum | 1965-07-01 |  | 2 | 2 | 2
Existing | US | WECC | WAWY |  | 3325 | 2 |  | Ben French | 2 |  | IC | DFO |  | Petroleum | 1965-07-01 |  | 2 | 2 | 2
Existing | US | WECC | WAWY |  | 3325 | 3 |  | Ben French | 3 |  | IC | DFO |  | Petroleum | 1965-07-01 |  | 2 | 2 | 2
Existing | US | WECC | WAWY |  | 3325 | 4 |  | Ben French | 4 |  | IC | DFO |  | Petroleum | 1965-07-01 |  | 2 | 2 | 2
Existing | US | WECC | WAWY |  | 3325 | 5 |  | Ben French | 5 |  | IC | DFO |  | Petroleum | 1965-07-01 |  | 2 | 2 | 2
Existing | US | WECC | WAWY |  | 3325 | GT1 |  | Ben French CT | 1 |  | GT | NG |  | Natural Gas and Other Gases | 1977-07-01 |  | 25 | 18 | 22
Existing | US | WECC | WAWY |  | 3325 | GT2 |  | Ben French CT | 2 |  | GT | NG |  | Natural Gas and Other Gases | 1977-08-01 |  | 25 | 18 | 22
Existing | US | WECC | WAWY |  | 3325 | GT3 |  | Ben French CT | 3 |  | GT | NG |  | Natural Gas and Other Gases | 1978-06-01 |  | 25 | 18 | 22
Existing | US | WECC | WAWY |  | 3325 | GT4 |  | Ben French CT | 4 |  | GT | NG |  | Natural Gas and Other Gases | 1979-06-01 |  | 25 | 18 | 22
Existing | US | WECC | WAWY |  | 505 | 1 |  | Boysen | 1 |  | HY | WAT |  | Conventional Hydro | 1952-08-01 |  | 7.5 | 8.58 | 8.58
Existing | US | WECC | WAWY |  | 505 | 2 |  | Boysen | 2 |  | HY | WAT |  | Conventional Hydro | 1952-08-01 |  | 7.5 | 8.58 | 8.58
Existing | US | WECC | WAWY |  | 7317 | 1 |  | Buffalo Bill | 1 |  | HY | WAT |  | Conventional Hydro | 1995-04-01 |  | 6 | 6 | 6
Existing | US | WECC | WAWY |  | 7317 | 2 |  | Buffalo Bill | 2 |  | HY | WAT |  | Conventional Hydro | 1995-04-01 |  | 6 | 6 | 6
Existing | US | WECC | WAWY |  | 7317 | 3 |  | Buffalo Bill | 3 |  | HY | WAT |  | Conventional Hydro | 1995-04-01 |  | 6 | 6 | 6
Existing | US | WECC | WAWY |  | 57703 | 01A |  | Cheyenne Prairie Generation St | 1 |  | CT | NG |  | Natural Gas and Other Gases | 2014-10-01 |  | 40 | 37.5 | 37.5
Existing | US | WECC | WAWY |  | 57703 | 01B |  | Cheyenne Prairie Generation St | 1 |  | CT | NG |  | Natural Gas and Other Gases | 2014-10-01 |  | 40 | 37.5 | 37.5
Existing | US | WECC | WAWY |  | 57703 | 01C |  | Cheyenne Prairie Generation St | 1 |  | CA | WH |  | Other | 2014-10-01 |  | 20 | 20 | 20
Existing | US | WECC | WAWY |  | 57703 | 02A |  | Cheyenne Prairie Generation St | 2 |  | GT | NG |  | Natural Gas and Other Gases | 2014-10-01 |  | 40 | 37.5 | 37.5
Existing | US | WECC | WAWY |  | 63436 |  |  | Corriedale | 1 |  | WT | WND |  | Wind | 2020-11-30 |  | 52.5 | 52.5 | 52.5
Existing | US | WECC | WAWY |  | 56609 | 1 |  | Dry Fork Station | 1 |  | ST | SUB |  | Coal | 2011-11-01 |  | 390 | 405 | 405
Existing | US | WECC | WAWY |  | 6405 | 1 |  | Flaming Gorge | 1 |  | HY | WAT |  | Conventional Hydro | 1963-11-01 |  | 50.64 | 47 | 47
Existing | US | WECC | WAWY |  | 6405 | 2 |  | Flaming Gorge | 1 |  | HY | WAT |  | Conventional Hydro | 1963-12-01 |  | 50.64 | 48 | 48
Existing | US | WECC | WAWY |  | 6405 | 3 |  | Flaming Gorge | 1 |  | HY | WAT |  | Conventional Hydro | 1964-02-01 |  | 50.64 | 48 | 48
Existing | US | WECC | WAWY |  | 4185 | 1 |  | Fontenelle | 1 |  | HY | WAT |  | Conventional Hydro | 1968-05-01 |  | 13 | 12 | 12
Existing | US | WECC | WAWY |  | 4176 | 1 |  | Fremont Canyon | 1 |  | HY | WAT |  | Conventional Hydro | 1960-12-01 |  | 33.39 | 33.39 | 33.39
Existing | US | WECC | WAWY |  | 4176 | 2 |  | Fremont Canyon | 2 |  | HY | WAT |  | Conventional Hydro | 1961-01-01 |  | 33.39 | 33.39 | 33.39
Existing | US | WECC | WAWY |  | 4177 | 1 |  | Glendo | 1 |  | HY | WAT |  | Conventional Hydro | 1958-12-01 |  | 19 | 19 | 17.5
Existing | US | WECC | WAWY |  | 4177 | 2 |  | Glendo | 2 |  | HY | WAT |  | Conventional Hydro | 1959-04-01 |  | 19 | 19 | 19
Existing | US | WECC | WAWY |  | 4178 | 1 |  | Guernsey | 1 |  | HY | WAT |  | Conventional Hydro | 1927-07-01 |  | 3.2 | 3.2 | 2.89
Existing | US | WECC | WAWY |  | 4178 | 2 |  | Guernsey | 2 |  | HY | WAT |  | Conventional Hydro | 1928-01-01 |  | 3.2 | 3.2 | 3.2
Existing | US | WECC | WAWY |  | 56960 | HJW01 |  | Happy Jack | 1 |  | WT | WND |  | Wind | 2008-09-01 |  | 29.39 | 29.39 | 29.39
Existing | US | WECC | WAWY |  | 8026 | 1 |  | Hartzog | 1 |  | GT | NG |  | Natural Gas and Other Gases | 2002-08-01 |  | 7.2 | 5 | 6
Existing | US | WECC | WAWY |  | 8026 | 2 |  | Hartzog | 2 |  | GT | NG |  | Natural Gas and Other Gases | 2002-08-01 |  | 7.2 | 5 | 6
Existing | US | WECC | WAWY |  | 8026 | 3 |  | Hartzog | 3 |  | GT | NG |  | Natural Gas and Other Gases | 2002-08-01 |  | 7.2 | 5 | 6
Existing | US | WECC | WAWY |  | 6408 | 1 |  | Heart Mountain | 1 |  | HY | WAT |  | Conventional Hydro | 1947-12-01 |  | 5 | 5 | 4.58
Existing | US | WECC | WAWY |  | 4180 | 1 |  | Kortes | 1 |  | HY | WAT |  | Conventional Hydro | 1951-01-01 |  | 12 | 12.19 | 12.19
Existing | US | WECC | WAWY |  | 4180 | 2 |  | Kortes | 2 |  | HY | WAT |  | Conventional Hydro | 1950-01-01 |  | 12 | 12.19 | 12.19
Existing | US | WECC | WAWY |  | 4180 | 3 |  | Kortes | 3 |  | HY | WAT |  | Conventional Hydro | 1950-06-01 |  | 12 | 12.19 | 12.19
Existing | US | WECC | WAWY |  | 55478 | 1 |  | Lange GT | 1 |  | GT | NG |  | Natural Gas and Other Gases | 2002-03-01 |  | 40 | 39 | 40
Existing | US | WECC | WAWY |  | 6204 | 2 |  | Laramie River Station | 2 |  | ST | SUB |  | Coal | 1981-07-01 |  | 570 | 570 | 570
Existing | US | WECC | WAWY |  | 6204 | 3 |  | Laramie River Station | 3 |  | ST | SUB |  | Coal | 1982-11-01 |  | 570 | 570 | 570
Existing | US | WECC | WAWY |  | 7504 | 2 |  | Neil Simpson | 2 |  | ST | BIT |  | Coal | 1995-09-01 |  | 80 | 80 | 80
Existing | US | WECC | WAWY |  | 7504 | GT1 |  | Neil Simpson CT | 1 |  | GT | NG |  | Natural Gas and Other Gases | 2000-07-01 |  | 40 | 39 | 39
Existing | US | WECC | WAWY |  | 55477 | GT2 |  | Neil Simpson CT | 2 |  | GT | NG |  | Natural Gas and Other Gases | 2001-05-01 |  | 40 | 39 | 39
Existing | US | WECC | WAWY |  | 4182 | 1 |  | Seminoe | 1 |  | HY | WAT |  | Conventional Hydro | 1939-08-01 |  | 17.19 | 17.19 | 17.19
Existing | US | WECC | WAWY |  | 4182 | 2 |  | Seminoe | 2 |  | HY | WAT |  | Conventional Hydro | 1939-08-01 |  | 17.19 | 17.19 | 17.19
Existing | US | WECC | WAWY |  | 4182 | 3 |  | Seminoe | 3 |  | HY | WAT |  | Conventional Hydro | 1939-08-01 |  | 17.19 | 17.19 | 17.19
Existing | US | WECC | WAWY |  | 4183 | 1 |  | Shoshone | 1 |  | HY | WAT |  | Conventional Hydro | 1921-12-01 |  | 3 | 3 | 3
Existing | US | WECC | WAWY |  | 57091 | SSW01 |  | Silver Sage | 1 |  | WT | WND |  | Wind | 2009-10-01 |  | 42 | 42 | 42
Existing | US | WECC | WAWY |  | 7541 | 1 |  | Spirit Mountain | 1 |  | HY | WAT |  | Conventional Hydro | 1995-06-01 |  | 4.5 | 4.5 | 4.5
Existing | US | WECC | WAWY |  | 55479 | 1 |  | WYGEN | 1 |  | ST | BIT |  | Coal | 2003-02-01 |  | 88 | 85 | 85
Existing | US | WECC | WAWY |  | 56319 | 1 |  | WYGEN | 2 |  | ST | BIT |  | Coal | 2008-01-01 |  | 95 | 90 | 90
Existing | US | WECC | WAWY |  | 56596 | 5 |  | WYGEN | 3 |  | ST | BIT |  | Coal | 2010-04-01 |  | 116.2 | 100 | 103
Existing | US | WECC | WAWY |  | 2204 | 1 |  | Yellowtail | 1 |  | HY | WAT |  | Conventional Hydro | 1966-11-01 |  | 62.5 | 71.79 | 71.79
Existing | US | WECC | WAWY |  | 2204 | 2 |  | Yellowtail | 2 |  | HY | WAT |  | Conventional Hydro | 1966-10-01 |  | 62.5 | 71.79 | 71.79
Existing | US | WECC | WAWY |  | 2204 | 3 |  | Yellowtail | 3 |  | HY | WAT |  | Conventional Hydro | 1966-11-01 |  | 62.5 | 71.79 | 71.79
Existing | US | WECC | WAWY |  | 2204 | 4 |  | Yellowtail | 4 |  | HY | WAT |  | Conventional Hydro | 1966-10-01 |  | 62.5 | 71.79 | 71.79
Tier 1 | US | WECC | WAWY |  |  |  |  | Corriedale | 1 |  | WT | WND |  | Wind | 2020-10-01 |  | 52.5 | 52.5 | 52.5
Tier 1 | US | WECC | WAWY |  |  |  |  | Fall River Solar | 1 |  | PV-T | SUN |  | Solar | 2022-12-31 | 2042-12-31 | 80 | 80 | 80
Existing | US | WECC | AZPS |  | 99999 |  |  | AGUA FRIA UNION HIGH SCHOOL DI | 1 |  | PV | SUN |  | Solar | 2011-12-16 |  | 1.2 | 1.2 | 1.2
Existing | US | WECC | AZPS |  | 99999 |  |  | AGUA FRIA UNION HIGH SCHOOL DI | 2 |  | PV | SUN |  | Solar | 2011-12-16 |  | 1.12 | 1.12 | 1.12
Existing | US | WECC | AZPS |  | 57795 | 1 |  | Ajo Solar | 1 |  | PV | SUN |  | Solar | 2011-09-26 |  | 4.5 | 4.5 | 4.5
Existing | US | WECC | AZPS |  | 99999 |  |  | All Other Solar | A |  | PV | SUN |  | Solar | 2005-12-01 |  | 1 | 1 | 1
Existing | US | WECC | AZPS |  | 99999 |  |  | Arizona State University - PS4 | 1 |  | PV | SUN |  | Solar | 2010-10-22 |  | 0.87 | 0.87 | 0.87
Existing | US | WECC | AZPS |  | 99999 |  |  | Arizona State University West | 1 |  | PV | SUN |  | Solar | 2011-02-25 |  | 2.27 | 2.27 | 2.27
Existing | US | WECC | AZPS |  | 99999 |  |  | Arizona State University West | 2 |  | PV | SUN |  | Solar | 2011-02-25 |  | 1.67 | 1.67 | 1.67
Existing | US | WECC | AZPS |  | 99999 |  |  | ARIZONA WESTERN COLLEGE | 1 |  | PV | SUN |  | Solar | 2011-10-29 |  | 0.87 | 0.87 | 0.87
Existing | US | WECC | AZPS |  | 99999 |  |  | ARIZONA WESTERN COLLEGE | 2 |  | PV | SUN |  | Solar | 2011-10-29 |  | 0.87 | 0.87 | 0.87
Existing | US | WECC | AZPS |  | 57765 |  |  | Arizona Western College PV | 1 |  | PV | SUN |  | Solar | 2011-11-01 |  | 0.5 | 0.5 | 0.5
Existing | US | WECC | AZPS |  | 57765 |  |  | Arizona Western College PV | 2 |  | PV | SUN |  | Solar | 2011-11-01 |  | 0.5 | 0.5 | 0.5
Existing | US | WECC | AZPS |  | 57765 |  |  | Arizona Western College PV | 3 |  | PV | SUN |  | Solar | 2011-11-01 |  | 0.9 | 0.9 | 0.9
Existing | US | WECC | AZPS |  | 57765 |  |  | Arizona Western College PV | 4 |  | PV | SUN |  | Solar | 2011-11-01 |  | 0.9 | 0.9 | 0.9
Existing | US | WECC | AZPS |  | 57765 |  |  | Arizona Western College PV | 5 |  | PV | SUN |  | Solar | 2011-11-01 |  | 0.9 | 0.9 | 0.9
Existing | US | WECC | AZPS |  | 57765 |  |  | Arizona Western College PV | 6 |  | PV | SUN |  | Solar | 2011-11-01 |  | 1 | 1 | 1
Existing | US | WECC | AZPS |  | 99999 |  |  | ASU | 1 |  | PV | SUN |  | Solar | 2011-12-21 |  | 1.79 | 1.79 | 1.79
Existing | US | WECC | AZPS |  | 58199 |  |  | ASU CHP | 1 |  | CS | NG |  | Natural Gas and Other Gases | 2006-04-01 |  | 9.19 | 9.19 | 9.19
Existing | US | WECC | AZPS |  | 58262 | 1 |  | Badger | 1 |  | PV | SUN |  | Solar | 2013-11-08 |  | 15 | 15 | 15
Existing | US | WECC | AZPS |  | 57790 | 1 |  | Bagdad | 1 |  | PV | SUN |  | Solar | 2011-12-30 |  | 15 | 15 | 15
Existing | US | WECC | AZPS |  | 58516 |  |  | BUCKEYE UNION HIGH SCH DIST | 1 |  | PV | SUN |  | Solar | 2011-12-02 |  | 0.98 | 0.98 | 0.98
Existing | US | WECC | AZPS |  | 58037 |  |  | Buckeye Union HS District 201 | ML |  | PV | SUN |  | Solar | 2011-12-01 |  | 3.29 | 3.29 | 3.29
Existing | US | WECC | AZPS |  | 58517 |  |  | CASA GRANDE UNION HIGH SCHOOL | 1 |  | PV | SUN |  | Solar | 2012-12-07 |  | 1.05 | 1.05 | 1.05
Existing | US | WECC | AZPS |  | 57560 |  |  | Chino Valley | 1 |  | PV | SUN |  | Solar | 2012-11-26 |  | 19 | 19 | 19
Existing | US | WECC | AZPS |  | 113 | 1 |  | Cholla | 1 |  | ST | BIT |  | Coal | 1962-05-01 |  | 113.59 | 116 | 116
Existing | US | WECC | AZPS |  | 113 | 3 |  | Cholla | 3 |  | ST | BIT |  | Coal | 1980-05-01 |  | 312.3 | 271 | 271
Existing | US | WECC | AZPS |  | 58708 |  |  | City of Phoenix - Sky Harbor I | 1 |  | PV | SUN |  | Solar | 2011-12-30 |  | 1.52 | 1.52 | 1.52
Existing | US | WECC | AZPS |  | 58708 |  |  | City of Phoenix - Sky Harbor I | 2 |  | PV | SUN |  | Solar | 2011-12-30 |  | 1.47 | 1.47 | 1.47
Existing | US | WECC | AZPS |  | 58539 |  |  | City of Phoenix/Water Services | 1 |  | PV | SUN |  | Solar | 2012-12-20 |  | 3.31 | 3.31 | 3.31
Existing | US | WECC | AZPS |  | 58539 |  |  | City of Phoenix/Water Services | 2 |  | PV | SUN |  | Solar | 2012-12-20 |  | 1.84 | 1.84 | 1.84
Existing | US | WECC | AZPS |  | 58539 |  |  | City of Phoenix/Water Services | 3 |  | PV | SUN |  | Solar | 2012-12-20 |  | 1.28 | 1.28 | 1.28
Existing | US | WECC | AZPS |  | 57561 |  |  | Cotton Center | 1 |  | PV | SUN |  | Solar | 2011-10-24 |  | 17 | 17 | 17
Existing | US | WECC | AZPS |  | 99999 |  |  | Deer Valley Unified School Dis | 1 |  | PV | SUN |  | Solar | 2011-12-27 |  | 1.15 | 1.15 | 1.15
Existing | US | WECC | AZPS |  | 99999 |  |  | DEER VALLEY USD SES #2 | 1 |  | PV | SUN |  | Solar | 2012-12-13 |  | 0.93 | 0.93 | 0.93
Existing | US | WECC | AZPS |  | 59444 |  |  | Desert Star | 1 |  | PV | SUN |  | Solar | 2015-07-22 |  | 10 | 10 | 10
Existing | US | WECC | AZPS |  | 114 | 1 |  | Douglas | 1 |  | GT | DFO |  | Petroleum | 1972-05-01 |  | 26.1 | 15 | 19
Existing | US | WECC | AZPS |  | 57098 | 1 |  | Dry Lake Wind | 30 |  | WT | WND |  | Wind | 2009-09-04 |  | 63 | 63 | 63
Existing | US | WECC | AZPS |  | 57379 | 1 |  | Dry Lake Wind II | 31 |  | WT | WND |  | Wind | 2010-12-01 |  | 65.09 | 65.09 | 65.09
Existing | US | WECC | AZPS |  | 57997 |  |  | Foothills | 1 |  | PV | SUN |  | Solar | 2013-12-27 |  | 17 | 37 | 37
Existing | US | WECC | AZPS |  | 57997 |  |  | Foothills | 2 |  | PV | SUN |  | Solar | 2013-12-27 |  | 18 | 18 | 18
Existing | US | WECC | AZPS |  | 99999 |  |  | Frito Lay Inc | 1 |  | PV | SUN |  | Solar | 2011-02-10 |  | 2.75 | 2.75 | 2.75
Existing | US | WECC | AZPS |  | 59020 |  |  | Gila Bend | 1 |  | PV | SUN |  | Solar | 2014-06-02 |  | 37 | 37 | 37
Existing | US | WECC | AZPS |  | 58501 |  |  | Gillespie 1 Solar | 1 |  | PV | SUN |  | Solar | 2013-12-31 |  | 15 | 15 | 15
Existing | US | WECC | AZPS |  | 57563 |  |  | Hyder I (Phase 1) | 1 |  | PV | SUN |  | Solar | 2011-11-11 |  | 11 | 11 | 11
Existing | US | WECC | AZPS |  | 57563 |  |  | Hyder I (Phase 2) | 2 |  | PV | SUN |  | Solar | 2012-02-03 |  | 5 | 5 | 5
Existing | US | WECC | AZPS |  | 58383 |  |  | Hyder II | 1 |  | PV | SUN |  | Solar | 2013-12-17 |  | 14 | 14 | 14
Existing | US | WECC | AZPS |  | 58292 |  |  | Ina Levine JCC | 1 |  | PV | SUN |  | Solar | 2012-09-01 |  | 1.1 | 1.1 | 1.1
Existing | US | WECC | AZPS |  | 57324 |  |  | Luke Air Force Base | 1 |  | PV | SUN |  | Solar | 2015-06-29 |  | 10 | 10 | 10
Existing | US | WECC | AZPS |  | 57673 | 1 |  | Macy's Corporate Services, Inc | 1 |  | PV | SUN |  | Solar | 2010-12-28 |  | 1.21 | 1.21 | 1.21
Existing | US | WECC | AZPS |  | 99999 |  |  | Macy's Corporate Services, Inc | 2 |  | PV | SUN |  | Solar | 2011-06-23 |  | 1.05 | 1.05 | 1.05
Existing | US | WECC | AZPS |  | 57673 | 1 |  | Macys Goodyear | 1 |  | PV | SUN |  | Solar | 2010-12-01 |  | 3.5 | 3.5 | 3.5
Existing | US | WECC | AZPS |  | 116 |  |  | Ocotillo | 1 |  | GT | NG |  | Natural Gas and Other Gases | 1972-05-01 |  | 53.12 | 50 | 62
Existing | US | WECC | AZPS |  | 116 |  |  | Ocotillo | 2 |  | GT | NG |  | Natural Gas and Other Gases | 1973-07-01 |  | 53.12 | 50 | 62
Existing | US | WECC | AZPS |  | 116 | GT3 |  | Ocotillo | 3 |  | GT | NG |  | Natural Gas and Other Gases | 2019-04-15 |  | 104 | 101 | 103
Existing | US | WECC | AZPS |  | 116 | GT4 |  | Ocotillo | 4 |  | GT | NG |  | Natural Gas and Other Gases | 2019-01-15 |  | 104 | 101 | 103
Existing | US | WECC | AZPS |  | 116 | GT5 |  | Ocotillo | 5 |  | GT | NG |  | Natural Gas and Other Gases | 2019-02-15 |  | 104 | 101 | 103
Existing | US | WECC | AZPS |  | 116 | GT6 |  | Ocotillo | 6 |  | GT | NG |  | Natural Gas and Other Gases | 2019-03-15 |  | 104 | 101 | 103
Existing | US | WECC | AZPS |  | 116 | GT7 |  | Ocotillo | 7 |  | GT | NG |  | Natural Gas and Other Gases | 2018-12-15 |  | 104 | 101 | 103
Existing | US | WECC | AZPS |  | 116 |  |  | Ocotillo | PV1 |  | PV | SUN |  | Solar | 1998-03-01 |  | 0.05 | 0.05 | 0.05
Existing | US | WECC | AZPS |  | 116 |  |  | Ocotillo | PV2 |  | PV | SUN |  | Solar | 1999-10-01 |  | 0.11 | 0.11 | 0.11
Existing | US | WECC | AZPS |  | 116 |  |  | Ocotillo | PVM |  | PV | SUN |  | Solar | 1988-04-01 |  | 0.1 | 0.09 | 0.09
Existing | US | WECC | AZPS |  | 6008 | 1 |  | Palo Verde | 1 |  | ST | NUC |  | Nuclear | 1986-01-01 |  | 653.97 | 611 | 611
Existing | US | WECC | AZPS |  | 6008 | 2 |  | Palo Verde | 2 |  | ST | NUC |  | Nuclear | 1986-09-01 |  | 653.54 | 612 | 612
Existing | US | WECC | AZPS |  | 6008 | 3 |  | Palo Verde | 3 |  | ST | NUC |  | Nuclear | 1988-01-01 |  | 653.47 | 611 | 611
Existing | US | WECC | AZPS |  | 57562 |  |  | Paloma | 1 |  | PV | SUN |  | Solar | 2011-09-12 |  | 17 | 17 | 17
Existing | US | WECC | AZPS |  | 58293 |  |  | PARADISE VALLEY UNIFIED SCHOOL | 1 |  | PV | SUN |  | Solar | 2012-12-10 |  | 0.95 | 0.95 | 0.95
Existing | US | WECC | AZPS |  | 99999 |  |  | Payson USD #2 | 1 |  | PV | SUN |  | Solar | 2010-12-09 |  | 1 | 1 | 1
Existing | US | WECC | AZPS |  | 58155 |  |  | Perrin Ranch | 1 |  | WT | WND |  | Wind | 2012-06-25 |  | 99.2 | 99.2 | 99.2
Existing | US | WECC | AZPS |  | 56228 |  |  | Prescott Airport | PV1 |  | PV | SUN |  | Solar | 2002-10-01 |  | 3 | 3 | 3
Existing | US | WECC | AZPS |  | 58147 |  |  | Prescott Solar | 1 |  | PV | SUN |  | Solar | 2011-11-29 |  | 10 | 10 | 10
Existing | US | WECC | AZPS |  | 99999 |  |  | Ray 1 Elementary (Ray 1) | 1 |  | PV | SUN |  | Solar | 2013-01-03 |  | 0.17 | 0.17 | 0.17
Existing | US | WECC | AZPS |  | 99999 |  |  | Ray 2 Primary (Ray 2) | 1 |  | PV | SUN |  | Solar | 2013-01-03 |  | 0.17 | 0.16 | 0.16
Existing | US | WECC | AZPS |  | 99999 |  |  | Ray 3 High (Ray 3) | 1 |  | PV | SUN |  | Solar | 2013-01-03 |  | 0.27 | 0.26 | 0.26
Existing | US | WECC | AZPS |  | 60467 |  |  | Red Rock | 1 |  | PV | SUN |  | Solar | 2016-12-15 |  | 42.5 | 42.5 | 42.5
Existing | US | WECC | AZPS |  | 55455 |  |  | Redhawk | 1A |  | CT | NG |  | Natural Gas and Other Gases | 2002-07-01 |  | 187.5 | 163 | 179
Existing | US | WECC | AZPS |  | 55455 |  |  | Redhawk | 1B |  | CT | NG |  | Natural Gas and Other Gases | 2002-07-01 |  | 182 | 163 | 179
Existing | US | WECC | AZPS |  | 55455 |  |  | Redhawk | 1ST |  | CA | NG |  | Natural Gas and Other Gases | 2002-07-01 |  | 204 | 175 | 192
Existing | US | WECC | AZPS |  | 55455 |  |  | Redhawk | 2A |  | CT | NG |  | Natural Gas and Other Gases | 2002-07-01 |  | 182 | 163 | 179
Existing | US | WECC | AZPS |  | 55455 |  |  | Redhawk | 2B |  | CT | NG |  | Natural Gas and Other Gases | 2002-07-01 |  | 182 | 163 | 179
Existing | US | WECC | AZPS |  | 55455 |  |  | Redhawk | 2ST |  | CA | NG |  | Natural Gas and Other Gases | 2002-07-01 |  | 204 | 175 | 192
Existing | US | WECC | AZPS |  | 58213 |  |  | Saddle Mountain (Tonopah) | 1 |  | PV | SUN |  | Solar | 2012-12-20 |  | 15 | 15 | 15
Existing | US | WECC | AZPS |  | 118 |  |  | Saguaro | 1 |  | GT | NG |  | Natural Gas and Other Gases | 1972-05-01 |  | 53.12 | 53.12 | 50
Existing | US | WECC | AZPS |  | 118 |  |  | Saguaro | 2 |  | GT | NG |  | Natural Gas and Other Gases | 1973-07-01 |  | 53.12 | 50 | 62
Existing | US | WECC | AZPS |  | 118 |  |  | Saguaro | 3 |  | GT | NG |  | Natural Gas and Other Gases | 2002-07-01 |  | 78.29 | 76 | 79
Existing | US | WECC | AZPS |  | 2451 | 1 |  | San Juan | 1 |  | ST | BIT |  | Coal | 1976-12-01 | 2022-06-30 | 184.5 | 170 | 170
Existing | US | WECC | AZPS |  | 99999 |  |  | SMT Investors | 1 |  | PV | SUN |  | Solar | 2010-09-10 |  | 2.04 | 2.04 | 2.04
Existing | US | WECC | AZPS |  | 56616 |  |  | Snowflake White Mountain | 1 |  | ST | OBS |  | Biomass | 2008-06-10 |  | 28 | 27 | 27
Existing | US | WECC | AZPS |  | 56812 | 1 |  | Solana | 1 |  | ST | SUN |  | Solar | 2013-10-08 |  | 250 | 250 | 250
Existing | US | WECC | AZPS |  | 99999 |  |  | Southwest Junior High | 1 |  | PV | SUN |  | Solar | 2013-01-09 |  | 0.43 | 0.43 | 0.43
Existing | US | WECC | AZPS |  | 55522 |  |  | Sundance | 1 |  | GT | NG |  | Natural Gas and Other Gases | 2002-05-01 |  | 60.5 | 41 | 44
Existing | US | WECC | AZPS |  | 55522 |  |  | Sundance | 2 |  | GT | NG |  | Natural Gas and Other Gases | 2002-05-01 |  | 60.5 | 41 | 44
Existing | US | WECC | AZPS |  | 55522 |  |  | Sundance | 3 |  | GT | NG |  | Natural Gas and Other Gases | 2002-05-01 |  | 60.5 | 41 | 44
Existing | US | WECC | AZPS |  | 55522 |  |  | Sundance | 4 |  | GT | NG |  | Natural Gas and Other Gases | 2002-05-01 |  | 60.5 | 41 | 44
Existing | US | WECC | AZPS |  | 55522 |  |  | Sundance | 5 |  | GT | NG |  | Natural Gas and Other Gases | 2002-05-01 |  | 60.5 | 41 | 44
Existing | US | WECC | AZPS |  | 55522 |  |  | Sundance | 6 |  | GT | NG |  | Natural Gas and Other Gases | 2002-05-01 |  | 60.5 | 41 | 44
Existing | US | WECC | AZPS |  | 55522 |  |  | Sundance | 7 |  | GT | NG |  | Natural Gas and Other Gases | 2002-05-01 |  | 60.5 | 41 | 44
Existing | US | WECC | AZPS |  | 55522 |  |  | Sundance | 8 |  | GT | NG |  | Natural Gas and Other Gases | 2002-05-01 |  | 60.5 | 41 | 44
Existing | US | WECC | AZPS |  | 55522 |  |  | Sundance | 9 |  | GT | NG |  | Natural Gas and Other Gases | 2002-05-01 |  | 60.5 | 41 | 44
Existing | US | WECC | AZPS |  | 55522 |  |  | Sundance | 10 |  | GT | NG |  | Natural Gas and Other Gases | 2002-05-01 |  | 60.5 | 41 | 44
Existing | US | WECC | AZPS |  | 56229 |  |  | U of AZ Cogen 1 | 1 |  | CS | NG |  | Natural Gas and Other Gases | 2002-11-01 |  | 9 | 9 | 9
Existing | US | WECC | AZPS |  | 57939 | 1 |  | Walmart Casa Grande | 1 |  | PV | SUN |  | Solar | 2011-06-01 |  | 1.1 | 1.1 | 1.1
Existing | US | WECC | AZPS |  | 57939 | 2 |  | Walmart Casa Grande | 2 |  | PV | SUN |  | Solar | 2011-06-01 |  | 0.9 | 0.9 | 0.9
Existing | US | WECC | AZPS |  | 99999 |  |  | Walmart Stores, Inc. | 1 |  | PV | SUN |  | Solar | 2011-05-18 |  | 0.87 | 0.87 | 0.87
Existing | US | WECC | AZPS |  | 99999 |  |  | Walmart Stores, Inc. | 2 |  | PV | SUN |  | Solar | 2011-05-31 |  | 0.9 | 0.9 | 0.9
Existing | US | WECC | AZPS |  | 57403 |  |  | Waste Management Landfill | 1 |  | IC | LFG |  | Biomass | 2012-08-31 |  | 1.6 | 1.6 | 1.6
Existing | US | WECC | AZPS |  | 57403 |  |  | Waste Management Landfill | 2 |  | IC | LFG |  | Biomass | 2012-08-31 |  | 1.6 | 1.6 | 1.6
Existing | US | WECC | AZPS |  | 117 |  |  | West Phoenix | 1 |  | GT | NG |  | Natural Gas and Other Gases | 1972-05-01 |  | 53.12 | 50 | 62
Existing | US | WECC | AZPS |  | 117 |  |  | West Phoenix | 1 |  | CS | NG |  | Natural Gas and Other Gases | 1976-06-01 |  | 132 | 85 | 92
Existing | US | WECC | AZPS |  | 117 |  |  | West Phoenix | 2 |  | GT | NG |  | Natural Gas and Other Gases | 1973-07-01 |  | 53.12 | 50 | 62
Existing | US | WECC | AZPS |  | 117 |  |  | West Phoenix | 2 |  | CS | NG |  | Natural Gas and Other Gases | 1976-06-01 |  | 132 | 85 | 92
Existing | US | WECC | AZPS |  | 117 |  |  | West Phoenix | 3 |  | CS | NG |  | Natural Gas and Other Gases | 1976-06-01 |  | 132 | 85 | 92
Existing | US | WECC | AZPS |  | 117 |  |  | West Phoenix | 4 |  | CT | NG |  | Natural Gas and Other Gases | 2001-06-01 |  | 91 | 68 | 80
Existing | US | WECC | AZPS |  | 117 |  |  | West Phoenix | 4ST |  | CA | NG |  | Natural Gas and Other Gases | 2001-06-01 |  | 44.6 | 34 | 35
Existing | US | WECC | AZPS |  | 117 |  |  | West Phoenix | 5A |  | CT | NG |  | Natural Gas and Other Gases | 2003-08-01 |  | 184 | 145 | 153
Existing | US | WECC | AZPS |  | 117 |  |  | West Phoenix | 5B |  | CT | NG |  | Natural Gas and Other Gases | 2003-08-01 |  | 184 | 145 | 153
Existing | US | WECC | AZPS |  | 117 |  |  | West Phoenix | 5ST |  | CA | NG |  | Natural Gas and Other Gases | 2003-08-01 |  | 201 | 162 | 162
Existing | US | WECC | AZPS |  | 120 |  |  | Yucca | 1 |  | GT | NG |  | Natural Gas and Other Gases | 1971-07-01 |  | 19.6 | 18 | 22
Existing | US | WECC | AZPS |  | 120 |  |  | Yucca | 2 |  | GT | NG |  | Natural Gas and Other Gases | 1971-07-01 |  | 19.6 | 18 | 22
Existing | US | WECC | AZPS |  | 120 |  |  | Yucca | 3 |  | GT | NG |  | Natural Gas and Other Gases | 1973-06-01 |  | 72.4 | 52 | 62
Existing | US | WECC | AZPS |  | 120 |  |  | Yucca | 4 |  | GT | DFO |  | Petroleum | 1974-07-01 |  | 72.4 | 51 | 61
Existing | US | WECC | AZPS |  | 120 |  |  | Yucca | 5 |  | GT | NG |  | Natural Gas and Other Gases | 2008-06-01 |  | 60.5 | 47.7 | 49.29
Existing | US | WECC | AZPS |  | 120 |  |  | Yucca | 6 |  | GT | NG |  | Natural Gas and Other Gases | 2008-06-01 |  | 60.5 | 47.7 | 49.29
Existing | US | WECC | AZPS |  | 120 |  |  | Yuma Axis | 1 |  | ST | NG |  | Natural Gas and Other Gases | 1959-04-01 |  | 86.7 | 75 | 75
Existing | US | WECC | AZPS |  | 54694 |  |  | Yuma Cogeneration Associates | 1 |  | CT | NG |  | Natural Gas and Other Gases | 1994-03-01 |  | 44.1 | 35.1 | 37.39
Existing | US | WECC | AZPS |  | 54694 |  |  | Yuma Cogeneration Associates | 2 |  | CA | NG |  | Natural Gas and Other Gases | 1994-03-01 |  | 18.5 | 17.1 | 16.5
Existing | US | WECC | AZPS |  | 54694 |  |  | Yuma Cogeneration Associates | 2 |  | CA | NG |  | Natural Gas and Other Gases | 1994-03-01 |  | 18.5 | 17.1 | 16.5
Existing | US | WECC | AZPS |  | 2442 | 4 |  | Four Corners | 4 |  | ST | BIT |  | Coal | 1969-07-01 |  | 654.48 | 616 | 616
Existing | US | WECC | AZPS |  | 2442 | 5 |  | Four Corners | 5 |  | ST | BIT |  | Coal | 1970-07-01 |  | 654.48 | 616 | 616
Existing | US | WECC | AZPS |  | 154 | N8 |  | Hoover | N8 |  | HY | WAT |  | Conventional Hydro | 1961-12-01 |  | 393.02 | 393.21 | 393.21
Existing | US | WECC | AZPS |  | 55343 |  |  | Luna | 1 |  | CT | NG |  | Natural Gas and Other Gases | 2006-05-01 |  | 133.9 | 104.35 | 104.35
Existing | US | WECC | AZPS |  | 55343 |  |  | Luna | 2 |  | CT | NG |  | Natural Gas and Other Gases | 2006-05-01 |  | 133.9 | 104.35 | 104.35
Existing | US | WECC | AZPS |  | 55343 |  |  | Luna | 1 |  | CA | NG |  | Natural Gas and Other Gases | 2006-05-01 |  | 201.51 | 163.33 | 163.33
Tier 1 | US | WECC | AZPS |  |  |  |  | Sun Streams PVS | 1 |  | PV | SUN | MWH | Solar | 2021-06-01 |  | 65 | 65 | 65
Tier 1 | US | WECC | AZPS |  | 62964 |  |  | El Sol BESS | 1 |  | BA | MWH |  | Other | 2022-06-01 |  | 50 | 50 | 50
Tier 1 | US | WECC | AZPS |  |  |  |  | AES BESS | 1 |  | BA | MWH |  | Other | 2022-12-31 |  | 100 | 100 | 100
Tier 1 | US | WECC | AZPS |  |  |  |  | CO Bar Solar A | 1 |  | PV | SUN |  | Solar | 2023-12-01 |  | 80 | 80 | 80
Tier 1 | US | WECC | AZPS |  |  |  |  | CO Bar Solar B | 1 |  | PV | SUN |  | Solar | 2023-12-01 |  | 80 | 80 | 80
Existing | US | WECC | DEAA |  | 55282 | CTG1 |  | Arlington Valley | 1 |  | CT | NG |  | Natural Gas and Other Gases | 2002-07-01 |  | 198 | 172 | 172
Existing | US | WECC | DEAA |  | 55282 | CTG2 |  | Arlington Valley | 2 |  | CT | NG |  | Natural Gas and Other Gases | 2002-07-01 |  | 198 | 174 | 174
Existing | US | WECC | DEAA |  | 55282 | STG1 |  | Arlington Valley | 3 |  | CA | NG |  | Natural Gas and Other Gases | 2002-07-01 |  | 317 | 256 | 256
Existing | US | WECC | EPE |  | 9 |  |  | COP | 1 |  | GT | NG |  | Natural Gas and Other Gases | 1980-07-01 | 2030-12-31 | 87 | 63 | 65
Existing | US | WECC | EPE |  | 57986 |  |  | EL CHAPARRAL SOLAR FARM | 1 |  | PV-T | SUN |  | Solar | 2012-04-30 | 2037-04-30 | 10 | 7 | 7
Existing | US | WECC | EPE |  | 2442 | 4 |  | Four Corners | 4 |  | ST | BIT |  | Coal | 1969-07-01 |  | 57.3732 | 54 | 54
Existing | US | WECC | EPE |  | 2442 | 5 |  | Four Corners | 5 |  | ST | BIT |  | Coal | 1970-07-01 |  | 57.3732 | 54 | 54
Existing | US | WECC | EPE |  | 57591 |  |  | HATCH SOLAR ENERGY CENTER | 1 |  | PV-T | SUN |  | Solar | 2011-07-08 | 2036-07-08 | 5 | 3 | 3
Existing | US | WECC | EPE |  | 57985 |  |  | LAS CRUCES CENTENNIAL SOLAR FARM | 2 |  | PV-T | SUN |  | Solar | 2012-03-31 | 2037-03-31 | 12 | 8 | 8
Existing | US | WECC | EPE |  | 59010 |  |  | MACHO SPRINGS SOLAR | 1 |  | PV-T | SUN |  | Solar | 2014-05-23 | 2034-12-31 | 50 | 35 | 35
Existing | US | WECC | EPE |  | 58562 |  |  | MPS 1 | 1 |  | GT | NG |  | Natural Gas and Other Gases | 2015-05-01 | 2055-12-31 | 100 | 88 | 93
Existing | US | WECC | EPE |  | 58562 |  |  | MPS 2 | 1 |  | GT | NG |  | Natural Gas and Other Gases | 2015-05-01 | 2055-12-31 | 100 | 88 | 93
Existing | US | WECC | EPE |  | 58562 |  |  | MPS 3 | 1 |  | GT | NG |  | Natural Gas and Other Gases | 2016-05-01 | 2056-12-31 | 100 | 88 | 93
Existing | US | WECC | EPE |  | 58562 |  |  | MPS 4 | 1 |  | GT | NG |  | Natural Gas and Other Gases | 2016-09-01 | 2057-12-31 | 100 | 88 | 93
Existing | US | WECC | EPE |  | 3456 |  |  | NWM 1 | 1 |  | ST | NG |  | Natural Gas and Other Gases | 1960-05-01 | 2022-12-31 | 81 | 73 | 78
Existing | US | WECC | EPE |  | 3456 |  |  | NWM 2 | 2 |  | ST | NG |  | Natural Gas and Other Gases | 1963-06-01 | 2022-12-31 | 81 | 73 | 78
Existing | US | WECC | EPE |  | 3456 |  |  | NWM 3 | 3 |  | ST | NG |  | Natural Gas and Other Gases | 1966-03-01 | 2026-12-31 | 121 | 90 | 98
Existing | US | WECC | EPE |  | 3456 | 4CC |  | NWM 4 GT2 | G2 |  | CT | NG |  | Natural Gas and Other Gases | 1975-06-01 | 2026-12-31 | 85 | 69 | 72
Existing | US | WECC | EPE |  | 3456 | 4CC |  | NWM 4GT1 | G1 |  | CT | NG |  | Natural Gas and Other Gases | 1975-06-01 | 2026-12-31 | 85 | 69 | 72
Existing | US | WECC | EPE |  | 3456 | 4CC |  | NWM 4ST | S1 |  | CA | NG |  | Natural Gas and Other Gases | 1975-06-01 | 2026-12-31 | 120 | 89 | 89
Existing | US | WECC | EPE |  | 3456 | 5CC |  | NWM 5 GT3 | G3 |  | CT | NG |  | Natural Gas and Other Gases | 2009-05-01 | 2050-12-31 | 85 | 67 | 69
Existing | US | WECC | EPE |  | 3456 | 5CC |  | NWM 5 GT4 | G4 |  | CT | NG |  | Natural Gas and Other Gases | 2009-05-01 | 2050-12-31 | 85 | 67 | 69
Existing | US | WECC | EPE |  | 3456 | 5CC |  | NWM 5ST | S2 |  | CA | NG |  | Natural Gas and Other Gases | 2011-05-01 | 2050-12-31 | 142 | 132 | 135
Existing | US | WECC | EPE |  | 6008 | 1 |  | Palo Verde | 1 |  | ST | NUC |  | Nuclear | 1986-01-01 |  | 220.486 | 206 | 206
Existing | US | WECC | EPE |  | 6008 | 2 |  | Palo Verde | 2 |  | ST | NUC |  | Nuclear | 1986-09-01 |  | 222.1184 | 208 | 208
Existing | US | WECC | EPE |  | 6008 | 3 |  | Palo Verde | 3 |  | ST | NUC |  | Nuclear | 1988-01-01 |  | 221.3874 | 207 | 207
Existing | US | WECC | EPE |  | 59407 |  |  | PSEG EL PASO ENERGY CENTER | 1 |  | PV-T | SUN |  | Solar | 2014-12-30 | 2044-12-30 | 10 | 7 | 7
Existing | US | WECC | EPE |  | 2444 |  |  | RGD 7 | 7 |  | ST | NG |  | Natural Gas and Other Gases | 1958-06-01 | 2022-12-31 | 50 | 46 | 48
Existing | US | WECC | EPE |  | 2444 |  |  | RGD 8 | 8 |  | ST | NG |  | Natural Gas and Other Gases | 1972-07-01 | 2033-12-31 | 166 | 144 | 147
Existing | US | WECC | EPE |  | 2444 |  |  | RGD 9 | 9 |  | GT | NG |  | Natural Gas and Other Gases | 2013-05-01 | 2058-12-31 | 100 | 88 | 86
Existing | US | WECC | EPE |  | 57338 |  |  | ROADRUNNER SOLAR PLANT | 1 |  | PV-T | SUN |  | Solar | 2011-08-29 | 2031-08-29 | 20 | 14 | 14
Tier 1 | US | WECC | EPE |  |  |  |  | BUENA VISTA ENERGY CENTER 2 |  |  | PV-T | SUN |  | Solar | 2022-05-19 | 2047-05-31 | 20 | 5 | 5
Tier 1 | US | WECC | EPE |  |  |  |  | BUENA VISTA ENERGY CENTER 1 |  |  | PV-T | SUN |  | Solar | 2022-05-31 | 2042-05-31 | 100 | 75 | 75
Tier 1 | US | WECC | EPE |  |  |  |  | HECATE SANTA TERESA 1 |  |  | PV-T | SUN |  | Solar | 2022-05-31 | 2047-05-31 | 100 | 25 | 25
Tier 1 | US | WECC | EPE |  |  |  |  | NEWMAN 6 GT5 |  |  | GT | NG |  | Natural Gas and Other Gases | 2023-05-31 | 2063-05-31 | 255 | 226 | 255
Tier 2 | US | WECC | EPE |  |  |  |  | HECATE SANTA TERESA 2 |  |  | PV-T | SUN |  | Solar | 2022-05-19 | 2042-05-31 | 50 | 12.5 | 12.5
Tier 3 | US | WECC | EPE |  |  |  |  | CC320 |  |  | CC | NG |  | Natural Gas and Other Gases | 2027-05-01 | 2067-05-01 | 320 | 314 | 320
Tier 3 | US | WECC | EPE |  |  |  |  | PV125_1 |  |  | PV-T | SUN |  | Solar | 2028-05-01 | 2048-05-01 | 100 | 25 | 25
Tier 3 | US | WECC | EPE |  |  |  |  | RECIP50_1 |  |  | IC | NG |  | Natural Gas and Other Gases | 2028-05-31 | 2058-05-31 | 50 | 50 | 50
Existing | US | WECC | GRIF |  | 55124 | CTG1 |  | Griffith | G1 |  | CT | NG |  | Natural Gas and Other Gases | 2001-10-01 |  | 176.6 | 156 | 156
Existing | US | WECC | GRIF |  | 55124 | CTG2 |  | Griffith | G2 |  | CT | NG |  | Natural Gas and Other Gases | 2001-10-01 |  | 176.6 | 151 | 151
Existing | US | WECC | GRIF |  | 55124 | STG |  | Griffith | ST |  | CA | NG |  | Natural Gas and Other Gases | 2001-10-01 |  | 301.8 | 274 | 274
Existing | US | WECC | HGMA | 1076119 | 55372 | CTG1 |  | Harquahala | 11 |  | CT | NG |  | Natural Gas and Other Gases | 2003-09-01 |  | 281.7 | 220 | 240
Existing | US | WECC | HGMA | 1076120 | 55372 | STG1 |  | Harquahala | 12 |  | CA | NG |  | Natural Gas and Other Gases | 2003-09-01 |  | 160 | 120 | 125
Existing | US | WECC | HGMA | 1076122 | 55372 | CTG2 |  | Harquahala | 21 |  | CT | NG |  | Natural Gas and Other Gases | 2003-09-01 |  | 281.7 | 240 | 230
Existing | US | WECC | HGMA | 1076124 | 55372 | STG2 |  | Harquahala | 22 |  | CA | NG |  | Natural Gas and Other Gases | 2003-09-01 |  | 160 | 111 | 131
Existing | US | WECC | HGMA | 1076125 | 55372 | CTG3 |  | Harquahala | 31 |  | CT | NG |  | Natural Gas and Other Gases | 2003-09-01 |  | 281.7 | 220 | 220
Existing | US | WECC | HGMA | 1076127 | 55372 | STG3 |  | Harquahala | 32 |  | CA | NG |  | Natural Gas and Other Gases | 2003-09-01 |  | 160 | 114 | 115
Existing | US | WECC | IID |  | 58468 |  |  | 8 Minute Energy | X |  | PV-T | SUN |  | Solar | 2017-04-01 |  | 30 | 30 | 30
Existing | US | WECC | IID |  | 10632 |  |  | A W Hoch | 1 |  | BT | GEO |  | Geothermal | 1990-12-01 |  | 34.39 | 34.39 | 34.39
Existing | US | WECC | IID |  | 383 |  |  | Brawley | 1 |  | GT | DFO |  | Petroleum | 1962-07-01 |  | 9 | 9 | 9
Existing | US | WECC | IID |  | 383 |  |  | Brawley | 2 |  | GT | DFO |  | Petroleum | 1962-08-01 |  | 9 | 9 | 9
Existing | US | WECC | IID |  | 55984 |  |  | CE Turbo | 1 |  | ST | GEO |  | Geothermal | 2000-07-01 |  | 11.5 | 11.5 | 11.5
Existing | US | WECC | IID |  | 62052 |  |  | Citizen | 1 |  | PV-T | SUN |  | Solar | 2019-06-01 |  | 30 | 30 | 30
Existing | US | WECC | IID |  | 6060 | 1 |  | Coachella | 1 |  | GT | DFO |  | Petroleum | 1973-06-01 |  | 20 | 20 | 20
Existing | US | WECC | IID |  | 6060 | 2 |  | Coachella | 2 |  | GT | DFO |  | Petroleum | 1973-06-01 |  | 20 | 20 | 20
Existing | US | WECC | IID |  | 6060 | 3 |  | Coachella | 3 |  | GT | DFO |  | Petroleum | 1974-04-01 |  | 20 | 20 | 20
Existing | US | WECC | IID |  | 6060 | 4 |  | Coachella | 4 |  | GT | DFO |  | Petroleum | 1976-12-01 |  | 20 | 20 | 20
Existing | US | WECC | IID |  | 10300 |  |  | Colmac/Desert View | 1 |  | ST | OBS |  | Biomass | 1991-11-01 |  | 55.5 | 49 | 49
Existing | US | WECC | IID |  | 58545 |  |  | Community Solar SDSU PV1 | 1 |  | PV-T | SUN |  | Solar | 2013-06-01 |  | 5 | 5 | 5
Existing | US | WECC | IID |  | 56567 | 1 |  | Double Weir | 1 |  | HY | WAT |  | Conventional Hydro | 1961-08-01 |  | 0.2 | 0.2 | 0.2
Existing | US | WECC | IID |  | 56567 | 2 |  | Double Weir | 2 |  | HY | WAT |  | Conventional Hydro | 1961-08-01 |  | 0.2 | 0.2 | 0.2
Existing | US | WECC | IID |  | 585 | 1 |  | Drop 1 | 1 |  | HY | WAT |  | Conventional Hydro | 1984-11-01 |  | 1.95 | 1.95 | 1.95
Existing | US | WECC | IID |  | 585 | 2 |  | Drop 1 | 2 |  | HY | WAT |  | Conventional Hydro | 1984-11-01 |  | 1.95 | 1.95 | 1.95
Existing | US | WECC | IID |  | 585 | 3 |  | Drop 1 | 3 |  | HY | WAT |  | Conventional Hydro | 1984-10-01 |  | 1.95 | 1.95 | 1.95
Existing | US | WECC | IID |  | 385 | 1 |  | Drop 2 | 1 |  | HY | WAT |  | Conventional Hydro | 1953-12-01 |  | 5 | 5 | 5
Existing | US | WECC | IID |  | 385 | 2 |  | Drop 2 | 2 |  | HY | WAT |  | Conventional Hydro | 1953-12-01 |  | 5 | 5 | 5
Existing | US | WECC | IID |  | 386 | 1 |  | Drop 3 | 1 |  | HY | WAT |  | Conventional Hydro | 1941-02-01 |  | 4.79 | 4.79 | 4.79
Existing | US | WECC | IID |  | 386 | 2 |  | Drop 3 | 2 |  | HY | WAT |  | Conventional Hydro | 1966-11-01 |  | 5.5 | 5.5 | 5.5
Existing | US | WECC | IID |  | 387 | 1 |  | Drop 4 | 1 |  | HY | WAT |  | Conventional Hydro | 1950-08-01 |  | 10 | 10 | 10
Existing | US | WECC | IID |  | 387 | 2 |  | Drop 4 | 2 |  | HY | WAT |  | Conventional Hydro | 1941-02-01 |  | 9.59 | 9.59 | 9.59
Existing | US | WECC | IID |  | 314 | 1 |  | Drop 5 | 1 |  | HY | WAT |  | Conventional Hydro | 1982-03-01 |  | 2 | 2 | 2
Existing | US | WECC | IID |  | 314 | 2 |  | Drop 5 | 2 |  | HY | WAT |  | Conventional Hydro | 1982-03-01 |  | 2 | 2 | 2
Existing | US | WECC | IID |  | 586 | 1 |  | East Highline | 1 |  | HY | WAT |  | Conventional Hydro | 1984-09-01 |  | 2.41 | 2.41 | 2.41
Existing | US | WECC | IID |  | 389 | 2 |  | El Centro | 2 |  | CA | NG |  | Natural Gas and Other Gases | 1952-08-01 |  | 32 | 32 | 32
Existing | US | WECC | IID |  | 389 | 4 |  | El Centro | 4 |  | ST | RFO |  | Petroleum | 1968-08-01 |  | 80 | 80 | 80
Existing | US | WECC | IID |  | 389 |  |  | El Centro | 20 |  | CT | NG |  | Natural Gas and Other Gases | 1993-06-01 |  | 85 | 85 | 85
Existing | US | WECC | IID |  | 389 | 30 |  | El Centro | 30 |  | CA | NG |  | Natural Gas and Other Gases | 2012-10-31 |  | 60 | 55 | 60
Existing | US | WECC | IID |  | 389 | 31 |  | El Centro | 31 |  | CT | NG |  | Natural Gas and Other Gases | 2012-10-31 |  | 41 | 39 | 41
Existing | US | WECC | IID |  | 389 | 32 |  | El Centro | 32 |  | CT | NG |  | Natural Gas and Other Gases | 2012-10-31 |  | 41 | 39 | 41
Existing | US | WECC | IID |  | 389 |  |  | El Centro (BESS) | 1 |  | BA | MWH |  | Other | 2016-09-01 |  | 30 | 28 | 29
Existing | US | WECC | IID |  | 54038 |  |  | Geo East Mesa (GEM) II | 1 |  | ST | GEO |  | Geothermal | 1989-04-01 |  | 21.6 | 0 | 0
Existing | US | WECC | IID |  | 10763 |  |  | Geo East Mesa (GEM) III | 1 |  | BT | GEO |  | Geothermal | 2007-03-01 |  | 8 | 0 | 0
Existing | US | WECC | IID |  | 10763 |  |  | Geo East Mesa (GEM) III | 2 |  | ST | GEO |  | Geothermal | 1989-05-01 |  | 21.6 | 0 | 0
Existing | US | WECC | IID |  | 54689 | 1 |  | Heber HGC | 1 |  | BT | GEO |  | Geothermal | 1985-06-01 |  | 50 | 50 | 50
Existing | US | WECC | IID |  | 58398 |  |  | Heber Solar | 1 |  | PV-T | SUN |  | Solar | 2013-06-01 |  | 10 | 10 | 10
Existing | US | WECC | IID |  | 58062 | 1 |  | Imperial Valley Solar | 1 |  | PV-NT | SUN |  | Solar | 2012-06-01 |  | 23 | 23 | 23
Existing | US | WECC | IID |  | 59657 |  |  | Imperial Valley Solar 2 | 1 |  | PV-NT | SUN |  | Solar | 2015-07-15 |  | 20 | 20 | 20
Existing | US | WECC | IID |  | 61692 |  |  | IVC Solar | 1 |  | PV-T | SUN |  | Solar | 2020-04-01 |  | 3 | 3 | 3
Existing | US | WECC | IID |  | 10634 |  |  | J J Elmore | 1 |  | BT | GEO |  | Geothermal | 1988-12-01 |  | 34.39 | 34.39 | 34.39
Existing | US | WECC | IID |  | 10631 |  |  | J M Leathers | 1 |  | BT | GEO |  | Geothermal | 1989-11-01 |  | 34.39 | 34.39 | 34.39
Existing | US | WECC | IID |  | 57475 |  |  | John L. Featherstone | 1 |  | BT | GEO |  | Geothermal | 2012-03-09 |  | 49.89 | 49 | 49
Existing | US | WECC | IID |  | 56569 | 1 |  | Niland | 1 |  | GT | NG |  | Natural Gas and Other Gases | 2008-06-01 |  | 45 | 45 | 45
Existing | US | WECC | IID |  | 56569 | 2 |  | Niland | 2 |  | GT | NG |  | Natural Gas and Other Gases | 2008-06-01 |  | 45 | 45 | 45
Existing | US | WECC | IID |  | 56832 |  |  | North Brawley | 1 |  | BT | GEO |  | Geothermal | 2009-10-01 |  | 16 | 16 | 16
Existing | US | WECC | IID |  | 56832 |  |  | North Brawley | 2 |  | BT | GEO |  | Geothermal | 2009-10-01 |  | 16 | 16 | 16
Existing | US | WECC | IID |  | 56832 |  |  | North Brawley | 3 |  | BT | GEO |  | Geothermal | 2009-10-01 |  | 16 | 16 | 16
Existing | US | WECC | IID |  | 56832 |  |  | North Brawley | 4 |  | BT | GEO |  | Geothermal | 2009-10-01 |  | 16 | 16 | 16
Existing | US | WECC | IID |  | 50764 | -1 |  | Ormesa 1E | 1 |  | BT | GEO |  | Geothermal | 1987-12-01 |  | 7 | 7 | 7
Existing | US | WECC | IID |  | 50762 | -1 |  | Ormesa 1H | 1 |  | BT | GEO |  | Geothermal | 1989-12-01 |  | 7 | 7 | 7
Existing | US | WECC | IID |  | 50766 | -1 |  | Ormesa I | 1 |  | BT | GEO |  | Geothermal | 1986-12-01 |  | 24 | 24 | 24
Existing | US | WECC | IID |  | 54724 | -1 |  | Ormesa II | 1 |  | BT | GEO |  | Geothermal | 1987-12-01 |  | 18.5 | 18.5 | 18.5
Existing | US | WECC | IID |  | 388 | 2 |  | Pilot Knob | 1 |  | HY | WAT |  | Conventional Hydro | 1957-01-01 |  | 16.5 | 16.5 | 16.5
Existing | US | WECC | IID |  | 388 | 1 |  | Pilot Knob | 1 |  | HY | WAT |  | Conventional Hydro | 1957-01-01 |  | 16.5 | 16.5 | 16.5
Existing | US | WECC | IID |  | 7824 | 1 |  | Rockwood | 1 |  | GT | DFO |  | Petroleum | 1979-06-01 |  | 21 | 21 | 21
Existing | US | WECC | IID |  | 7824 | 2 |  | Rockwood | 2 |  | GT | DFO |  | Petroleum | 1980-04-01 |  | 21 | 21 | 21
Existing | US | WECC | IID |  | 10878 |  |  | Salton Sea 1 | 1 |  | BT | GEO |  | Geothermal | 1981-10-01 |  | 9.59 | 9.59 | 9.59
Existing | US | WECC | IID |  | 10879 |  |  | Salton Sea 2 | 1 |  | BT | GEO |  | Geothermal | 1989-12-01 |  | 11.1 | 11.1 | 11.1
Existing | US | WECC | IID |  | 10879 |  |  | Salton Sea 2 | 2 |  | BT | GEO |  | Geothermal | 1990-01-01 |  | 4.79 | 4.79 | 4.79
Existing | US | WECC | IID |  | 10879 |  |  | Salton Sea 2 | 3 |  | BT | GEO |  | Geothermal | 1989-12-01 |  | 3.39 | 3.39 | 3.39
Existing | US | WECC | IID |  | 10759 |  |  | Salton Sea 3 | 1 |  | BT | GEO |  | Geothermal | 1989-02-01 |  | 51.89 | 51.89 | 51.89
Existing | US | WECC | IID |  | 54996 | 4100 |  | Salton Sea 4 | 1 |  | BT | GEO |  | Geothermal | 1996-02-01 |  | 49 | 49 | 49
Existing | US | WECC | IID |  | 55983 |  |  | Salton Sea 5 | 1 |  | BT | GEO |  | Geothermal | 2000-06-01 |  | 50 | 50 | 50
Existing | US | WECC | IID |  | 54111 |  |  | Second Imperial Geothermal | 1 |  | BT | GEO |  | Geothermal | 1993-06-01 |  | 3.5 | 3.5 | 3.5
Existing | US | WECC | IID |  | 54111 |  |  | Second Imperial Geothermal | 2 |  | BT | GEO |  | Geothermal | 1993-06-01 |  | 3.5 | 3.5 | 3.5
Existing | US | WECC | IID |  | 54111 |  |  | Second Imperial Geothermal | 3 |  | BT | GEO |  | Geothermal | 1993-06-01 |  | 3.5 | 3.5 | 3.5
Existing | US | WECC | IID |  | 54111 |  |  | Second Imperial Geothermal | 4 |  | BT | GEO |  | Geothermal | 1993-06-01 |  | 3.5 | 3.5 | 3.5
Existing | US | WECC | IID |  | 54111 |  |  | Second Imperial Geothermal | 5 |  | BT | GEO |  | Geothermal | 1993-06-01 |  | 3.5 | 3.5 | 3.5
Existing | US | WECC | IID |  | 54111 |  |  | Second Imperial Geothermal | 6 |  | BT | GEO |  | Geothermal | 1993-06-01 |  | 3.5 | 3.5 | 3.5
Existing | US | WECC | IID |  | 54111 |  |  | Second Imperial Geothermal | 7 |  | BT | GEO |  | Geothermal | 1993-06-01 |  | 4.5 | 4.5 | 4.5
Existing | US | WECC | IID |  | 54111 |  |  | Second Imperial Geothermal | 8 |  | BT | GEO |  | Geothermal | 1993-06-01 |  | 4.5 | 4.5 | 4.5
Existing | US | WECC | IID |  | 54111 |  |  | Second Imperial Geothermal | 9 |  | BT | GEO |  | Geothermal | 1993-06-01 |  | 4.5 | 4.5 | 4.5
Existing | US | WECC | IID |  | 54111 |  |  | Second Imperial Geothermal | 10 |  | BT | GEO |  | Geothermal | 1993-06-01 |  | 4.5 | 4.5 | 4.5
Existing | US | WECC | IID |  | 54111 |  |  | Second Imperial Geothermal | 11 |  | BT | GEO |  | Geothermal | 1993-06-01 |  | 4.5 | 4.5 | 4.5
Existing | US | WECC | IID |  | 54111 |  |  | Second Imperial Geothermal | 12 |  | BT | GEO |  | Geothermal | 1993-06-01 |  | 4.5 | 4.5 | 4.5
Existing | US | WECC | IID |  | 54111 |  |  | Second Imperial Geothermal | 13 |  | BT | GEO |  | Geothermal | 2006-01-01 |  | 16 | 16 | 16
Existing | US | WECC | IID |  | 54111 |  |  | Second Imperial Geothermal | 14 |  | BT | GEO |  | Geothermal | 2008-04-01 |  | 16 | 16 | 16
Existing | US | WECC | IID |  | 60745 |  |  | SEPV Dixieland East | 1 |  | PV-T | SUN |  | Solar | 2016-12-16 |  | 2 | 2 | 2
Existing | US | WECC | IID |  | 60744 |  |  | SEPV Dixieland West | 1 |  | PV-T | SUN |  | Solar | 2016-12-16 |  | 3 | 3 | 3
Existing | US | WECC | IID |  | 59722 |  |  | Serville 1 | 1 |  | PV-T | SUN |  | Solar | 2015-12-01 |  | 20 | 20 | 20
Existing | US | WECC | IID |  | 59723 |  |  | Seville 2 | 1 |  | PV-T | SUN |  | Solar | 2016-06-01 |  | 30 | 30 | 30
Existing | US | WECC | IID |  | 58621 |  |  | SolOrchard | 1 |  | PV-T | SUN |  | Solar | 2014-06-01 |  | 20 | 20 | 20
Existing | US | WECC | IID |  | 6370 | 1 |  | Turnip | 1 |  | HY | WAT |  | Conventional Hydro | 1964-10-01 |  | 0.41 | 0.41 | 0.41
Existing | US | WECC | IID |  | 61418 |  |  | Valencia 1 | 1 |  | PV-T | SUN |  | Solar | 2017-12-31 |  | 3 | 3 | 3
Existing | US | WECC | IID |  | 60059 |  |  | Valencia 2 | 1 |  | PV-T | SUN |  | Solar | 2020-11-16 |  | 2 | 2 | 2
Existing | US | WECC | IID |  | 50210 |  |  | Vulcan | 1 |  | BT | GEO |  | Geothermal | 1985-12-01 |  | 29 | 29 | 29
Existing | US | WECC | IID |  | 50210 |  |  | Vulcan | 2 |  | BT | GEO |  | Geothermal | 1985-12-01 |  | 9.19 | 9.19 | 9.19
Existing | US | WECC | IID |  | 120 |  |  | Yuma Axis | 1 |  | GT | DFO |  | Petroleum | 1978-12-01 |  | 21 | 21 | 21
Tier 1 | US | WECC | IID |  |  |  |  | GeoGen Co | 1 |  | BT | GEO |  | Geothermal | 2021-02-11 |  | 15 | 15 | 15
Tier 1 | US | WECC | IID |  |  |  |  | Valencia 3 | 1 |  | PV-T | SUN |  | Solar | 2021-03-05 |  | 3 | 3 | 3
Tier 2 | US | WECC | IID |  |  |  |  | BESS II | 1 |  | BA | MWH |  | Other | 2022-07-01 |  | 30 | 30 | 30
Tier 2 | US | WECC | IID |  |  |  |  | BESS Niland | 1 |  | BA | MWH |  | Other | 2021-07-01 |  | 5 | 5 | 5
Tier 3 | US | WECC | IID |  |  |  |  | El Centro | 4 |  | CT | NG |  | Natural Gas and Other Gases | 2023-06-01 |  | 107 | 107 | 107
Tier 3 | US | WECC | IID |  |  |  |  | Niland | A |  | GT | NG |  | Natural Gas and Other Gases | 2025-06-01 |  | 45 | 45 | 45
Tier 3 | US | WECC | IID |  |  |  |  | Niland | B |  | GT | NG |  | Natural Gas and Other Gases | 2025-06-01 |  | 45 | 45 | 45
Tier 3 | US | WECC | IID |  |  |  |  | Salton Sea | IV |  | BT | GEO |  | Geothermal | 2026-06-01 |  | 44 | 44 | 44
Existing | US | WECC | PNM |  | 7789 | 1 |  | Abiquiu | 1 |  | HY | WAT |  | Conventional Hydro | 1988-12-01 |  | 6.9 | 7 | 0
Existing | US | WECC | PNM |  | 7789 | 2 |  | Abiquiu | 2 |  | HY | WAT |  | Conventional Hydro | 1989-12-01 |  | 6.9 | 7 | 0
Existing | US | WECC | PNM |  | 7789 | 3 |  | Abiquiu | 3 |  | HY | WAT |  | Conventional Hydro | 2011-05-01 |  | 3 | 3 | 1
Existing | US | WECC | PNM |  | 55210 | 1 |  | Afton | 1 |  | CT | NG |  | Natural Gas and Other Gases | 2007-10-01 |  | 170.09 | 143 | 143
Existing | US | WECC | PNM |  | 55210 | 2 |  | Afton | 1 |  | CA | NG |  | Natural Gas and Other Gases | 2007-10-01 |  | 117.84 | 87 | 87
Existing | US | WECC | PNM |  | 57577 | AGSEC |  | Alamogordo Solar PV | 1 |  | PV-NT | SUN |  | Solar | 2011-10-14 |  | 5 | 5 | 5
Existing | US | WECC | PNM |  | 57567 | ASEC1 |  | Albuquerque PV | 1 |  | PV-NT | SUN |  | Solar | 2011-04-08 |  | 2 | 2 | 2
Existing | US | WECC | PNM |  |  | X |  | Allison Rd. Solar Park #1 | 1 |  | PV-NT | SUN |  | Solar | 2018-02-01 |  | 4 | 4 | 2
Existing | US | WECC | PNM |  |  | X |  | Allison Rd. Solar Park #2 | 1 |  | PV-NT | SUN |  | Solar | 2018-02-01 |  | 4 | 4 | 2
Existing | US | WECC | PNM |  | 60258 |  |  | Alta Luna | 1 |  | PV-T | SUN |  | Solar | 2017-01-01 |  | 25 | 25 | 25
Existing | US | WECC | PNM |  | 99999 |  |  | Amalia | 1 |  | PV-T | SUN |  | Solar | 2012-06-05 |  | 1.5 | 1.5 | 1.5
Existing | US | WECC | PNM |  | 56336 | 1 |  | Argonne Mesa | 1 |  | WT | WND |  | Wind | 2006-12-01 |  | 90 | 90 | 90
Existing | US | WECC | PNM |  | 58689 | 1 |  | Blue Sky | 1 |  | PV-NT | SUN |  | Solar | 2012-09-28 |  | 1.25 | 1.25 | 1.25
Existing | US | WECC | PNM |  | XXXX |  |  | Britton Solar Energy Center | 1 |  | PV-T | SUN |  | Solar | 2019-12-10 |  | 50 | 50 | 50
Existing | US | WECC | PNM |  | 61662 | X |  | Carrizozo Solar Project | 1 |  | PV-NT | SUN |  | Solar | 2018-02-26 |  | 3 | 3 | 3
Existing | US | WECC | PNM |  | XXXX | X |  | Casa Mesa Wind | 1 |  | WT | WND |  | Wind | 2018-11-13 |  | 50 | 50 | 50
Existing | US | WECC | PNM |  | XXXX | X |  | Casa Mesa Wind | 1 |  | WT | WND |  | Wind | 2018-11-13 |  | 50 | 50 | 50
Existing | US | WECC | PNM |  | 57369 | QST |  | Chevron Solar | 1 |  | PV-T | SUN |  | Solar | 2011-01-01 |  | 1 | 1 | 1
Existing | US | WECC | PNM |  | 59619 | CBLA |  | Cibola Solar PV | 1 |  | PV-T | SUN |  | Solar | 2014-12-31 |  | 7.58 | 7.58 | 7.58
Existing | US | WECC | PNM |  | 57243 |  |  | Cimarron I Solar | 1 |  | PV-NT | SUN |  | Solar | 2010-11-25 |  | 30 | 30 | 30
Existing | US | WECC | PNM |  | 61165 | 88029 |  | Columbus Solar | 1 |  | PV-NT | SUN |  | Solar | 2017-10-06 |  | 1.85 | 1.85 | 1.85
Existing | US | WECC | PNM |  | 99999 | PB01-04 |  | Dale Burgett Geothermal | 1 |  | ST | GEO |  | Geothermal | 2013-12-07 |  | 10 | 8 | 10
Existing | US | WECC | PNM |  | 61556 | FB1 |  | Data Center 1 Solar Energy Center 1 | 1 |  | PV-NT | SUN |  | Solar | 2018-01-01 |  | 10 | 10 | 7.81
Existing | US | WECC | PNM |  | 61557 | FB2 |  | Data Center 1 Solar Energy Center 2 | 1 |  | PV-T | SUN |  | Solar | 2018-03-01 |  | 10 | 10 | 7.81
Existing | US | WECC | PNM |  | 61558 | FB3 |  | Data Center 1 Solar Energy Center 3 | 1 |  | PV-T | SUN |  | Solar | 2018-05-01 |  | 10 | 10 | 7.81
Existing | US | WECC | PNM |  | 57575 | DSEC-HON2 |  | Deming Solar PV | 1 |  | PV-NT | SUN |  | Solar | 2011-08-03 |  | 9 | 9 | 9
Existing | US | WECC | PNM |  | 62149 |  |  | Eagle Nest Lake | 1 |  | PV-T | SUN |  | Solar | 2018-10-04 |  | 1 | 1 | 1
Existing | US | WECC | PNM |  | 58098 | 1 |  | El Cabo Wind | 1 |  | WT | WND |  | Wind | 2017-06-01 |  | 298.2 | 298.2 | 298.2
Existing | US | WECC | PNM |  | XXXX |  |  | El Rito | 1 |  | PV-T | SUN |  | Solar | 2020-01-02 |  | 1.56 | 1.56 | 1.56
Existing | US | WECC | PNM |  | 7593 | 1 |  | El Vado | 1 |  | HY | WAT |  | Conventional Hydro | 1987-12-01 |  | 8.8 | 8 | 1
Existing | US | WECC | PNM |  | 6402 | 1 |  | Elephant Butte | 1 |  | HY | WAT |  | Conventional Hydro | 1940-12-01 |  | 9.3 | 8 | 8
Existing | US | WECC | PNM |  | 6402 | 2 |  | Elephant Butte | 2 |  | HY | WAT |  | Conventional Hydro | 1940-12-01 |  | 9.3 | 8 | 8
Existing | US | WECC | PNM |  | 6402 | 3 |  | Elephant Butte | 3 |  | HY | WAT |  | Conventional Hydro | 1940-12-01 |  | 9.3 | 8 | 8
Existing | US | WECC | PNM |  |  |  |  | Encino Solar Energy Center | 1 |  | PV-T | SUN |  | Solar | 2020-07-21 |  | 50 | 50 | 50
Existing | US | WECC | PNM |  | 62191 | X |  | Estancia Solar Project | 1 |  | PV-T | SUN |  | Solar | 2018-08-01 |  | 2 | 2 | 2
Existing | US | WECC | PNM |  | 2442 | 4 |  | Four Corners | 4 |  | ST | BIT |  | Coal | 1969-07-01 |  | 106.2468 | 100 | 100
Existing | US | WECC | PNM |  | 2442 | 5 |  | Four Corners | 5 |  | ST | BIT |  | Coal | 1970-07-01 |  | 106.2468 | 100 | 100
Existing | US | WECC | PNM |  | 56945 | 1 |  | High Lonesome Mesa Wind Farm | 1 |  | WT | WND |  | Wind | 2009-06-01 |  | 100 | 100 | 100
Existing | US | WECC | PNM |  | 58240 | PV_KC |  | Kit Carson Solar | 1 |  | PV-T | SUN |  | Solar | 2012-06-01 |  | 0.67 | 0.67 | 0.67
Existing | US | WECC | PNM |  |  |  |  | La Joya | 1 |  | WT | WND |  | Wind | 2021-02-07 |  | 166 | 166 | 166
Existing | US | WECC | PNM |  | 58284 | 1 |  | La Luz Energy Center | 1 |  | GT | NG |  | Natural Gas and Other Gases | 2015-12-18 |  | 40 | 40 | 40
Existing | US | WECC | PNM |  | 58256 | 1 |  | Landfill PPA PV | 2 |  | PV-NT | SUN |  | Solar | 2014-11-01 |  | 1 | 1 | 1
Existing | US | WECC | PNM |  | 6574 |  |  | LANL TA-3 | 1 |  | GT | NG |  | Natural Gas and Other Gases | 2009-09-01 |  | 33.5 | 24 | 24
Existing | US | WECC | PNM |  | 57576 | LVSEC |  | Las Vegas Solar PV | 1 |  | PV-NT | SUN |  | Solar | 2011-11-24 |  | 5 | 5 | 5
Existing | US | WECC | PNM |  | 7967 | GT1 |  | Lordsburg GT | 1 |  | GT | NG |  | Natural Gas and Other Gases | 2002-07-01 |  | 54 | 40 | 40
Existing | US | WECC | PNM |  | 7967 | GT2 |  | Lordsburg GT | 2 |  | GT | NG |  | Natural Gas and Other Gases | 2002-07-01 |  | 54 | 40 | 40
Existing | US | WECC | PNM |  | 58256 | 1 |  | Los Alamos PV | 1 |  | PV-NT | SUN |  | Solar | 2012-09-07 |  | 1 | 1 | 1
Existing | US | WECC | PNM |  | 57571 | LLSEC-LMS2 |  | Los Lunas Solar PV | 1 |  | PV-NT | SUN |  | Solar | 2011-06-01 |  | 7 | 7 | 7
Existing | US | WECC | PNM |  | 55343 |  |  | Luna | 1 |  | CT | NG |  | Natural Gas and Other Gases | 2006-05-01 |  | 65 | 50.6536 | 50.6536
Existing | US | WECC | PNM |  | 55343 |  |  | Luna | 2 |  | CT | NG |  | Natural Gas and Other Gases | 2006-05-01 |  | 65 | 50.6536 | 50.6536
Existing | US | WECC | PNM |  | 55343 |  |  | Luna | 1 |  | CA | NG |  | Natural Gas and Other Gases | 2006-05-01 |  | 100.7533 | 81.6667 | 81.6667
Existing | US | WECC | PNM |  | 58521 | MAN1 |  | Manzano Solar PV | 1 |  | PV-NT | SUN |  | Solar | 2013-10-18 |  | 8 | 8 | 8
Existing | US | WECC | PNM |  | 59618 | MLK |  | Meadowlake Solar PV | 1 |  | PV-T | SUN |  | Solar | 2014-12-31 |  | 9 | 9 | 9
Existing | US | WECC | PNM |  | 56097 | GE15 |  | New Mexico Wind Energy Center | 1 |  | WT | WND |  | Wind | 2003-09-01 |  | 204 | 204 | 204
Existing | US | WECC | PNM |  | 56097 | GE15 |  | New Mexico Wind Energy Center | 1 |  | WT | WND |  | Wind | 2003-09-01 |  | 204 | 204 | 204
Existing | US | WECC | PNM |  | 58520 | OTE1 |  | Otero County Solar PV | 1 |  | PV-NT | SUN |  | Solar | 2013-12-10 |  | 7.5 | 7.5 | 7.5
Existing | US | WECC | PNM |  | 6008 | 1 |  | Palo Verde | 1 |  | ST | NUC |  | Nuclear | 1986-01-01 |  | 143.4229 | 134 | 134
Existing | US | WECC | PNM |  | 6008 | 2 |  | Palo Verde | 2 |  | ST | NUC |  | Nuclear | 1986-09-01 |  | 143.0955 | 134 | 134
Existing | US | WECC | PNM |  | 6008 | 3 |  | Palo Verde | 3 |  | ST | NUC |  | Nuclear | 1988-01-01 |  | 143.3136 | 134 | 134
Existing | US | WECC | PNM |  | XXXX |  |  | Picuris | 1 |  | PV-T | SUN |  | Solar | 2018-03-01 |  | 0.99 | 0.99 | 0.99
Existing | US | WECC | PNM |  | 58899 | GEN-2 |  | Prosperity Energy Storage | 1 |  | PV-NT | SUN |  | Solar | 2011-09-19 |  | 0.5 | 0.5 | 0.5
Existing | US | WECC | PNM |  | 58899 | GEN-1 |  | Prosperity Energy Storage | 2 |  | BA | MWH |  | Other | 2011-09-19 |  | 0.8 | 0.8 | 0.8
Existing | US | WECC | PNM |  | 7975 | 1 |  | Pyramid | 1 |  | GT | NG |  | Natural Gas and Other Gases | 2003-06-01 |  | 43 | 39 | 42
Existing | US | WECC | PNM |  | 7975 | 3 |  | Pyramid | 1 |  | GT | NG |  | Natural Gas and Other Gases | 2003-06-01 |  | 43 | 39 | 42
Existing | US | WECC | PNM |  | 7975 | 2 |  | Pyramid | 2 |  | GT | NG |  | Natural Gas and Other Gases | 2003-06-01 |  | 43 | 39 | 42
Existing | US | WECC | PNM |  | 7975 | 4 |  | Pyramid | 2 |  | GT | NG |  | Natural Gas and Other Gases | 2003-06-01 |  | 43 | 39 | 42
Existing | US | WECC | PNM |  | 57369 |  |  | Questa 1 | 1 |  | PV-T | SUN |  | Solar | 2019-12-20 |  | 1.56 | 1.56 | 1.56
Existing | US | WECC | PNM |  | 57357 | EXIS |  | Red Mesa | 1 |  | WT | WND |  | Wind | 2010-12-15 |  | 102.4 | 102.4 | 102.4
Existing | US | WECC | PNM |  | 57357 | EXIS |  | Red Mesa | 1 |  | WT | WND |  | Wind | 2010-12-15 |  | 102.4 | 102.4 | 102.4
Existing | US | WECC | PNM |  | 2450 | 1 |  | Reeves | 1 |  | ST | NG |  | Natural Gas and Other Gases | 1960-08-01 |  | 44 | 44 | 44
Existing | US | WECC | PNM |  | 2450 | 2 |  | Reeves | 2 |  | ST | NG |  | Natural Gas and Other Gases | 1958-12-01 |  | 44 | 44 | 44
Existing | US | WECC | PNM |  | 2450 | 3 |  | Reeves | 3 |  | ST | NG |  | Natural Gas and Other Gases | 1962-07-01 |  | 66 | 66 | 66
Existing | US | WECC | PNM |  | 55039 | GT1 |  | Rio Bravo | 1 |  | GT | NG |  | Natural Gas and Other Gases | 2000-04-01 |  | 150 | 138 | 138
Existing | US | WECC | PNM |  | 60198 | RCSEC |  | Rio Communities Solar PV | 1 |  | PV-T | SUN |  | Solar | 2015-12-31 |  | 10 | 10 | 10
Existing | US | WECC | PNM |  | XXXX |  |  | Rio Del Oro Energy Center | 1 |  | PV-T | SUN |  | Solar | 2019-05-31 |  | 10 | 10 | 10
Existing | US | WECC | PNM |  | XXXX |  |  | Rio Rancho Solar Energy Center | 1 |  | PV-T | SUN |  | Solar | 2019-12-03 |  | 10 | 10 | 10
Existing | US | WECC | PNM |  | 2451 | 1 |  | San Juan | 1 |  | ST | BIT |  | Coal | 1976-12-01 | 2022-06-30 | 184.5 | 170 | 170
Existing | US | WECC | PNM |  | 2451 | 4 |  | San Juan | 4 |  | ST | BIT |  | Coal | 1982-04-01 | 2022-06-30 | 300.4429 | 274.4587 | 276.624
Existing | US | WECC | PNM |  | XXXX |  |  | San Miguel 1 Solar Energy Center | 1 |  | PV-T | SUN |  | Solar | 2019-09-23 |  | 10 | 10 | 10
Existing | US | WECC | PNM |  | XXXX |  |  | San Miguel 2 Solar Energy Center | 1 |  | PV-T | SUN |  | Solar | 2019-10-15 |  | 10 | 10 | 10
Existing | US | WECC | PNM |  | 59558 | SSEC1 |  | Sandoval Solar PV | 1 |  | PV-T | SUN |  | Solar | 2014-12-31 |  | 6.08 | 6.08 | 6.08
Existing | US | WECC | PNM |  | 60196 | SFSEC |  | Santa Fe Solar PV | 1 |  | PV-T | SUN |  | Solar | 2015-12-14 |  | 9.5 | 9.5 | 9.5
Existing | US | WECC | PNM |  | 60197 | SANTO |  | Santolina Solar PV | 1 |  | PV-T | SUN |  | Solar | 2015-12-03 |  | 10.5 | 10.5 | 10.5
Existing | US | WECC | PNM |  | 60195 | SVSEC |  | South Valley Solar PV | 1 |  | PV-T | SUN |  | Solar | 2015-12-29 |  | 9.5 | 9.5 | 9.5
Existing | US | WECC | PNM |  | 59560 |  |  | Springer Solar | 1 |  | PV-NT | SUN |  | Solar | 2015-04-28 |  | 1 | 1 | 1
Existing | US | WECC | PNM |  | 58794 |  |  | Storrie Solar | 1 |  | PV-NT | SUN |  | Solar | 2014-10-01 |  | 1.88 | 1.88 | 1.88
Existing | US | WECC | PNM |  | 99999 |  |  | T-OR-C Solar | 1 |  | PV-NT | SUN |  | Solar | 2015-04-15 |  | 2 | 2 | 2
Existing | US | WECC | PNM |  | XXXX |  |  | Town of Taos Waste Water Facil | 1 |  | PV-T | SUN |  | Solar | 2020-05-14 |  | 3.168 | 3.168 | 3.168
Existing | US | WECC | PNM |  | XXXX |  |  | Tres Piedras | 1 |  | PV-T | SUN |  | Solar | 2018-03-01 |  | 1 | 1 | 1
Existing | US | WECC | PNM |  | 55802 | CTG1 |  | Valencia GT | 1 |  | GT | NG |  | Natural Gas and Other Gases | 2008-06-01 |  | 145 | 145 | 145
Existing | US | WECC | PNM |  | 55802 | CTG1 |  | Valencia GT | 1 |  | GT | NG |  | Natural Gas and Other Gases | 2008-06-01 |  | 145 | 145 | 145
Existing | US | WECC | PNM |  | XXXX |  |  | Vista Solar Energy Center | 1 |  | PV-T | SUN |  | Solar | 2019-03-05 |  | 10 | 10 | 10
Tier 1 | US | WECC | PNM |  |  |  |  | La Joya | 2 |  | WT | WND |  | Wind | 2021-03-04 | 2041-03-04 | 141 | 141 | 141
Tier 1 | US | WECC | PNM |  |  |  |  | Jicarilla Solar-2 | 2 |  | PV-T | SUN |  | Solar | 2021-03-31 | 2036-03-31 | 50 | 50 | 37.2
Tier 1 | US | WECC | PNM |  |  |  |  | Cline Corners | 1 |  | WT | WND |  | Wind | 2021-06-01 |  | 342.22 | 333 | 333
Tier 1 | US | WECC | PNM |  |  |  |  | Duran Mesa | 1 |  | WT | WND |  | Wind | 2021-06-01 |  | 105.08 | 100 | 100
Tier 1 | US | WECC | PNM |  |  |  |  | Red Cloud | 1 |  | WT | WND |  | Wind | 2021-06-01 |  | 349.68 | 340 | 340
Tier 1 | US | WECC | PNM |  |  |  |  | Tecolte | 1 |  | WT | WND |  | Wind | 2021-06-01 |  | 271.68 | 263 | 263
Tier 1 | US | WECC | PNM |  |  |  |  | Town of Taos Waste Water (add'l) | 1 |  | PV-T | SUN |  | Solar | 2021-06-30 |  | 1 | 1 | 1
Tier 1 | US | WECC | PNM |  |  |  |  | Angel Fire Solar | 1 |  | PV-T | SUN |  | Solar | 2021-10-31 |  | 6 | 6 | 6
Tier 1 | US | WECC | PNM |  |  |  |  | Angle Fire Storage | 1 |  | PV-T | SUN |  | Solar | 2021-10-31 |  | 3 | 3 | 3
Tier 1 | US | WECC | PNM |  |  |  |  | Taos Mesa Solar | 1 |  | PV-T | SUN |  | Solar | 2021-10-31 |  | 15 | 15 | 15
Tier 1 | US | WECC | PNM |  |  |  |  | Taos Mesa Storage | 1 |  | PV-T | SUN |  | Solar | 2021-10-31 |  | 12 | 12 | 12
Tier 1 | US | WECC | PNM |  |  |  |  | Jicarilla Solar-3 |  |  | PV-T | SUN |  | Solar | 2021-11-01 | 2046-11-01 | 2 | 2 | 2
Tier 1 | US | WECC | PNM |  |  |  |  | Route 66 Solar PV | 1 |  | PV-T | SUN |  | Solar | 2021-12-01 | 2046-12-01 | 50 | 50 | 37.2
Tier 1 | US | WECC | PNM |  |  |  |  | Jicarilla Storage-1 | 1 |  | BA | MWH |  | Other | 2022-04-30 | 2042-04-30 | 20 | 20 | 20
Tier 1 | US | WECC | PNM |  |  |  |  | Jicarilla Solar-1 | 1 |  | PV-T | SUN |  | Solar | 2022-04-30 | 2042-04-30 | 50 | 50 | 37.2
Tier 1 | US | WECC | PNM |  |  |  |  | San Juan Storage-1 | 1 |  | BA | MWH |  | Other | 2022-06-10 | 2042-06-10 | 100 | 100 | 100
Tier 1 | US | WECC | PNM |  |  |  |  | San Juan Solar-1 | 1 |  | PV-T | SUN |  | Solar | 2022-06-10 | 2042-06-10 | 200 | 200 | 150
Tier 1 | US | WECC | PNM |  |  |  |  | Arroyo Storage-1 | 1 |  | BA | MWH |  | Other | 2022-06-20 | 2042-06-20 | 150 | 150 | 150
Tier 1 | US | WECC | PNM |  |  |  |  | Rockmont Storage-1 | 1 |  | BA | MWH |  | Other | 2022-06-20 | 2042-06-20 | 30 | 30 | 30
Tier 1 | US | WECC | PNM |  |  |  |  | Arroyo Solar-1 | 1 |  | PV-T | SUN |  | Solar | 2022-06-20 | 2042-06-20 | 300 | 300 | 225
Tier 1 | US | WECC | PNM |  |  |  |  | Rockmont Solar-1 | 1 |  | PV-T | SUN |  | Solar | 2022-06-20 | 2042-06-20 | 100 | 100 | 75
Tier 1 | US | WECC | PNM |  |  |  |  | Encino North | 1 |  | PV-T | SUN |  | Solar | 2023-06-01 | 2043-06-01 | 50 | 50 | 37.5
Tier 1 | US | WECC | PNM |  |  |  |  | Sky Ranch Storage | 1 |  | BA | MWH |  | Other | 2023-12-31 | 2043-12-31 | 50 | 50 | 50
Tier 1 | US | WECC | PNM |  |  |  |  | Sky Ranch Solar | 1 |  | PV-T | SUN |  | Solar | 2023-12-31 | 2043-12-31 | 190 | 190 | 142.5
Tier 2 | US | WECC | PNM |  |  |  |  | Escalante Solar | 1 |  | PV-T | SUN |  | Solar | 2021-12-31 |  | 200 | 200 | 200
Tier 3 | US | WECC | PNM |  |  |  |  | LANL PV | 1 |  | PV-NT | SUN |  | Solar | 2022-06-01 |  | 10 | 10 | 10
Tier 3 | US | WECC | PNM |  |  |  |  | Generic Storage | 1 |  | BA | MWH |  | Other | 2023-06-01 |  | 300 | 300 | 300
Tier 3 | US | WECC | PNM |  |  |  |  | LANL TA-3 | 1 |  | GT | NG |  | Natural Gas and Other Gases | 2024-07-01 |  | 45 | 45 | 45
Tier 3 | US | WECC | PNM |  |  |  |  | Generic Storage | 1 |  | BA | MWH |  | Other | 2025-06-01 |  | 107 | 107 | 107
Tier 3 | US | WECC | PNM |  |  |  |  | Generic Solar | 1 |  | PV-T | SUN |  | Solar | 2025-06-01 |  | 62 | 62 | 46.5
Existing | US | WECC | SRP |  | 141 | AF1 |  | Agua Fria | 1 |  | ST | NG |  | Natural Gas and Other Gases | 1958-01-01 | 2050-12-31 | 113.63 | 113 | 114
Existing | US | WECC | SRP |  | 141 | AF2 |  | Agua Fria | 2 |  | ST | NG |  | Natural Gas and Other Gases | 1957-04-01 | 2050-12-31 | 113.63 | 113 | 114
Existing | US | WECC | SRP |  | 141 | AF3 |  | Agua Fria | 3 |  | ST | NG |  | Natural Gas and Other Gases | 1961-04-01 | 2050-12-31 | 163.19 | 181 | 184
Existing | US | WECC | SRP |  | 141 | AF4 |  | Agua Fria | 4 |  | GT | NG |  | Natural Gas and Other Gases | 1975-05-01 | 2050-12-31 | 80.54 | 73 | 87
Existing | US | WECC | SRP |  | 141 | AF5 |  | Agua Fria | 5 |  | GT | NG |  | Natural Gas and Other Gases | 1974-07-01 | 2050-12-31 | 71.2 | 73 | 82
Existing | US | WECC | SRP |  | 141 | AF6 |  | Agua Fria | 6 |  | GT | NG |  | Natural Gas and Other Gases | 1974-07-01 | 2050-12-31 | 71.2 | 73 | 82
Existing | US | WECC | SRP |  | 141 | PV-3 |  | Agua Fria Solar | 3 |  | PV-T | SUN |  | Solar | 2001-06-01 | 2050-12-31 | 0.19 | 0.19 | 0.18
Existing | US | WECC | SRP |  | 7933 | AH1 |  | Arizona Falls | 1 |  | HY | WAT |  | Conventional Hydro | 2003-11-01 | 2050-12-31 | 0.75 | 0.75 | 0.75
Existing | US | WECC | SRP |  | 56948 | 1 |  | Coolidge Generating Station | GT1 |  | GT | NG |  | Natural Gas and Other Gases | 2011-05-01 | 2050-12-31 | 47.89 | 46.4 | 47.2
Existing | US | WECC | SRP |  | 56948 | 10 |  | Coolidge Generating Station | GT10 |  | GT | NG |  | Natural Gas and Other Gases | 2011-05-01 | 2050-12-31 | 47.89 | 46.4 | 47.2
Existing | US | WECC | SRP |  | 56948 | 11 |  | Coolidge Generating Station | GT11 |  | GT | NG |  | Natural Gas and Other Gases | 2011-05-01 | 2050-12-31 | 47.89 | 46.4 | 47.2
Existing | US | WECC | SRP |  | 56948 | 12 |  | Coolidge Generating Station | GT12 |  | GT | NG |  | Natural Gas and Other Gases | 2011-05-01 | 2050-12-31 | 47.89 | 46.4 | 47.2
Existing | US | WECC | SRP |  | 56948 | 2 |  | Coolidge Generating Station | GT2 |  | GT | NG |  | Natural Gas and Other Gases | 2011-05-01 | 2050-12-31 | 47.89 | 46.4 | 47.2
Existing | US | WECC | SRP |  | 56948 | 3 |  | Coolidge Generating Station | GT3 |  | GT | NG |  | Natural Gas and Other Gases | 2011-05-01 | 2050-12-31 | 47.89 | 46.4 | 47.2
Existing | US | WECC | SRP |  | 56948 | 4 |  | Coolidge Generating Station | GT4 |  | GT | NG |  | Natural Gas and Other Gases | 2011-05-01 | 2050-12-31 | 47.89 | 46.4 | 47.2
Existing | US | WECC | SRP |  | 56948 | 5 |  | Coolidge Generating Station | GT5 |  | GT | NG |  | Natural Gas and Other Gases | 2011-05-01 | 2050-12-31 | 47.89 | 46.4 | 47.2
Existing | US | WECC | SRP |  | 56948 | 6 |  | Coolidge Generating Station | GT6 |  | GT | NG |  | Natural Gas and Other Gases | 2011-05-01 | 2050-12-31 | 47.89 | 46.4 | 47.2
Existing | US | WECC | SRP |  | 56948 | 7 |  | Coolidge Generating Station | GT7 |  | GT | NG |  | Natural Gas and Other Gases | 2011-05-01 | 2050-12-31 | 47.89 | 46.4 | 47.2
Existing | US | WECC | SRP |  | 56948 | 8 |  | Coolidge Generating Station | GT8 |  | GT | NG |  | Natural Gas and Other Gases | 2011-05-01 | 2050-12-31 | 47.89 | 46.4 | 47.2
Existing | US | WECC | SRP |  | 56948 | 9 |  | Coolidge Generating Station | GT9 |  | GT | NG |  | Natural Gas and Other Gases | 2011-05-01 | 2050-12-31 | 47.89 | 46.4 | 47.2
Existing | US | WECC | SRP |  | 57318 | 1 |  | Copper Crossing Solar | 1 |  | PV-T | SUN |  | Solar | 2011-06-01 | 2031-06-01 | 20 | 20 | 20
Existing | US | WECC | SRP |  | 6177 | CO1 |  | Coronado | 1 |  | ST | SUB |  | Coal | 1979-12-01 | 2050-12-31 | 410.94 | 380 | 380
Existing | US | WECC | SRP |  | 6177 | CO2 |  | Coronado | 2 |  | ST | SUB |  | Coal | 1980-10-01 | 2050-12-31 | 410.94 | 382 | 382
Existing | US | WECC | SRP |  | 6021 | 1 |  | Craig | 1 |  | ST | SUB |  | Coal | 1980-07-01 |  | 129.325 | 126.028 | 126.028
Existing | US | WECC | SRP |  | 6021 | 2 |  | Craig | 2 |  | ST | BIT |  | Coal | 1979-12-01 |  | 129.325 | 124 | 124
Existing | US | WECC | SRP |  | 143 | CC5 |  | Crosscut | HY1 |  | HY | WAT |  | Conventional Hydro | 1939-07-01 | 2050-12-31 | 3 | 3 | 3
Existing | US | WECC | SRP |  | 99999 | SRB |  | Customer Distributed Renewable | 1 |  | PV-NT | SUN |  | Solar | 2010-01-01 | 2030-12-31 | 0 | 0 | 0
Existing | US | WECC | SRP |  | 55129 | CTG1 |  | Desert Basin | CC1A |  | CT | NG |  | Natural Gas and Other Gases | 2001-10-01 | 2050-12-31 | 187 | 162 | 178
Existing | US | WECC | SRP |  | 55129 | CTG2 |  | Desert Basin | CC1B |  | CT | NG |  | Natural Gas and Other Gases | 2001-10-01 | 2050-12-31 | 187 | 162 | 178
Existing | US | WECC | SRP |  | 55129 | STG |  | Desert Basin | CC1C |  | CA | NG |  | Natural Gas and Other Gases | 2001-10-01 | 2050-12-31 | 272 | 253 | 269
Existing | US | WECC | SRP |  | 59338 | GR1A |  | Gila River | CC1A |  | CT | NG |  | Natural Gas and Other Gases | 2018-05-02 | 2051-12-31 | 174 | 146 | 163
Existing | US | WECC | SRP |  | 59338 | GR1B |  | Gila River | CC1B |  | CT | NG |  | Natural Gas and Other Gases | 2018-05-02 | 2052-12-31 | 174 | 146 | 163
Existing | US | WECC | SRP |  | 59338 | GR1S |  | Gila River | CC1C |  | CA | NG |  | Natural Gas and Other Gases | 2018-05-02 | 2053-12-31 | 271 | 223 | 227
Existing | US | WECC | SRP |  | 60768 | GR2 |  | Gila River | CC2A |  | CT | NG |  | Natural Gas and Other Gases | 2003-06-01 | 2054-12-31 | 174 | 146 | 163
Existing | US | WECC | SRP |  | 60768 | GR2 |  | Gila River | CC2B |  | CT | NG |  | Natural Gas and Other Gases | 2003-06-01 | 2055-12-31 | 174 | 146 | 163
Existing | US | WECC | SRP |  | 60768 | GR2 |  | Gila River | CC2C |  | CA | NG |  | Natural Gas and Other Gases | 2003-06-01 | 2056-12-31 | 271 | 223 | 227
Existing | US | WECC | SRP |  | 59784 | GR3 |  | Gila River | CC3A |  | CT | NG |  | Natural Gas and Other Gases | 2014-12-10 | 2057-12-31 | 174 | 146 | 163
Existing | US | WECC | SRP |  | 59784 | GR3 |  | Gila River | CC3B |  | CT | NG |  | Natural Gas and Other Gases | 2014-12-10 | 2058-12-31 | 174 | 146 | 163
Existing | US | WECC | SRP |  | 59784 | GR3 |  | Gila River | CC3C |  | CA | NG |  | Natural Gas and Other Gases | 2014-12-10 | 2059-12-31 | 271 | 223 | 227
Existing | US | WECC | SRP |  | 55306 | GR4A |  | Gila River | CC4A |  | CT | NG |  | Natural Gas and Other Gases | 2017-05-01 | 2060-12-31 | 174 | 146 | 163
Existing | US | WECC | SRP |  | 55306 | GR4B |  | Gila River | CC4B |  | CT | NG |  | Natural Gas and Other Gases | 2017-05-01 | 2061-12-31 | 174 | 146 | 163
Existing | US | WECC | SRP |  | 55306 | GR4S |  | Gila River | CC4C |  | CA | NG |  | Natural Gas and Other Gases | 2017-05-01 | 2062-12-31 | 271 | 223 | 227
Existing | US | WECC | SRP |  | 525 | 2 |  | Hayden | 2 |  | ST | BIT |  | Coal | 1976-09-01 | 2027-12-31 | 137.69 | 131 | 131
Existing | US | WECC | SRP |  | 145 | HM1 |  | Horse Mesa | 1 |  | HY | WAT |  | Conventional Hydro | 1927-04-01 | 2050-12-31 | 9.9 | 10 | 10
Existing | US | WECC | SRP |  | 145 | HM2 |  | Horse Mesa | 2 |  | HY | WAT |  | Conventional Hydro | 1927-04-01 | 2050-12-31 | 9.9 | 10 | 10
Existing | US | WECC | SRP |  | 145 | HM3 |  | Horse Mesa | 3 |  | HY | WAT |  | Conventional Hydro | 1927-04-01 | 2050-12-31 | 9.9 | 10 | 10
Existing | US | WECC | SRP |  | 145 | HM4 |  | Horse Mesa | PS1 |  | PS | WAT |  | Pumped Storage | 1972-06-01 | 2050-12-31 | 111 | 119 | 119
Existing | US | WECC | SRP |  | 147 | KY7 |  | Kyrene | CC7 |  | CT | NG |  | Natural Gas and Other Gases | 2002-10-01 | 2050-12-31 | 170 | 148 | 167
Existing | US | WECC | SRP |  | 147 | KY7A |  | Kyrene | CC7A |  | CA | NG |  | Natural Gas and Other Gases | 2002-10-01 | 2050-12-31 | 122.06 | 106 | 110
Existing | US | WECC | SRP |  | 147 | KY4 |  | Kyrene | GT4 |  | GT | NG |  | Natural Gas and Other Gases | 1971-12-01 | 2050-12-31 | 53.12 | 59 | 63
Existing | US | WECC | SRP |  | 147 | KY5 |  | Kyrene | GT5 |  | GT | NG |  | Natural Gas and Other Gases | 1973-07-01 | 2050-12-31 | 60.29 | 53 | 62
Existing | US | WECC | SRP |  | 147 | KY6 |  | Kyrene | GT6 |  | GT | NG |  | Natural Gas and Other Gases | 1973-06-01 | 2050-12-31 | 60.29 | 53 | 62
Existing | US | WECC | SRP |  | 58557 | GT1 |  | Mesquite | CC1A |  | CT | NG |  | Natural Gas and Other Gases | 2003-06-01 | 2050-12-31 | 170 | 153 | 162.5
Existing | US | WECC | SRP |  | 58557 | GT2 |  | Mesquite | CC1B |  | CT | NG |  | Natural Gas and Other Gases | 2003-06-01 | 2050-12-31 | 170 | 153 | 162.5
Existing | US | WECC | SRP |  | 58557 | ST1 |  | Mesquite | CC1C |  | CA | NG |  | Natural Gas and Other Gases | 2003-06-01 | 2050-12-31 | 285 | 289 | 300
Existing | US | WECC | SRP |  | 55481 | GT3 |  | Mesquite | CC2A |  | CT | NG |  | Natural Gas and Other Gases | 2003-11-01 | 2050-12-31 | 170 | 153 | 162
Existing | US | WECC | SRP |  | 55481 | GT4 |  | Mesquite | CC2B |  | CT | NG |  | Natural Gas and Other Gases | 2003-11-01 | 2050-12-31 | 170 | 153 | 162
Existing | US | WECC | SRP |  | 55481 | ST2 |  | Mesquite | CC2C |  | CA | NG |  | Natural Gas and Other Gases | 2003-11-01 | 2050-12-31 | 285 | 289 | 300
Existing | US | WECC | SRP |  | 148 | MF1 |  | Mormon Flat | 1 |  | HY | WAT |  | Conventional Hydro | 1926-05-01 | 2050-12-31 | 9.19 | 11.5 | 11.5
Existing | US | WECC | SRP |  | 148 | MF2 |  | Mormon Flat | PS1 |  | PS | WAT |  | Pumped Storage | 1971-06-01 | 2050-12-31 | 54.04 | 57 | 57
Existing | US | WECC | SRP |  | 149 | ROOS |  | Roosevelt | 1 |  | HY | WAT |  | Conventional Hydro | 1973-03-01 | 2050-12-31 | 36.01 | 36 | 36
Existing | US | WECC | SRP |  | 8068 | ST1 |  | Santan | 1 |  | CS | NG |  | Natural Gas and Other Gases | 1974-10-01 | 2050-12-31 | 103.5 | 92 | 103
Existing | US | WECC | SRP |  | 8068 | ST2 |  | Santan | 2 |  | CS | NG |  | Natural Gas and Other Gases | 1974-12-01 | 2050-12-31 | 103.5 | 92 | 103
Existing | US | WECC | SRP |  | 8068 | ST3 |  | Santan | 3 |  | CS | NG |  | Natural Gas and Other Gases | 1974-10-01 | 2050-12-31 | 103.5 | 92 | 103
Existing | US | WECC | SRP |  | 8068 | ST4 |  | Santan | 4 |  | CS | NG |  | Natural Gas and Other Gases | 1975-05-01 | 2050-12-31 | 103.5 | 92 | 103
Existing | US | WECC | SRP |  | 8068 | ST5A |  | Santan | CC1A |  | CT | NG |  | Natural Gas and Other Gases | 2005-04-01 | 2050-12-31 | 153.8 | 151 | 170
Existing | US | WECC | SRP |  | 8068 | ST5B |  | Santan | CC1B |  | CT | NG |  | Natural Gas and Other Gases | 2005-04-01 | 2050-12-31 | 153.8 | 151 | 170
Existing | US | WECC | SRP |  | 8068 | ST5S |  | Santan | CC1C |  | CA | NG |  | Natural Gas and Other Gases | 2005-04-01 | 2050-12-31 | 314.5 | 280 | 286
Existing | US | WECC | SRP |  | 8068 | ST6A |  | Santan | CC2A |  | CT | NG |  | Natural Gas and Other Gases | 2006-03-01 | 2050-12-31 | 153.8 | 151 | 166
Existing | US | WECC | SRP |  | 8068 | ST6S |  | Santan | CC2B |  | CA | NG |  | Natural Gas and Other Gases | 2006-03-01 | 2050-12-31 | 136.09 | 126 | 135
Existing | US | WECC | SRP |  | 100 | SC1 |  | South Consolidated | 1 |  | HY | WAT |  | Conventional Hydro | 1981-09-01 | 2050-12-31 | 1.39 | 1.39 | 0
Existing | US | WECC | SRP |  | 8223 | 4 |  | Springerville | 4 |  | ST | SUB |  | Coal | 2009-12-17 | 2050-12-31 | 450 | 415 | 415
Existing | US | WECC | SRP |  | 150 | SM |  | Stewart Mtn | 1 |  | HY | WAT |  | Conventional Hydro | 1930-03-01 | 2050-12-31 | 10.4 | 13 | 0
Tier 3 | US | WECC | SRP |  |  |  |  | Future Solar (5) | 5 |  | PV-T | SUN |  | Solar | 2023-05-01 |  | 300 | 34 | 34
Tier 3 | US | WECC | SRP |  |  |  |  | Future Solar + Battery | 1 |  | PV-T | SUN |  | Solar | 2023-06-01 |  | 260 | 216 | 216
Tier 3 | US | WECC | SRP |  |  |  |  | Future Solar + Battery | 2 |  | PV-T | SUN |  | Solar | 2023-06-01 |  | 88 | 58 | 58
Tier 3 | US | WECC | SRP |  |  |  |  | Future Solar (4) | 4 |  | PV-T | SUN |  | Solar | 2023-12-01 |  | 200 | 29 | 29
Tier 3 | US | WECC | SRP |  |  |  |  | Future Solar (2) | 2 |  | PV-T | SUN |  | Solar | 2023-12-31 |  | 200 | 43 | 43
Tier 3 | US | WECC | SRP |  |  |  |  | Future Solar (3) | 3 |  | PV-T | SUN |  | Solar | 2023-12-31 |  | 200 | 36 | 36
Tier 3 | US | WECC | SRP |  |  |  |  | Gas (Peaking) | 5 |  | GT | NG |  | Natural Gas and Other Gases | 2025-05-01 |  | 50 | 44 | 50
Tier 3 | US | WECC | SRP |  |  |  |  | Gas (Peaking) | 6 |  | GT | NG |  | Natural Gas and Other Gases | 2025-05-01 |  | 50 | 44 | 50
Tier 3 | US | WECC | SRP |  |  |  |  | Gas (Peaking) | 7 |  | GT | NG |  | Natural Gas and Other Gases | 2025-05-01 |  | 50 | 44 | 50
Tier 3 | US | WECC | SRP |  |  |  |  | Gas (Peaking) | 8 |  | GT | NG |  | Natural Gas and Other Gases | 2025-05-01 |  | 50 | 44 | 50
Tier 3 | US | WECC | SRP |  |  |  |  | Gas (Peaking) | 9 |  | GT | NG |  | Natural Gas and Other Gases | 2025-05-01 |  | 50 | 44 | 50
Tier 3 | US | WECC | SRP |  |  |  |  | Gas (Peaking) | 10 |  | GT | NG |  | Natural Gas and Other Gases | 2025-05-01 |  | 50 | 44 | 50
Tier 3 | US | WECC | SRP |  |  |  |  | Gas (Peaking) | 11 |  | GT | NG |  | Natural Gas and Other Gases | 2025-05-01 |  | 50 | 44 | 50
Tier 3 | US | WECC | SRP |  |  |  |  | Gas (Peaking) | 12 |  | GT | NG |  | Natural Gas and Other Gases | 2025-05-01 |  | 50 | 44 | 50
Tier 3 | US | WECC | SRP |  |  |  |  | Gas (Peaking) | 13 |  | GT | NG |  | Natural Gas and Other Gases | 2026-05-01 |  | 50 | 44 | 50
Tier 3 | US | WECC | SRP |  |  |  |  | Gas (Peaking) | 14 |  | GT | NG |  | Natural Gas and Other Gases | 2026-05-01 |  | 50 | 44 | 50
Tier 3 | US | WECC | SRP |  |  |  |  | Gas (Peaking) | 15 |  | GT | NG |  | Natural Gas and Other Gases | 2026-05-01 |  | 50 | 44 | 50
Tier 3 | US | WECC | SRP |  |  |  |  | Gas (Peaking) | 16 |  | GT | NG |  | Natural Gas and Other Gases | 2026-05-01 |  | 50 | 44 | 50
Tier 3 | US | WECC | SRP |  |  |  |  | Gas (Peaking) | 17 |  | GT | NG |  | Natural Gas and Other Gases | 2026-05-01 |  | 50 | 44 | 50
Tier 3 | US | WECC | SRP |  |  |  |  | Gas (Peaking) | 18 |  | GT | NG |  | Natural Gas and Other Gases | 2026-05-01 |  | 50 | 44 | 50
Tier 3 | US | WECC | SRP |  |  |  |  | Gas (Peaking) | 19 |  | GT | NG |  | Natural Gas and Other Gases | 2026-05-01 |  | 50 | 44 | 50
Tier 3 | US | WECC | SRP |  |  |  |  | Gas (Peaking) | 20 |  | GT | NG |  | Natural Gas and Other Gases | 2026-05-01 |  | 50 | 44 | 50
Tier 3 | US | WECC | SRP |  |  |  |  | Future Solar (6) | 5 |  | PV-T | SUN |  | Solar | 2028-05-01 |  | 200 | 43 | 43
Tier 3 | US | WECC | SRP |  |  |  |  | Future Solar + Battery | 3 |  | PV-T | SUN |  | Solar | 2028-05-01 |  | 200 | 148 | 148
Tier 3 | US | WECC | SRP |  |  |  |  | Future Solar (7) | 5 |  | PV-T | SUN |  | Solar | 2029-05-01 |  | 400 | 44 | 44
Tier 3 | US | WECC | SRP |  |  |  |  | Future Solar + Battery | 4 |  | PV-T | SUN |  | Solar | 2029-05-01 |  | 400 | 242 | 252
Tier 3 | US | WECC | SRP |  |  |  |  | Future Solar (8) | 5 |  | PV-T | SUN |  | Solar | 2030-05-01 |  | 100 | 31 | 31
Tier 3 | US | WECC | SRP |  |  |  |  | Future Solar + Battery | 4 |  | PV-T | SUN |  | Solar | 2030-05-01 |  | 500 | 231 | 231
Tier 3 | US | WECC | SRP |  |  |  |  | Future Geo (1) | 1 |  | ST | GEO |  | Geothermal | 2031-05-01 |  | 250 | 250 | 250
Tier 3 | US | WECC | SRP |  |  |  |  | Future Solar (9) | 5 |  | PV-T | SUN |  | Solar | 2031-05-01 |  | 600 | 150 | 150
Tier 3 | US | WECC | SRP |  |  |  |  | Future Solar (1) | 1 |  | PV-T | SUN |  | Solar | 2021-12-31 |  | 100 | 39 | 39
Tier 3 | US | WECC | SRP |  |  |  |  | Gas (Peaking) | 1 |  | GT | NG |  | Natural Gas and Other Gases | 2022-05-01 |  | 33 | 28 | 33
Tier 3 | US | WECC | SRP |  |  |  |  | Gas (Peaking) | 2 |  | GT | NG |  | Natural Gas and Other Gases | 2022-05-01 |  | 33 | 28 | 33
Tier 3 | US | WECC | SRP |  |  |  |  | Gas (Peaking) | 3 |  | GT | NG |  | Natural Gas and Other Gases | 2022-05-01 |  | 33 | 28 | 33
Tier 3 | US | WECC | SRP |  |  |  |  | Gas (Peaking) | 4 |  | GT | NG |  | Natural Gas and Other Gases | 2022-05-01 |  | 33 | 28 | 33
Existing | US | WECC | TEPC |  | 57308 | 1 |  | Amonix FRB | 1 |  | PV-T | SUN |  | Solar | 2011-03-31 | 2031-03-31 | 2 | 2 | 2
Existing | US | WECC | TEPC |  | 59168 | AS |  | Avalon I | 1 |  | PV-T | SUN |  | Solar | 2014-12-23 | 2034-12-23 | 28.34 | 28.34 | 28.34
Existing | US | WECC | TEPC |  | 59168 | 1 |  | Avalon Solar II | 1 |  | PV-T | SUN |  | Solar | 2016-03-02 | 2036-03-02 | 16 | 16 | 16
Existing | US | WECC | TEPC |  | 57657 | TEL |  | Avra Valley NRG Solar-Maran | 1 |  | PV-NT | SUN |  | Solar | 2012-12-14 | 2032-12-14 | 25 | 25 | 25
Existing | US | WECC | TEPC |  |  |  |  | Battery Storage NextEra | 1 |  | BA | MWH |  | Other | 2017-01-30 | 2037-01-30 | 10 | 10 | 10
Existing | US | WECC | TEPC |  |  |  |  | Battery Storage -E.ON(Couple | 1 |  | BA | MWH |  | Other | 2017-04-30 | 2037-04-30 | 10 | 10 | 10
Existing | US | WECC | TEPC |  | 56482 | 1 |  | Black Mountain | 1 |  | GT | NG |  | Natural Gas and Other Gases | 2008-06-01 | 2050-12-31 | 60.5 | 41 | 41
Existing | US | WECC | TEPC |  | 56482 | 2 |  | Black Mountain | 2 |  | GT | NG |  | Natural Gas and Other Gases | 2008-06-01 | 2050-12-31 | 60.5 | 41 | 41
Existing | US | WECC | TEPC |  | 58042 | 1 |  | Black Mountain Solar | 1 |  | PV-T | SUN |  | Solar | 2012-12-01 | 2032-12-01 | 8.9 | 8.9 | 8.9
Existing | US | WECC | TEPC |  | 58705 | 1 |  | Cogenra UASTP | 1 |  | PV-T | SUN |  | Solar | 2014-07-01 | 2034-07-01 | 1.1 | 1.1 | 1.1
Existing | US | WECC | TEPC |  | 124 | GT2 |  | Demoss Petrie | 1 |  | GT | NG |  | Natural Gas and Other Gases | 2001-06-01 | 2046-12-31 | 85 | 75 | 75
Existing | US | WECC | TEPC |  | 59221 | TEJ |  | EON UASTP | 1 |  | PV-T | SUN |  | Solar | 2012-12-28 | 2032-12-28 | 4.8 | 4.8 | 4.8
Existing | US | WECC | TEPC |  | 59220 | 1 |  | EON Valencia | 1 |  | PV-T | SUN |  | Solar | 2013-06-28 | 2033-06-28 | 9.9 | 9.9 | 10
Existing | US | WECC | TEPC |  | 58486 | TEK |  | FRV - Sunedison Picture Rocks | 1 |  | PV-T | SUN |  | Solar | 2012-12-05 | 2032-12-05 | 20 | 20 | 20
Existing | US | WECC | TEPC |  | 58972 | 1 |  | Ft. Huachuca Phase II | 1 |  | PV-NT | SUN |  | Solar | 2017-01-18 | 2045-12-31 | 4.8 | 4.8 | 4.8
Existing | US | WECC | TEPC |  | 60886 | 1 |  | Gray Hawk Solar Fixed PV | 1 |  | PV-T | SUN |  | Solar | 2018-06-13 | 2043-06-13 | 46 | 46 | 46
Existing | US | WECC | TEPC |  | 126 | ST3 |  | H.W. Sundt | 3 |  | ST | NG |  | Natural Gas and Other Gases | 1962-06-01 | 2032-12-31 | 113.6 | 104 | 104
Existing | US | WECC | TEPC |  | 126 | 4 |  | H.W. Sundt | 4 |  | ST | NG |  | Natural Gas and Other Gases | 1967-07-01 | 2037-12-31 | 173.3 | 156 | 156
Existing | US | WECC | TEPC |  | 60633 |  |  | Iron Horse Solar E.ON @ UASTP | 1 |  | PV-NT | SUN |  | Solar | 2017-04-20 | 2037-04-20 | 2.04 | 2.04 | 2.04
Existing | US | WECC | TEPC |  | 126 | GT1 |  | Irvington | 1 |  | GT | NG |  | Natural Gas and Other Gases | 1972-12-01 | 2032-12-31 | 27 | 25 | 26.8
Existing | US | WECC | TEPC |  | 126 | GT2 |  | Irvington | 2 |  | GT | NG |  | Natural Gas and Other Gases | 1972-12-01 | 2032-12-31 | 27 | 25 | 26.8
Existing | US | WECC | TEPC |  | 60603 |  |  | Jacobson Solar | 1 |  | PV-NT | SUN |  | Solar | 2017-03-17 | 2046-12-31 | 4.4 | 4.4 | 4.4
Existing | US | WECC | TEPC |  | 57775 | WGNS |  | Kingman Wind | 1 |  | WT | WND |  | Wind | 2011-09-16 | 2031-09-16 | 10 | 10 | 10
Existing | US | WECC | TEPC |  | 57775 | PV |  | Kingman Wind | 2 |  | PV-T | SUN |  | Solar | 2011-09-16 | 2031-09-16 | 0.24 | 0.24 | 0.24
Existing | US | WECC | TEPC |  | 57556 | 1 |  | La Senita Solar | 1 |  | PV-NT | SUN |  | Solar | 2011-11-04 | 2041-12-31 | 1 | 1 | 0.98
Existing | US | WECC | TEPC |  | 6088 | 1 |  | North Loop | 1 |  | GT | NG |  | Natural Gas and Other Gases | 1972-12-01 | 2027-12-31 | 27 | 25 | 26.8
Existing | US | WECC | TEPC |  | 6088 | 2 |  | North Loop | 2 |  | GT | NG |  | Natural Gas and Other Gases | 1972-12-01 | 2027-12-31 | 27 | 25 | 26.8
Existing | US | WECC | TEPC |  | 6088 | 3 |  | North Loop | 3 |  | GT | NG |  | Natural Gas and Other Gases | 1972-12-01 | 2027-12-31 | 27 | 23 | 26.8
Existing | US | WECC | TEPC |  | 6088 | 4 |  | North Loop | 4 |  | GT | NG |  | Natural Gas and Other Gases | 2001-06-01 | 2046-12-31 | 26.8 | 20 | 21
Existing | US | WECC | TEPC |  | 58833 | 1 |  | Red Horse Wind 2 (SOLAR) Ph | 1 |  | PV-T | SUN |  | Solar | 2015-08-31 | 2035-08-31 | 41 | 41 | 41
Existing | US | WECC | TEPC |  | 58833 | 1 |  | Red Horse Wind 2 (SOLAR) Ph | 1 |  | PV-T | SUN |  | Solar | 2016-04-15 | 2036-04-15 | 30 | 30 | 30
Existing | US | WECC | TEPC |  | 58833 | 1 |  | Red Horse Wind 2 (WIND) | 1 |  | WT | WND |  | Wind | 2016-06-28 | 2036-06-28 | 30 | 30 | 30
Existing | US | WECC | TEPC |  | 59044 | RRSF |  | Santa Cruz High School (Rio Ri | 1 |  | PV-NT | SUN |  | Solar | 2014-03-01 | 2044-03-01 | 6 | 6 | 6
Existing | US | WECC | TEPC |  | 8223 | 1 |  | Springerville | 1 |  | ST | SUB |  | Coal | 1985-06-01 | 2027-12-31 | 424.8 | 381 | 381
Existing | US | WECC | TEPC |  | 8223 | 2 |  | Springerville | 2 |  | ST | SUB |  | Coal | 1990-06-01 | 2032-08-31 | 424.8 | 406 | 406
Existing | US | WECC | TEPC |  | 8223 | SGSS |  | Springerville Solar | 1 |  | PV-NT | SUN |  | Solar | 2004-06-06 | 2032-12-31 | 3.68 | 3.68 | 3.68
Existing | US | WECC | TEPC |  | 8223 | SGSS2 |  | Springerville Solar | 1 |  | PV-NT | SUN |  | Solar | 2010-12-30 | 2038-12-31 | 0.62 | 0.62 | 0.62
Existing | US | WECC | TEPC |  | 8223 | SGSS1 |  | Springerville Solar | 1 |  | PV-NT | SUN |  | Solar | 2010-12-30 | 2038-12-31 | 1 | 1 | 1
Existing | US | WECC | TEPC |  | 126 | 1 |  | Sundt RICE | 1 |  | IC | NG |  | Natural Gas and Other Gases | 2020-03-04 |  | 18.8 | 18.2 | 18.7
Existing | US | WECC | TEPC |  | 126 | 1 |  | Sundt RICE | 2 |  | IC | NG |  | Natural Gas and Other Gases | 2020-03-04 |  | 18.8 | 18.2 | 18.7
Existing | US | WECC | TEPC |  | 126 | 1 |  | Sundt RICE | 3 |  | IC | NG |  | Natural Gas and Other Gases | 2020-03-04 |  | 18.8 | 18.2 | 18.7
Existing | US | WECC | TEPC |  | 126 | 1 |  | Sundt RICE | 4 |  | IC | NG |  | Natural Gas and Other Gases | 2020-03-04 |  | 18.8 | 18.2 | 18.7
Existing | US | WECC | TEPC |  | 126 | 1 |  | Sundt RICE | 5 |  | IC | NG |  | Natural Gas and Other Gases | 2020-03-04 |  | 18.8 | 18.2 | 18.7
Existing | US | WECC | TEPC |  | 126 | 1 |  | Sundt RICE | 6 |  | IC | NG |  | Natural Gas and Other Gases | 2019-12-22 |  | 18.8 | 18.2 | 18.7
Existing | US | WECC | TEPC |  | 126 | 1 |  | Sundt RICE | 7 |  | IC | NG |  | Natural Gas and Other Gases | 2019-12-22 |  | 18.8 | 18.2 | 18.7
Existing | US | WECC | TEPC |  | 126 | 1 |  | Sundt RICE | 8 |  | IC | NG |  | Natural Gas and Other Gases | 2019-12-22 |  | 18.8 | 18.2 | 18.7
Existing | US | WECC | TEPC |  | 126 | 1 |  | Sundt RICE | 9 |  | IC | NG |  | Natural Gas and Other Gases | 2019-12-22 |  | 18.8 | 18.2 | 18.7
Existing | US | WECC | TEPC |  | 126 | 1 |  | Sundt RICE | 10 |  | IC | NG |  | Natural Gas and Other Gases | 2019-12-22 |  | 18.8 | 18.2 | 18.7
Existing | US | WECC | TEPC |  | 57717 | UATP2 |  | UASTP II Amonix | 1 |  | PV-NT | SUN |  | Solar | 2011-12-29 | 2039-12-29 | 4.5 | 4.5 | 4.5
Existing | US | WECC | TEPC |  | 58171 | UATP3 |  | UASTP III Solon Prairie Fire | 1 |  | PV-NT | SUN |  | Solar | 2012-12-28 | 2032-12-31 | 4.5 | 4.5 | 4.5
Existing | US | WECC | TEPC |  | 58842 | TEI |  | UASTP IV Astroenergy/ Gato Mon | 1 |  | PV-T | SUN |  | Solar | 2012-12-19 | 2032-12-19 | 5 | 5 | 5
Existing | US | WECC | TEPC |  | 57392 | UATP1 |  | UATSP I Solar | 1 |  | PV-T | SUN |  | Solar | 2010-12-31 | 2038-12-31 | 1.5 | 1.5 | 1.5
Existing | US | WECC | TEPC |  | 6515 | GT1 |  | Valencia | 1 |  | GT | NG |  | Natural Gas and Other Gases | 1989-08-01 |  | 18 | 13.5 | 14.8
Existing | US | WECC | TEPC |  | 6515 | GT2 |  | Valencia | 2 |  | GT | NG |  | Natural Gas and Other Gases | 1989-08-01 |  | 18 | 13.5 | 14.8
Existing | US | WECC | TEPC |  | 6515 | GT3 |  | Valencia | 3 |  | GT | NG |  | Natural Gas and Other Gases | 1989-08-01 |  | 18 | 13.5 | 14.8
Existing | US | WECC | TEPC |  | 6515 | GT4 |  | Valencia | 4 |  | GT | NG |  | Natural Gas and Other Gases | 2006-06-01 |  | 19.8 | 19.8 | 21.2
Existing | US | WECC | TEPC |  | 8223 | WMS |  | White Mountain Solar Springer | 1 |  | PV-NT | SUN |  | Solar | 2014-12-12 | 2042-12-31 | 8.5 | 8.5 | 8.5
Existing | US | WECC | TEPC |  | 57947 | GEN |  | Macho Springs | 1 |  | WT | WND |  | Wind | 2011-11-15 | 2031-11-15 | 50.4 | 50.39 | 50.39
Tier 1 | US | WECC | TEPC |  |  |  |  | Oso Grande Wind | 1 |  | WT | WND |  | Wind | 2021-04-01 |  | 247.4 | 247 | 247
Tier 1 | US | WECC | TEPC |  |  |  |  | 30 MW Storage Project | 1 |  | BA | MWH |  | Other | 2021-04-30 |  | 30 | 30 | 30
Tier 1 | US | WECC | TEPC |  |  |  |  | Wilmot Solar NextEra | 1 |  | PV-T | SUN |  | Solar | 2021-04-30 |  | 100 | 100 | 100
Tier 1 | US | WECC | TEPC |  |  |  |  | Borderlands Wind NextEra | 1 |  | WT | WND |  | Wind | 2021-09-30 |  | 99.01 | 99.01 | 99.01
Existing | US | WECC | WAAZ |  |  |  |  | Apache Solar | 1 |  | PV-T | SUN |  | Solar | 2017-10-01 |  | 20 | 20 | 20
Existing | US | WECC | WAAZ |  | 160 | GT1 |  | Apache Station | GT1 |  | CT | NG |  | Natural Gas and Other Gases | 1963-02-01 |  | 11.5 | 10 | 10
Existing | US | WECC | WAAZ |  | 160 | GT2 |  | Apache Station | GT2 |  | GT | NG |  | Natural Gas and Other Gases | 1972-06-01 |  | 20.39 | 18.5 | 20
Existing | US | WECC | WAAZ |  | 160 | GT3 |  | Apache Station | GT3 |  | GT | NG |  | Natural Gas and Other Gases | 1975-06-01 |  | 78.7 | 60 | 63
Existing | US | WECC | WAAZ |  | 160 | GT4 |  | Apache Station | GT4 |  | GT | NG |  | Natural Gas and Other Gases | 2002-10-01 |  | 60.5 | 38 | 44
Existing | US | WECC | WAAZ |  | 160 | ST1 |  | Apache Station | ST1 |  | CA | NG |  | Natural Gas and Other Gases | 1964-11-01 |  | 81.59 | 72 | 72
Existing | US | WECC | WAAZ |  | 160 | ST2 |  | Apache Station | ST2 |  | ST | SUB |  | Coal | 1979-01-01 |  | 204 | 175 | 175
Existing | US | WECC | WAAZ |  | 160 | ST3 |  | Apache Station | ST3 |  | ST | SUB |  | Coal | 1979-09-01 |  | 204 | 175 | 175
Existing | US | WECC | WAAZ |  | 152 | 1 |  | Davis | 1 |  | HY | WAT |  | Conventional Hydro | 1951-01-01 |  | 51.75 | 52.39 | 52.39
Existing | US | WECC | WAAZ |  | 152 | 2 |  | Davis | 1 |  | HY | WAT |  | Conventional Hydro | 1951-04-01 |  | 51.75 | 52.39 | 52.39
Existing | US | WECC | WAAZ |  | 152 | 3 |  | Davis | 1 |  | HY | WAT |  | Conventional Hydro | 1951-04-01 |  | 48 | 48 | 48
Existing | US | WECC | WAAZ |  | 152 | 4 |  | Davis | 1 |  | HY | WAT |  | Conventional Hydro | 1951-05-01 |  | 51.75 | 52.39 | 52.39
Existing | US | WECC | WAAZ |  | 152 | 5 |  | Davis | 1 |  | HY | WAT |  | Conventional Hydro | 1951-06-01 |  | 51.75 | 52.39 | 52.39
Existing | US | WECC | WAAZ |  | 7179 | 1 |  | Headgate Rock | 1 |  | HY | WAT |  | Conventional Hydro | 1993-12-01 |  | 6.5 | 6.5 | 6.5
Existing | US | WECC | WAAZ |  | 7179 | 2 |  | Headgate Rock | 2 |  | HY | WAT |  | Conventional Hydro | 1993-10-01 |  | 6.5 | 6.5 | 6.5
Existing | US | WECC | WAAZ |  | 7179 | 3 |  | Headgate Rock | 3 |  | HY | WAT |  | Conventional Hydro | 1993-07-01 |  | 6.5 | 6.5 | 6.5
Existing | US | WECC | WAAZ |  | 447 | 1 |  | Parker | 1 |  | HY | WAT |  | Conventional Hydro | 1942-12-01 |  | 30 | 30 | 30
Existing | US | WECC | WAAZ |  | 447 | 2 |  | Parker | 2 |  | HY | WAT |  | Conventional Hydro | 1943-01-01 |  | 30 | 30 | 30
Existing | US | WECC | WAAZ |  | 447 | 3 |  | Parker | 3 |  | HY | WAT |  | Conventional Hydro | 1942-12-01 |  | 30 | 30 | 30
Existing | US | WECC | WAAZ |  | 447 | 4 |  | Parker | 4 |  | HY | WAT |  | Conventional Hydro | 1943-05-01 |  | 30 | 27 | 27
Existing | US | WECC | WAAZ |  | 55177 | A |  | South Point | 1 |  | CT | NG |  | Natural Gas and Other Gases | 2001-06-01 |  | 160 | 160 | 160
Existing | US | WECC | WAAZ |  | 55177 | B |  | South Point | 2 |  | CT | NG |  | Natural Gas and Other Gases | 2001-06-01 |  | 160 | 160 | 160
Existing | US | WECC | WAAZ |  | 55177 | ST1 |  | South Point | 3 |  | CA | NG |  | Natural Gas and Other Gases | 2001-06-01 |  | 236 | 220 | 220
Existing | US | WECC | WAAZ |  | 447 | 1 |  | Parker | 1 |  | HY | WAT |  | Conventional Hydro | 1942-12-01 |  | 30 | 30 | 30
Existing | US | WECC | WAAZ |  | 447 | 2 |  | Parker | 2 |  | HY | WAT |  | Conventional Hydro | 1943-01-01 |  | 30 | 30 | 30
Existing | US | WECC | WAAZ |  | 447 | 3 |  | Parker | 3 |  | HY | WAT |  | Conventional Hydro | 1942-12-01 |  | 30 | 30 | 30
Existing | US | WECC | WAAZ |  | 447 | 4 |  | Parker | 4 |  | HY | WAT |  | Conventional Hydro | 1943-05-01 |  | 30 | 27 | 27
Existing | US | WECC | WAAZ |  | 55177 | A |  | South Point | 1 |  | CT | NG |  | Natural Gas and Other Gases | 2001-06-01 |  | 160 | 160 | 160
Existing | US | WECC | WAAZ |  | 55177 | B |  | South Point | 2 |  | CT | NG |  | Natural Gas and Other Gases | 2001-06-01 |  | 160 | 160 | 160
Existing | US | WECC | WAAZ |  | 55177 | ST1 |  | South Point | 3 |  | CA | NG |  | Natural Gas and Other Gases | 2001-06-01 |  | 236 | 220 | 220
Tier 3 | US | WECC | WAAZ |  |  |  |  | 2021-G1 | 1 |  | PV-T | SUN |  | Solar | 2023-12-01 |  | 150 | 150 | 150
Tier 3 | US | WECC | WAAZ |  |  |  |  | 2008-G12 | 1 |  | ST | SUN |  | Solar | 2022-12-31 |  | 110 | 110 | 110
Tier 3 | US | WECC | WAAZ |  |  |  |  | 2009-G14 | 1 |  | ST | SUN |  | Solar | 2022-12-31 |  | 150 | 150 | 150
Tier 3 | US | WECC | WAAZ |  |  |  |  | 2013-G34 | 1 |  | PV-T | SUN |  | Solar | 2022-12-31 |  | 300 | 300 | 300
Tier 3 | US | WECC | WAAZ |  |  |  |  | 2016-G36 | 1 |  | PV-T | SUN |  | Solar | 2022-12-31 |  | 120 | 120 | 120
Tier 3 | US | WECC | WAAZ |  |  |  |  | 2018-G40 | 1 |  | PV-T | SUN |  | Solar | 2022-12-31 |  | 225 | 225 | 225
Tier 3 | US | WECC | WAAZ |  |  |  |  | 2018-G41 | 1 |  | PV-T | SUN |  | Solar | 2022-12-31 |  | 225 | 225 | 225
Tier 3 | US | WECC | WAAZ |  |  |  |  | 2018-G42 | 1 |  | PV-T | SUN |  | Solar | 2022-12-31 |  | 160 | 160 | 160

## Informational
Prime Movers |  | Energy Sources |  |  |  | Status | Country | Prime Mover | Energy Source
Code | Description (Detailed) | Code | Fuel Type | Description | Description (Detailed) | Existing | CA | BA | AB
BA | Energy Storage, Battery | AB | Biomass | Solid Renewable Fuels | Agricultural By-Products | Retired | MX | BT | ANT
BT | Turbines Used in a Binary Cycle (including those used for geothermal applications) | ANT | Coal | Coal | Anthracite Coal | Mothballed | US | CA | BFG
CA | Combined Cycle Steam Part | BFG | Natural Gas and Other Gases | Natural Gas and Other Gases | Blast Furnace Gas | Cancelled |  | CC | BIT
CC | Combined Cycle Total Unit (use only for plants/generators in planning stages, for which specific generator details cannot be provided) | BIT | Coal | Coal | Bituminous Coal | Tier 1 |  | CE | BLQ
CE | Energy Storage, Compressed Air | BLQ | Biomass | Liquid Renewable (Biomass) Fuels | Black Liquor | Tier 2 |  | CP | DFO
CP | Energy Storage, Concentrated Solar Power | DFO | Petroleum | Petroleum | Distillate Fuel Oil. Including Diesel, No. 1, No. 2, and No. 4 Fuel Oils | Tier 3 |  | CS | GEO
CS | Combined Cycle Single Shaft (combustion turbine and steam turbine share a single generator) | GEO | Geothermal | Geothermal | Geothermal |  |  | CT | HG
CT | Combined Cycle Combustion Turbine Part (type of coal or solid must be reported as energy source for integrated coal gasification) | JF | Petroleum | Petroleum | Jet Fuel |  |  | ES | HO
ES | Energy Storage, Other (specify in comments section) | KER | Petroleum | Petroleum | Kerosene |  |  | FC | HS
FC | Fuel Cell | LFG | Biomass | Gaseous Renewable (Biomass Fuel) | Landfill Gas |  |  | FW | HW
FW | Energy Storage, Flywheel | LIG | Coal | Coal | Lignite Coal |  |  | GT | JF
GT | Combustion (Gas) Turbine (includes jet engine design) | MSW | Biomass | Solid Renewable Fuels | Municipal Solid Waste |  |  | HA | KER
HA | Hydrokinetic, Axial Flow Turbine | MWH | Other | Storage | Electricity used for energy storage |  |  | HB | LFG
HB | Hydrokinetic, Wave Buoy | NG | Natural Gas and Other Gases | Natural Gas and Other Gases | Natural Gas |  |  | HK | LIG
HK | Hydrokinetic, Other (specify in comments section) | NUC | Nuclear | Nuclear | Nuclear (including Uranium, Plutonium, and Thorium) |  |  | HY | MSW
HY | Hydroelectric Turbine (includes turbines associated with delivery of water by pipeline) | OBG | Biomass | Gaseous Renewable (Biomass Fuel) | Other Biomass Gas (including digester gas, methane, and other biomass gases; specify in comments section) |  |  | IC | MWH
IC | Internal Combustion Engine (diesel, piston, reciprocating) | OBL | Biomass | Liquid Renewable (Biomass) Fuels | Other Biomass Liquids (specify in comment section) |  |  | OT | NG
OT | Other (specify in comments section) | OBS | Biomass | Solid Renewable Fuels | Other Biomass Solids (specify in comment section) |  |  | PS | NUC
PS | Energy Storage, Reversible Hydraulic Turbine (Pumped Storage) | OG | Natural Gas and Other Gases | Natural Gas and Other Gases | Other Gas (specify in comments section) |  |  | PV | OBG
PV | Photovoltaic | OTH | Other | Other | (specify in comment section) |  |  | ST | OBL
ST | Steam Turbine, including nuclear, geothermal and solar steam (does not include combined cycle) | PC | Petroleum | Petroleum | Petroleum Coke |  |  | UK | OBS
UK | Unknown (specify in comments section) | PG | Petroleum | Petroleum | Gaseous Propane |  |  | WS | OG
WS | Wind Turbine, Offshore | PUR | Other | Purchased Steam | Purchased Steam |  |  | WT | OTH
WT | Wind Turbine, Onshore | RC | Coal | Coal | Refined Coal |  |  | HG | PC
HG | Hybrid - Natural Gas and Battery | RFO | Petroleum | Petroleum | Residual Fuel Oil (including No. 5, and No. 6 fuel oils, and bunker C fuel oil) |  |  | HO | PG
HO | Hybrid - Other and Battery | SGC | Coal | Coal | Coal-Derived Synthesis Gas |  |  | HS | PUR
HS | Hybrid - Solar and Battery | SGP | Natural Gas and Other Gases | Natural Gas and Other Gases | Synthesis Gas from Petroleum Coke |  |  | HW | RC
HW | Hybrid - Wind and Battery | SLW | Biomass | Liquid Renewable (Biomass) Fuels | Sludge Waste |  |  |  | RFO
|  | SUB | Coal | Coal | Subbituminous Coal |  |  |  | SGC
|  | SUN | Solar | Solar | Solar |  |  |  | SGP
|  | TDF | Other | Tire-Derived Fuels | Tire-derived Fuels |  |  |  | SLW
|  | UKN | Unknown | Unknown | (specify in comment section) |  |  |  | SUB
|  | WAT | Conventional Hydro |  | Water at a Conventional; Hydroelectric Turbine, and water used in Wave Buoy Hydrokinetic Technology, Current Hydrokinetic Technology, and Tidal Hydrokinetic Technology |  |  |  | SUN
|  | WAT | Run of River Hydro | [5 empty] | TDF
|  | WAT | Pumped Storage | Pumping Energy for Reversible (Pumped Storage) Hydroelectric Turbine | Pumping Energy for Reversible (Pumped Storage) Hydroelectric Turbine |  |  |  | UKN
|  | WC | Coal | Coal | Waste/Other Coal (including anthracite culm, bituminous gob, fine coal, lignite waste, waste coal) |  |  |  | WAT
|  | WDL | Biomass | Liquid Renewable (Biomass) Fuels | Wood Waste Liquids excluding Black Liquor (including red liquor, sludge wood, spent sulfite liquor, and other wood-based liquids) |  |  |  | WAT
|  | WDS | Biomass | Solid Renewable Fuels | Wood/Wood Waste Solids (including paper pellets, railroad ties, utility poles, wood chips, bark, and wood waste solids) |  |  |  | WAT
|  | WH | Other | Waste heat not directly attributed to a fuel source (WH should only be reported where the fuel source for the waste heat is undetermined, and for combined cycle steam turbines that do not have supplemental firing.) | Waste heat not directly attributed to a fuel source (WH should only be reported where the fuel source for the waste heat is undetermined, and for combined cycle steam turbines that do not have supplemental firing.) |  |  |  | WC
|  | WND | Wind | Wind | Wind |  |  |  | WDL
|  | WO | Natural Gas and Other Gases | Natural Gas and Other Gases | Waste/Other Oil (including crude oil, liquid butane, liquid propane, naphtha, oil waste, re-refined motor oil, sludge oil, tar oil, or other petroleum-based liquid wastes) |  |  |  | WDS
|  | HG | Hybrid |  | Hybrid - Natural Gas and Battery |  |  |  | WH
|  | HO | Hybrid |  | Hybrid - Other and Battery |  |  |  | WND
|  | HS | Hybrid |  | Hybrid - Solar and Battery |  |  |  | WO
|  | HW | Hybrid |  | Hybrid - Wind and Battery